## EKPC
PJM Interconnection, L.L.C
Last Updated on 03/29/2024
PJM Transmission Providers FACILITIES LIST
The following list includes, but is not limited to, facilities of the regional transmission owners that are
included in PJM's EMS model. FERC Form-1 or equivalent facilities are so noted under the column
headed PJM OAT Tariff Facility. This list will be updated when transmission facilities managed by PJM
are added to, or deleted from, the electrical network.
0
Equipment Code:
1 - Transmission Line
2 - Transformer or Phase Shifter
3 - Shunt Capacitor or Reactor
4 - Series Reactor or Capacitor
5 - SVC Device
6 - Other Substation Equipment-Busses, Bus Sections, or Breakers
7 - Tie-line
8 - Generator Step Up (GSU) transformer
(List by Station and Voltage Level or Device Name)
9 - Flow CB
10 - Equipment
Mark column K as
Yes = Reportable and Call in
|  | EKPC | [7 empty] | Low = Reportable, status available will not call in unless unusual circumstances
No = No call and no status
(A) | (B) | (C) | (D) | (E) | (F) | (G) | (H) | (I) | (J) | (K) | (L) | (M) | (N)
PJM
[8 empty] | OAT | Included | Reportable | PJM | BES | Effective
|  |  |  | PJM EMS MODEL FACILITY NAME |  |  |  | Tariff | in EMS | Transmission | Monitored | Flag | Date
Equip | [7 empty] | Facility | Model | Facility | Facility
Code | ID | Facility Information by Transmission Provider | B1_NAME | B2_NAME | B3_NAME | B3_TEXT | Voltage | (Y/L/N) | (Y/N) | (Y/L/N) | STATUS |  | (Eastern Standard Time)
1 |  | 2BEREKUT-PPGJCT BER-PPG1 | 2BEREKUT | 69 KV | BER-PPG1 | 2BEREKUT-PPGJCT BER-PPG1 | 69 | Yes | Yes | No | Reliability Non-BES | True | 06/01/2023
1 |  | 2BEREKUT-W_BEREAJ BER-WBE1 | 2BEREKUT | 69 KV | BER-WBE1 | 2BEREKUT-W_BEREAJ BER-WBE1 | 69 | Yes | Yes | No | Reliability Non-BES | True | 09/02/2020
1 |  | 3M -CYNTHIA2 3M-CYNT | 3M | 69 KV | 3M-CYNT | 3M -CYNTHIA2 3M-CYNT | 69 | Yes | Yes | No | Status Only | False | 05/01/2020
1 |  | 3M -RENAKER 3M-RENA | 3M | 69 KV | 3M-RENA | 3M -RENAKER 3M-RENA | 69 | Yes | Yes | No | Status Only | True | 12/14/2022
1 |  | 4BCKNRVT-BOONST 4BC-BOON | 4BCKNRVT | 138 KV | 4BC-BOON | 4BCKNRVT-BOONST 4BC-BOON | 138 | Yes | Yes | Yes | Reliability & Markets | True | 12/12/2018
1 |  | 4BGADTAP-LAKE_REA BGA_LAK2 | 4BGADTAP | 138 KV | BGA_LAK2 | 4BGADTAP-LAKE_REA BGA_LAK2 | 138 | Yes | Yes | Yes | Not monitored, no status | True | 12/13/2019
1 |  | 4BGADTAP-LAKE_REB BGA_LAKE | 4BGADTAP | 138 KV | BGA_LAKE | 4BGADTAP-LAKE_REB BGA_LAKE | 138 | Yes | Yes | Yes | Not monitored, no status | True | 12/13/2019
1 |  | AIRPRT_R-ELIOTCO AIR-ELIO | AIRPRT_R | 69 KV | AIR-ELIO | AIRPRT_R-ELIOTCO AIR-ELIO | 69 | Yes | Yes | No | Status Only | True | 12/14/2022
1 |  | AIRPRT_R-LEON_EKP AIR-LEON | AIRPRT_R | 69 KV | AIR-LEON | AIRPRT_R-LEON_EKP AIR-LEON | 69 | Yes | Yes | No | Status Only | True | 12/14/2022
1 |  | ALBANYE -SNOWJCT ALB-SNOW | ALBANYE | 69 KV | ALB-SNOW | ALBANYE -SNOWJCT ALB-SNOW | 69 | Yes | Yes | No | Status Only | True | 12/14/2022
1 |  | ALBANYE -UPCHURCH UPC-ALBA | ALBANYE | 69 KV | UPC-ALBA | ALBANYE -UPCHURCH UPC-ALBA | 69 | Yes | Yes | No | Status Only | True | 12/14/2022
1 |  | ALBANYE-SALBANY ALB-SALB | ALBANYE | 69 KV | ALB-SALB | ALBANYE-SALBANY ALB-SALB | 69 | Yes | Yes | No | Status Only | True | 03/25/2020
1 |  | ALCAN_EK-PPGJCT ALC-PPGJ | ALCAN_EK | 69 KV | ALC-PPGJ | ALCAN_EK-PPGJCT ALC-PPGJ | 69 | Yes | Yes | No | Status Only | True | 12/14/2022
1 |  | ALCAN_EK-W_BEREA ALC-WBE | ALCAN_EK | 69 KV | ALC-WBE | ALCAN_EK-W_BEREA ALC-WBE | 69 | Yes | Yes | No | Status Only | True | 12/14/2022
1 |  | ANNVILLJ-EBERLEJ ANN-EBER | ANNVILLJ | 69 KV | ANN-EBER | ANNVILLJ-EBERLEJ ANN-EBER | 69 | Yes | Yes | No | Status Only | True | 12/14/2022
1 |  | ANNVILLJ-TYNER ANN-TYNE | ANNVILLJ | 69 KV | ANN-TYNE | ANNVILLJ-TYNER ANN-TYNE | 69 | Yes | Yes | No | Status Only | True | 12/14/2022
1 |  | ARGNT_EK-LOWGAP_T ARG-LOWG | ARGNT_EK | 69 KV | ARG-LOWG | ARGNT_EK-LOWGAP_T ARG-LOWG | 69 | Yes | Yes | No | Status Only | True | 12/14/2022
1 |  | ASAHIJCT-DAHLROAD ASA-DAHL | ASAHIJCT | 69 KV | ASA-DAHL | ASAHIJCT-DAHLROAD ASA-DAHL | 69 | Yes | Yes | No | Status Only | True | 07/21/2022
1 |  | ASAHIJCT-WALNUTGR ASA-WALN | ASAHIJCT | 69 KV | ASA-WALN | ASAHIJCT-WALNUTGR ASA-WALN | 69 | Yes | Yes | No | Status Only | True | 12/14/2022
1 |  | AVON_EK -4BCKNRVT AVO-4BCK | AVON_EK | 138 KV | AVO-4BCK | AVON_EK -4BCKNRVT AVO-4BCK | 138 | Yes | Yes | Yes | Reliability & Markets | True | 12/12/2018
1 |  | AVON_EK -FYETT_EK AVO-FYET | AVON_EK | 138 KV | AVO-FYET | AVON_EK -FYETT_EK AVO-FYET | 138 | Yes | Yes | Yes | Reliability Non-BES | True | 12/14/2022
1 |  | AVON_EK -N_CLARK NCL-AVON | AVON_EK | 345 KV | NCL-AVON | AVON_EK -N_CLARK NCL-AVON | 345 | Yes | Yes | Yes | Reliability & Markets | True | 12/14/2022
1 |  | AVON_EK -PARISTAP PAR-AVON | AVON_EK | 138 KV | PAR-AVON | AVON_EK -PARISTAP PAR-AVON | 138 | Yes | Yes | Yes | Reliability & Markets | True | 12/14/2022
1 |  | BACONJ -LIB_CHUR LIB-BACO | BACONJ | 69 KV | LIB-BACO | BACONJ -LIB_CHUR LIB-BACO | 69 | Yes | Yes | No | Status Only | True | 12/14/2022
1 |  | BACONJ -S_CORBIN SCO-BACO | BACONJ | 69 KV | SCO-BACO | BACONJ -S_CORBIN SCO-BACO | 69 | Yes | Yes | No | Status Only | True | 12/14/2022
1 |  | BAKER_L2-HOLLOWYJ BAK-HOLL | BAKER_L2 | 69 KV | BAK-HOLL | BAKER_L2-HOLLOWYJ BAK-HOLL | 69 | Yes | Yes | No | Status Only | True | 12/14/2022
1 |  | BALLARD2-HUNTFRMJ BAL-HUNT | BALLARD2 | 69 KV | BAL-HUNT | BALLARD2-HUNTFRMJ BAL-HUNT | 69 | Yes | Yes | No | Status Only | True | 12/14/2022
1 |  | BALLARD2-TODDVILL BAL-TODD | BALLARD2 | 69 KV | BAL-TODD | BALLARD2-TODDVILL BAL-TODD | 69 | Yes | Yes | No | Status Only | True | 12/14/2022
1 |  | BANKLICK-STNLYPJ1 BAN-STNL | BANKLICK | 69 KV | BAN-STNL | BANKLICK-STNLYPJ1 BAN-STNL | 69 | Yes | Yes | No | Status Only | True | 12/14/2022
1 |  | BANKLICK-STNLYPJ2 BAN-STL2 | BANKLICK | 69 KV | BAN-STL2 | BANKLICK-STNLYPJ2 BAN-STL2 | 69 | Yes | Yes | No | Status Only | True | 12/14/2022
1 |  | BARDSHPJ-E_BARDST BAR-EBA | BARDSHPJ | 69 KV | BAR-EBA | BARDSHPJ-E_BARDST BAR-EBA | 69 | Yes | Yes | No | Status Only | True | 12/14/2022
1 |  | BARDSHPJ-W_BARDSJ BAR-WBA | BARDSHPJ | 69 KV | BAR-WBA | BARDSHPJ-W_BARDSJ BAR-WBA | 69 | Yes | Yes | No | Status Only | True | 12/14/2022
1 |  | BARRENCO-CAVECITJ BAR-CAVE | BARRENCO | 69 KV | BAR-CAVE | BARRENCO-CAVECITJ BAR-CAVE | 69 | Yes | Yes | No | Status Only | True | 12/14/2022
1 |  | BARRENCO-GOODNGHT BAR-GOOD | BARRENCO | 69 KV | BAR-GOOD | BARRENCO-GOODNGHT BAR-GOOD | 69 | Yes | Yes | No | Status Only | True | 12/14/2022
1 |  | BARRENCO-HORSCV_T BAR-HORS | BARRENCO | 69 KV | BAR-HORS | BARRENCO-HORSCV_T BAR-HORS | 69 | Yes | Yes | No | Status Only | True | 12/14/2022
1 |  | BARRENCO-SUMSHADE BAR-SUMS | BARRENCO | 161 KV | BAR-SUMS | BARRENCO-SUMSHADE BAR-SUMS | 161 | Yes | Yes | Yes | Reliability Non-BES | True | 12/14/2022
1 |  | BASS -CASEYCO BAS-CASE | BASS | 69 KV | BAS-CASE | BASS -CASEYCO BAS-CASE | 69 | Yes | Yes | No | Status Only | True | 12/14/2022
1 |  | BASS -CRESTON2 BAS-CRES | BASS | 69 KV | BAS-CRES | BASS -CRESTON2 BAS-CRES | 69 | Yes | Yes | No | Status Only | True | 12/14/2022
1 |  | BAVARIAN-BOONECO BAV-BOON | BAVARIAN | 138 KV | BAV-BOON | BAVARIAN-BOONECO BAV-BOON | 138 | Yes | Yes | Yes | Reliability & Markets | True | 12/14/2022
1 |  | BAVARIAN-RENAKER BAV-RENA | BAVARIAN | 138 KV | BAV-RENA | BAVARIAN-RENAKER BAV-RENA | 138 | Yes | Yes | Yes | Reliability & Markets | True | 12/14/2022
1 |  | BEAM_JCT-BULLITCO BEA-BULL | BEAM_JCT | 69 KV | BEA-BULL | BEAM_JCT-BULLITCO BEA-BULL | 69 | Yes | Yes | No | Status Only | True | 12/14/2022
1 |  | BEAM_JCT-SHEPVILJ BEA-SHEP | BEAM_JCT | 69 KV | BEA-SHEP | BEAM_JCT-SHEPVILJ BEA-SHEP | 69 | Yes | Yes | No | Status Only | True | 12/14/2022
1 |  | BEATTYVD-BTTYVEKP BEA-BTTY | BEATTYVD | 69 KV | BEA-BTTY | BEATTYVD-BTTYVEKP BEA-BTTY | 69 | Yes | Yes | No | Status Only | True | 12/14/2022
1 |  | BEATTYVD-BTTYVEKP BEA-BTY2 | BEATTYVD | 69 KV | BEA-BTY2 | BEATTYVD-BTTYVEKP BEA-BTY2 | 69 | No | Yes | No | Status Only | False | 05/01/2020
1 |  | BEATTYVD-OAKDALE2 BEA-OAK2 | BEATTYVD | 69 KV | BEA-OAK2 | BEATTYVD-OAKDALE2 BEA-OAK2 | 69 | No | Yes | No | Status Only | False | 05/01/2020
1 |  | BEATTYVD-OAKDALEJ BEA-OAKD | BEATTYVD | 69 KV | BEA-OAKD | BEATTYVD-OAKDALEJ BEA-OAKD | 69 | Yes | Yes | No | Status Only | True | 12/14/2022
1 |  | BECKTON-BON_AYR BEC-BON | BECKTON | 69 KV | BEC-BON | BECKTON-BON_AYR BEC-BON | 69 | No | Yes | No | Status Only | False | 05/01/2020
1 |  | BECKTON-WGLASGOW BEC-WGL | BECKTON | 69 KV | BEC-WGL | BECKTON-WGLASGOW BEC-WGL | 69 | No | Yes | No | Status Only | False | 05/01/2020
1 |  | BEDFORD3-MILTONK MIL-BEDF | BEDFORD3 | 69 KV | MIL-BEDF | BEDFORD3-MILTONK MIL-BEDF | 69 | Yes | Yes | Yes | Not monitored, no status | True | 12/14/2022
1 |  | BEKAERT-BUDD BEK-BUDD | BEKAERT | 69 KV | BEK-BUDD | BEKAERT-BUDD BEK-BUDD | 69 | Yes | Yes | No | Reliability Non-BES | True | 06/01/2023
1 |  | BIGBONE -BOONECO BIG-BOON | BIGBONE | 69 KV | BIG-BOON | BIGBONE -BOONECO BIG-BOON | 69 | Yes | Yes | No | Status Only | True | 12/14/2022
1 |  | BIGBONE -MUNK BIG-MUNK | BIGBONE | 69 KV | BIG-MUNK | BIGBONE -MUNK BIG-MUNK | 69 | Yes | Yes | No | Status Only | True | 12/14/2022
1 |  | BIGCREEK-ELKMOUNT BIG-ELK | BIGCREEK | 69 KV | BIG-ELK | BIGCREEK-ELKMOUNT BIG-ELK | 69 | No | Yes | No | Status Only | False | 05/01/2020
1 |  | BIGCREEK-ONEIDAEK BIG-ONE | BIGCREEK | 69 KV | BIG-ONE | BIGCREEK-ONEIDAEK BIG-ONE | 69 | Yes | Yes | No | Status Only | False | 05/01/2020
1 |  | BIGWOODS-HILDA BIG-HILD | BIGWOODS | 69 KV | BIG-HILD | BIGWOODS-HILDA BIG-HILD | 69 | No | Yes | No | Status Only | False | 05/01/2020
1 |  | BIGWOODS-PLUMMERS BIG-PLU | BIGWOODS | 69 KV | BIG-PLU | BIGWOODS-PLUMMERS BIG-PLU | 69 | No | Yes | No | Status Only | False | 05/01/2020
1 |  | BILLWLSJ-JENNYWLJ BIL-JENN | BILLWLSJ | 69 KV | BIL-JENN | BILLWLSJ-JENNYWLJ BIL-JENN | 69 | Yes | Yes | No | Status Only | True | 12/14/2022
1 |  | BILLWLSJ-MIDDLCKJ BIL-MIDD | BILLWLSJ | 69 KV | BIL-MIDD | BILLWLSJ-MIDDLCKJ BIL-MIDD | 69 | Yes | Yes | No | Status Only | True | 12/14/2022
1 |  | BLEVNS_T-HOPE2 BLE-HOPE | BLEVNS_T | 69 KV | BLE-HOPE | BLEVNS_T-HOPE2 BLE-HOPE | 69 | Yes | Yes | No | Status Only | True | 12/14/2022
1 |  | BLEVNS_T-PRESTONJ BLE-PRES | BLEVNS_T | 69 KV | BLE-PRES | BLEVNS_T-PRESTONJ BLE-PRES | 69 | Yes | Yes | No | Status Only | True | 12/14/2022
1 |  | BLOOMFL2-CHAPLINJ BLO-CHAP | BLOOMFL2 | 69 KV | BLO-CHAP | BLOOMFL2-CHAPLINJ BLO-CHAP | 69 | Yes | Yes | No | Status Only | True | 12/14/2022
1 |  | BLOOMFL2-N_SPRFLD BLO-NSP | BLOOMFL2 | 69 KV | BLO-NSP | BLOOMFL2-N_SPRFLD BLO-NSP | 69 | Yes | Yes | No | Status Only | True | 12/14/2022
1 |  | BLUEGRPK - OWENS_IJ | BLUEGRPW | 69 KV | BLU-OWE | BLUEGRPK-OWENS_IJ BLU-OWE | 69 | Yes | Yes | No | Status Only | False | 05/01/2020
1 |  | BLUEGRPK - WOODLAWE | BLUEGRPW | 69 KV | BLU-WOO | BLUEGRPK-WOODLAWE BLU-WOO | 69 | Yes | Yes | No | Status Only | False | 05/01/2020
1 |  | BONANZA-MAGOFFNC BON-MAG | BONANZA | 69 KV | BON-MAG | BONANZA-MAGOFFNC BON-MAG | 69 | No | Yes | No | Status Only | False | 05/01/2020
1 |  | BONANZA-MIDDLCKJ BON-MID | BONANZA | 69 KV | BON-MID | BONANZA-MIDDLCKJ BON-MID | 69 | No | Yes | No | Status Only | False | 05/01/2020
1 |  | BONNIEVL-MUNFVLEK BON-MUNF | BONNIEVL | 69 KV | BON-MUNF | BONNIEVL-MUNFVLEK BON-MUNF | 69 | Yes | Yes | No | Status Only | True | 12/14/2022
1 |  | BONNIEVL-UPTONJCT BON-UPTO | BONNIEVL | 69 KV | BON-UPTO | BONNIEVL-UPTONJCT BON-UPTO | 69 | Yes | Yes | No | Status Only | True | 12/14/2022
1 |  | BON_AYR-CAVECITY BON-CAV | BON_AYR | 69 KV | BON-CAV | BON_AYR-CAVECITY BON-CAV | 69 | No | Yes | No | Status Only | False | 05/01/2020
1 |  | BOONDIST - BRLNGTON | BOONDIST | 69 KV | BOO-BUR | BOONDIST-BRLNGTON BOO-BUR | 69 | Yes | Yes | No | Status Only | False | 05/01/2020
1 |  | BOONDIST-BOONECO BOO-BOON | BOONDIST | 69 KV | BOO-BOON | BOONDIST-BOONECO BOO-BOON | 69 | Yes | Yes | No | Status Only | True | 12/14/2022
1 |  | BOONECO -RICHWOOD RIC-BOON | BOONECO | 138 KV | RIC-BOON | BOONECO -RICHWOOD RIC-BOON | 138 | Yes | Yes | Yes | Reliability & Markets | True | 12/14/2022
1 |  | BOONECO -STRLG_EK BOO-STRL | BOONECO | 138 KV | BOO-STRL | BOONECO -STRLG_EK BOO-STRL | 138 | Yes | Yes | Yes | Reliability & Markets | True | 12/14/2022
1 |  | BOONECO-BRLNGTON BOO-BRLN | BOONECO | 69 KV | BOO-BRLN | BOONECO-BRLNGTON BOO-BRLN | 69 | Yes | Yes | No | Status Only | True | 12/11/2021
1 |  | BOONECO-TURKEYFJ BOO-TURK | BOONECO | 69 KV | BOO-TURK | BOONECO-TURKEYFJ BOO-TURK | 69 | No | Yes | No | Status Only | False | 05/01/2020
1 |  | BOONEVLJ-OAKDALEJ BOO-OAKD | BOONEVLJ | 69 KV | BOO-OAKD | BOONEVLJ-OAKDALEJ BOO-OAKD | 69 | Yes | Yes | No | Status Only | True | 12/14/2022
1 |  | BOONEVLJ-S_FORK BOO-SFO | BOONEVLJ | 69 KV | BOO-SFO | BOONEVLJ-S_FORK BOO-SFO | 69 | Yes | Yes | No | Status Only | True | 12/14/2022
1 |  | BOONST -DALESTN BOO-DALE | BOONST | 138 KV | BOO-DALE | BOONST -DALESTN BOO-DALE | 138 | Yes | Yes | Yes | Reliability & Markets | True | 12/14/2022
1 |  | BOSTON_P-LEBANJCT BOS-LEBA | BOSTON_P | 69 KV | BOS-LEBA | BOSTON_P-LEBANJCT BOS-LEBA | 69 | Yes | Yes | No | Status Only | True | 12/14/2022
1 |  | BOSTON_P-WOOSLEY BOS-WOOS | BOSTON_P | 69 KV | BOS-WOOS | BOSTON_P-WOOSLEY BOS-WOOS | 69 | Yes | Yes | No | Status Only | True | 12/14/2022
1 |  | BOWEN_EK-HIGHROCK BOW-HIGH | BOWEN_EK | 69 KV | BOW-HIGH | BOWEN_EK-HIGHROCK BOW-HIGH | 69 | Yes | Yes | No | Status Only | True | 12/14/2022
1 |  | BOWEN_EK-POWELLCO BOW-POWE | BOWEN_EK | 69 KV | BOW-POWE | BOWEN_EK-POWELLCO BOW-POWE | 69 | Yes | Yes | No | Status Only | True | 12/14/2022
1 |  | BRACKNCO-FOUROAKJ BRA-FOUR | BRACKNCO | 69 KV | BRA-FOUR | BRACKNCO-FOUROAKJ BRA-FOUR | 69 | Yes | Yes | No | Status Only | True | 12/14/2022
1 |  | BRACKNCO-GRIFFINJ GRI-BRAC | BRACKNCO | 69 KV | GRI-BRAC | BRACKNCO-GRIFFINJ GRI-BRAC | 69 | Yes | Yes | No | Status Only | True | 12/14/2022
1 |  | BRISTOW -TURKEYFJ BRI-TURK | BRISTOW | 69 KV | BRI-TURK | BRISTOW -TURKEYFJ BRI-TURK | 69 | Yes | Yes | No | Status Only | True | 12/14/2022
1 |  | BRISTOW -TURKEYFT TUR-BRIS | BRISTOW | 69 KV | TUR-BRIS | BRISTOW -TURKEYFT TUR-BRIS | 69 | Yes | Yes | No | Status Only | True | 12/14/2022
1 |  | BRODHA -MARETBGJ BRO-MARE | BRODHA | 69 KV | BRO-MARE | BRODHA -MARETBGJ BRO-MARE | 69 | Yes | Yes | No | Status Only | True | 12/14/2022
1 |  | BRODHA -THREELKJ BRO-THRE | BRODHA | 69 KV | BRO-THRE | BRODHA -THREELKJ BRO-THRE | 69 | Yes | Yes | No | Status Only | True | 12/14/2022
1 |  | BROMLYEK - MUNKJCT | BROMLYEK | 69 KV | BRO-MUN | BROMLYEK-MUNKJCT BRO-MUN | 69 | Yes | Yes | No | Status Only | False | 05/01/2020
1 |  | BROMLYEK - OWEN_J1 BRO-OWEN | BROMLYEK | 69 KV | BRO-OWEN | BROMLYEK-OWEN_J1 BRO-OWEN | 69 | Yes | Yes | No | Status Only | False | 05/01/2020
1 |  | BRONSTON-COOP_EK BRO-COOP | BRONSTON | 69 KV | BRO-COOP | BRONSTON-COOP_EK BRO-COOP | 69 | Yes | Yes | No | Status Only | True | 12/14/2022
1 |  | BRONSTON-DENNY BRO-DENN | BRONSTON | 69 KV | BRO-DENN | BRONSTON-DENNY BRO-DENN | 69 | Yes | Yes | No | Status Only | True | 12/14/2022
1 |  | BROUGTWN-HIGHLDEK BRO-HIGH | BROUGTWN | 69 KV | BRO-HIGH | BROUGTWN-HIGHLDEK BRO-HIGH | 69 | Yes | Yes | No | Status Only | True | 10/06/2021
1 |  | BROUGTWN-T_GOOCH BRO-TGOO | BROUGTWN | 69 KV | BRO-TGOO | BROUGTWN-T_GOOCH BRO-TGOO | 69 | Yes | Yes | No | Status Only | True | 10/06/2021
1 |  | BTTYVEKP-ZACHARIA BTT-ZACH | BTTYVEKP | 69 KV | BTT-ZACH | BTTYVEKP-ZACHARIA BTT-ZACH | 69 | Yes | Yes | Yes | Status Only | True | 12/14/2022
1 |  | BTYVLJCT-MILLCRK BTY-MILL | BTYVLJCT | 161 KV | BTY-MILL | BTYVLJCT-MILLCRK BTY-MILL | 161 | Yes | Yes | Yes | Reliability & Markets | True | 02/28/2023
1 |  | BUDD-LOGAN_EK BUD-LOGA | BUDD | 69 KV | BUD-LOGA | BUDD-LOGAN_EK BUD-LOGA | 69 | Yes | Yes | No | Reliability Non-BES | True | 06/01/2023
1 |  | BULITSVL-BRLNGTON BUL-BUR | BULITSVL | 69 KV | BUL-BUR | BULITSVL-BRLNGTON BUL-BUR | 69 | No | Yes | No | Status Only | False | 05/01/2020
1 |  | BULITSVL-HEBRN_EK BUL-HEBR | BULITSVL | 69 KV | BUL-HEBR | BULITSVL-HEBRN_EK BUL-HEBR | 69 | Yes | Yes | No | Status Only | True | 12/14/2022
1 |  | BULLITCO-CEDARGRV BUL-CEDA | BULLITCO | 69 KV | BUL-CEDA | BULLITCO-CEDARGRV BUL-CEDA | 69 | Yes | Yes | No | Status Only | True | 12/14/2022
1 |  | BULLITCO-DEATSVL DEA-BULL | BULLITCO | 69 KV | DEA-BULL | BULLITCO-DEATSVL DEA-BULL | 69 | Yes | Yes | No | Status Only | True | 12/14/2022
1 |  | BULLITCO-LITLMTNT LIT-BULL | BULLITCO | 161 KV | LIT-BULL | BULLITCO-LITLMTNT LIT-BULL | 161 | Yes | Yes | Yes | Reliability Non-BES | True | 12/14/2022
1 |  | BULLITCO-TAYLRSVI BUL-TAYL | BULLITCO | 161 KV | BUL-TAYL | BULLITCO-TAYLRSVI BUL-TAYL | 161 | Yes | Yes | Yes | Future | True | 11/03/2023
1 |  | CABIN_H -NORWOODJ CAB-NORW | CABIN_H | 69 KV | CAB-NORW | CABIN_H -NORWOODJ CAB-NORW | 69 | Yes | Yes | No | Status Only | True | 12/14/2022
1 |  | CABIN_H -SMRST_EK CAB-SMRS | CABIN_H | 69 KV | CAB-SMRS | CABIN_H -SMRST_EK CAB-SMRS | 69 | Yes | Yes | No | Status Only | True | 12/14/2022
1 |  | CAMPTON -HELECHAW CAM-HELE | CAMPTON | 69 KV | CAM-HELE | CAMPTON -HELECHAW CAM-HELE | 69 | Yes | Yes | No | Status Only | True | 12/14/2022
1 |  | CAMPTON -ZACHARIA CAM-ZACH | CAMPTON | 69 KV | CAM-ZACH | CAMPTON -ZACHARIA CAM-ZACH | 69 | Yes | Yes | No | Status Only | True | 12/14/2022
1 |  | CARTERCJ-PACTOLSJ CAR-PACT | CARTERCJ | 69 KV | CAR-PACT | CARTERCJ-PACTOLSJ CAR-PACT | 69 | Yes | Yes | No | Status Only | True | 12/14/2022
1 |  | CARTERCJ-WARNOCK CAR-WARN | CARTERCJ | 69 KV | CAR-WARN | CARTERCJ-WARNOCK CAR-WARN | 69 | Yes | Yes | No | Status Only | True | 12/14/2022
1 |  | CASEYCO -LBRTYJCT LBR-CASE | CASEYCO | 161 KV | LBR-CASE | CASEYCO -LBRTYJCT LBR-CASE | 161 | Yes | Yes | Yes | Reliability & Markets | True | 12/14/2022
1 |  | CASEYCO -MARIO_EK MAR-CASE | CASEYCO | 161 KV | MAR-CASE | CASEYCO -MARIO_EK MAR-CASE | 161 | Yes | Yes | Yes | Reliability & Markets | True | 12/14/2022
1 |  | CASEYCO -PEYTONST PEY-CASE | CASEYCO | 69 KV | PEY-CASE | CASEYCO -PEYTONST PEY-CASE | 69 | Yes | Yes | No | Status Only | True | 12/14/2022
1 |  | CAVECITJ-SEYMOURJ CAV-SEYM | CAVECITJ | 69 KV | CAV-SEYM | CAVECITJ-SEYMOURJ CAV-SEYM | 69 | Yes | Yes | No | Status Only | True | 12/14/2022
1 |  | CAVECITY-CAVECITJ CAV-CAV | CAVECITY | 69 KV | CAV-CAV | CAVECITY-CAVECITJ CAV-CAV | 69 | No | Yes | No | Status Only | False | 09/02/2020
1 |  | CEMETERD-CEMETERY CEM-CEME | CEMETERD | 69 KV | CEM-CEME | CEMETERD-CEMETERY CEM-CEME | 69 | Yes | Yes | No | Reliability & Markets | True | 04/02/2020
1 |  | CFARM_RD-LAURINDJ CFA-LAUR | CFARM_RD | 69 KV | CFA-LAUR | CFARM_RD-LAURINDJ CFA-LAUR | 69 | Yes | Yes | No | Future | True | 03/29/2024
1 |  | CFARM_RD-N_LONDON CFA-NLON | CFARM_RD | 69 KV | CFA-NLON | CFARM_RD-N_LONDON CFA-NLON | 69 | Yes | Yes | No | Future | True | 02/28/2024
1 |  | CFARM_RD-W_LONDON CFA-WLON | CFARM_RD | 69 KV | CFA-WLON | CFARM_RD-W_LONDON CFA-WLON | 69 | Yes | Yes | No | Future | True | 03/29/2024
1 |  | CHAPLINJ-SINAI_EK CHA-SINA | CHAPLINJ | 69 KV | CHA-SINA | CHAPLINJ-SINAI_EK CHA-SINA | 69 | Yes | Yes | No | Status Only | True | 12/14/2022
1 |  | CHARTERS-GODDARD CHA-GODD | CHARTERS | 69 KV | CHA-GODD | CHARTERS-GODDARD CHA-GODD | 69 | Yes | Yes | No | Status Only | True | 12/14/2022
1 |  | CHARTERS-RECTORVL CHA-RECT | CHARTERS | 69 KV | CHA-RECT | CHARTERS-RECTORVL CHA-RECT | 69 | Yes | Yes | No | Status Only | True | 12/14/2022
1 |  | CLARK_CO-RICHMNNT CLA-RIC | CLARK_CO | 138 KV | CLA-RIC | CLARK_CO-RICHMNNT CLA-RIC | 138 | Yes | Yes | Yes | Not monitored, no status | True | 12/13/2018
1 |  | CLAYCITJ-HARDWKCR CLA-HAR | CLAYCITJ | 69 KV | CLA-HAR | CLAYCITJ-HARDWKCR CLA-HAR | 69 | No | Yes | No | Status Only | False | 05/01/2020
1 |  | CLAYCITJ-HARGETTJ CLA-HARG | CLAYCITJ | 69 KV | CLA-HARG | CLAYCITJ-HARGETTJ CLA-HARG | 69 | Yes | Yes | No | Status Only | True | 12/14/2022
1 |  | CLAYLICK - S_ANDERSON | CLAYLICK | 69 KV | SAN-CLAY | CLAYLICK-S_ANDRSN SAN-CLAY | 69 | Yes | Yes | No | Status Only | False | 05/01/2020
1 |  | CLAYLICK-VANARSDL CLAY-VAN | CLAYLICK | 69 KV | CLAY-VAN | CLAYLICK-VANARSDL CLAY-VAN | 69 | No | Yes | No | Status Only | False | 05/01/2020
1 |  | CLAYVILL-DEFOE CLA-DEFO | CLAYVILL | 69 KV | CLA-DEFO | CLAYVILL-DEFOE CLA-DEFO | 69 | No | Yes | No | Status Only | False | 05/01/2020
1 |  | CLMBI_LG-COLUMBI3 TIE | CLMBI_LG | 69 KV | CLM-COLU | CLMBI_LG-COLUMBI3 CLM-COLU | 69 | Yes | Yes | Yes | Reliability Non-BES | True | 06/01/2020
1 |  | CNTRLHAR-KARGLE KAR-CNTR | CNTRLHAR | 69 KV | KAR-CNTR | CNTRLHAR-KARGLE KAR-CNTR | 69 | Yes | Yes | No | Status Only | False | 05/01/2020
1 |  | CNTRLHAR-STEPHNSB CNT-STEP | CNTRLHAR | 69 KV | CNT-STEP | CNTRLHAR-STEPHNSB CNT-STEP | 69 | Yes | Yes | No | Status Only | False | 05/01/2020
1 |  | COBURGJ -COLUMBI3 COB-COLU | COBURGJ | 69 KV | COB-COLU | COBURGJ -COLUMBI3 COB-COLU | 69 | Yes | Yes | No | Status Only | True | 12/14/2022
1 |  | COBURGJ -GARLIN COB-GARL | COBURGJ | 69 KV | COB-GARL | COBURGJ -GARLIN COB-GARL | 69 | Yes | Yes | No | Status Only | True | 12/14/2022
1 |  | COBURGJ -SEWELLTJ COB-SEWE | COBURGJ | 69 KV | COB-SEWE | COBURGJ -SEWELLTJ COB-SEWE | 69 | Yes | Yes | No | Status Only | True | 12/14/2022
1 |  | COLEMNSV-FOUROAKJ COL-FOUR | COLEMNSV | 69 KV | COL-FOUR | COLEMNSV-FOUROAKJ COL-FOUR | 69 | Yes | Yes | No | Status Only | True | 12/14/2022
1 |  | COLEMNSV-RENAKER COL-RENA | COLEMNSV | 69 KV | COL-RENA | COLEMNSV-RENAKER COL-RENA | 69 | Yes | Yes | No | Status Only | True | 12/14/2022
1 |  | COLESBGJ-NELSON_C COL-NELS | COLESBGJ | 69 KV | COL-NELS | COLESBGJ-NELSON_C COL-NELS | 69 | Yes | Yes | No | Status Only | True | 04/02/2020
1 |  | COLESBGJ-ROANOKE2 COL-ROAN | COLESBGJ | 69 KV | COL-ROAN | COLESBGJ-ROANOKE2 COL-ROAN | 69 | No | Yes | No | Status Only | False | 05/01/2020
1 |  | COLUMBI3-W_COLUMJ COL-WCO | COLUMBI3 | 69 KV | COL-WCO | COLUMBI3-W_COLUMJ COL-WCO | 69 | Yes | Yes | No | Status Only | True | 12/14/2022
1 |  | CONTOWN-LBRTYJCT CON-LBR | CONTOWN | 69 KV | CON-LBR | CONTOWN-LBRTYJCT CON-LBR | 69 | Yes | Yes | No | Status Only | True | 09/02/2020
1 |  | CONTOWN-PHIL CON-PHIL | CONTOWN | 69 KV | CON-PHIL | CONTOWN-PHIL CON-PHIL | 69 | Yes | Yes | No | Status Only | True | 04/02/2020
1 |  | CONWAYJ -THREELKJ THR-CNWJ | CONWAYJ | 69 KV | THR-CNWJ | CONWAYJ -THREELKJ THR-CNWJ | 69 | Yes | Yes | No | Status Only | True | 12/14/2022
1 |  | CONWAYJ -THREELNK THR-CONW | CONWAYJ | 69 KV | THR-CONW | CONWAYJ -THREELNK THR-CONW | 69 | Yes | Yes | No | Status Only | True | 12/14/2022
1 |  | COOP_EK -DENNY COO-DENN | COOP_EK | 161 KV | COO-DENN | COOP_EK -DENNY COO-DENN | 161 | Yes | Yes | Yes | Reliability Non-BES | True | 12/14/2022
1 |  | COOP_EK -LAURELDM COO-LAUR | COOP_EK | 161 KV | COO-LAUR | COOP_EK -LAURELDM COO-LAUR | 161 | Yes | Yes | Yes | Reliability & Markets | True | 12/14/2022
1 |  | COOP_EK -PULASKIJ COO-PULA | COOP_EK | 161 KV | COO-PULA | COOP_EK -PULASKIJ COO-PULA | 161 | Yes | Yes | Yes | Reliability & Markets | True | 12/14/2022
1 |  | COOP_EK -SMRST_EK CO6-SMRS | COOP_EK | 69 KV | CO6-SMRS | COOP_EK -SMRST_EK CO6-SMRS | 69 | Yes | Yes | No | Status Only | True | 12/14/2022
1 |  | COOP_EK -SMRST_EK CO7-SMRS | COOP_EK | 69 KV | CO7-SMRS | COOP_EK -SMRST_EK CO7-SMRS | 69 | Yes | Yes | No | Status Only | True | 12/14/2022
1 |  | COOP_EK -SOAKHILL COO-SOAK | COOP_EK | 161 KV | COO-SOAK | COOP_EK -SOAKHILL COO-SOAK | 161 | Yes | Yes | Yes | Reliability & Markets | True | 12/14/2022
1 |  | CRANSTOP-GODDARD CRA-GOD1 | CRANSTOP | 138 KV | CRA-GOD1 | CRANSTOP-GODDARD CRA-GOD1 | 138 | Yes | Yes | Yes | Reliability & Markets | True | 03/25/2020
1 |  | CRANSTOP-ROWAN_CO CRA-ROWA | CRANSTOP | 138 KV | CRA-ROWA | CRANSTOP-ROWAN_CO CRA-ROWA | 138 | Yes | Yes | Yes | Reliability & Markets | True | 12/14/2022
1 |  | CRESTON2-PHIL CRE-PHIL | CRESTON2 | 69 KV | CRE-PHIL | CRESTON2-PHIL CRE-PHIL | 69 | Yes | Yes | No | Status Only | True | 12/14/2022
1 |  | CROCKETJ-SKAGGS CRO-SKAG | CROCKETJ | 69 KV | CRO-SKAG | CROCKETJ-SKAGGS CRO-SKAG | 69 | Yes | Yes | No | Status Only | True | 12/14/2022
1 |  | CROCKETJ-W_LIBERT CRO-WLI | CROCKETJ | 69 KV | CRO-WLI | CROCKETJ-W_LIBERT CRO-WLI | 69 | Yes | Yes | No | Status Only | True | 12/14/2022
1 |  | CROOKSVJ-DUNCANLN CRO-DUN | CROOKSVJ | 69 KV | CRO-DUN | CROOKSVJ-DUNCANLN CRO-DUN | 69 | Yes | Yes | No | Status Only | False | 05/01/2020
1 |  | CROOKSVJ-HICKPLNS CRO-HICK | CROOKSVJ | 69 KV | CRO-HICK | CROOKSVJ-HICKPLNS CRO-HICK | 69 | Yes | Yes | No | Status Only | True | 12/14/2022
1 |  | CROOKSVJ-SPEDWLRD CRO-SPED | CROOKSVJ | 69 KV | CRO-SPED | CROOKSVJ-SPEDWLRD CRO-SPED | 69 | Yes | Yes | No | Future | True | 09/23/2023
1 |  | CYNTHIA2-EHARR_EK CYN-EHAR | CYNTHIA2 | 69 KV | CYN-EHAR | CYNTHIA2-EHARR_EK CYN-EHAR | 69 | Yes | Yes | No | Future | True | 02/28/2024
1 |  | CYNTHIA2-HEADQTRS CYN-HEAD | CYNTHIA2 | 69 KV | CYN-HEAD | CYNTHIA2-HEADQTRS CYN-HEAD | 69 | Yes | Yes | No | Status Only | True | 12/14/2022
1 |  | DAHLROAD-SHOPVILL DAH-SHOP | DAHLROAD | 69 KV | DAH-SHOP | DAHLROAD-SHOPVILL DAH-SHOP | 69 | Yes | Yes | No | Status Only | True | 07/21/2022
1 |  | DALESTN -NEWBY1 DAL-NEW1 | DALESTN | 69 KV | DAL-NEW1 | DALESTN -NEWBY1 DAL-NEW1 | 69 | Yes | Yes | No | Status Only | True | 12/14/2022
1 |  | DALESTN -NEWBY2 DAL-NEW2 | DALESTN | 69 KV | DAL-NEW2 | DALESTN -NEWBY2 DAL-NEW2 | 69 | Yes | Yes | No | Status Only | True | 12/14/2022
1 |  | DALESTN -THREFRKS DAL-THRE | DALESTN | 138 KV | DAL-THRE | DALESTN -THREFRKS DAL-THRE | 138 | Yes | Yes | Yes | Reliability & Markets | True | 12/14/2022
1 |  | DALESTN-HUNT3 DAL-HUNT | DALESTN | 138 KV | DAL-HUNT | DALESTN-HUNT3 DAL-HUNT | 138 | Yes | Yes | Yes | Reliability & Markets | True | 10/30/2019
1 |  | DALESTN-THREEFKJ DAL-TFKJ | DALESTN | 138 KV | DAL-TFKJ | DALESTN-THREEFKJ DAL-TFKJ | 138 | Yes | Yes | Yes | Future | True | 01/23/2024
1 |  | DARWINTO-LITLMTNT LIT-DARW | DARWINTO | 161 KV | LIT-DARW | DARWINTO-LITLMTNT LIT-DARW | 161 | Yes | Yes | Yes | Reliability Non-BES | True | 12/14/2022
1 |  | DARWINTO-SHELBYCO DAR-SHEL | DARWINTO | 161 KV | DAR-SHEL | DARWINTO-SHELBYCO DAR-SHEL | 161 | Yes | Yes | Yes | Reliability Non-BES | True | 12/14/2022
1 |  | DAVIS2 -FYETT_EK DAV-FYET | DAVIS2 | 69 KV | DAV-FYET | DAVIS2 -FYETT_EK DAV-FYET | 69 | Yes | Yes | No | Status Only | True | 12/14/2022
1 |  | DAVIS2 -NICHLSVL DAV-NICH | DAVIS2 | 69 KV | DAV-NICH | DAVIS2 -NICHLSVL DAV-NICH | 69 | Yes | Yes | No | Status Only | True | 12/14/2022
1 |  | DEATSVL -J_TICH DEA-JTI | DEATSVL | 69 KV | DEA-JTI | DEATSVL -J_TICH DEA-JTI | 69 | Yes | Yes | No | Status Only | True | 12/14/2022
1 |  | DEFOE-NWCST_EK DEF-NWCS | DEFOE | 69 KV | DEF-NWCS | DEFOE-NWCST_EK DEF-NWCS | 69 | No | Yes | No | Status Only | False | 05/01/2020
1 |  | DENNY -GREGROAD GRE-DENN | DENNY | 69 KV | GRE-DENN | DENNY -GREGROAD GRE-DENN | 69 | Yes | Yes | No | Status Only | True | 12/14/2022
1 |  | DENNY -WIBORG_J DEN-WIBO | DENNY | 69 KV | DEN-WIBO | DENNY -WIBORG_J DEN-WIBO | 69 | Yes | Yes | No | Status Only | True | 12/14/2022
1 |  | DUROJCT -STNLYPJ1 DUR-STNL | DUROJCT | 69 KV | DUR-STNL | DUROJCT -STNLYPJ1 DUR-STNL | 69 | Yes | Yes | No | Status Only | True | 12/14/2022
1 |  | DUROJCT -TURKEYFJ DUR-TURK | DUROJCT | 69 KV | DUR-TURK | DUROJCT -TURKEYFJ DUR-TURK | 69 | Yes | Yes | No | Status Only | True | 12/14/2022
1 |  | EBERLEJ -MAPLESVJ EBE-MAPL | EBERLEJ | 69 KV | EBE-MAPL | EBERLEJ -MAPLESVJ EBE-MAPL | 69 | Yes | Yes | No | Status Only | True | 12/14/2022
1 |  | EHARR_EK-HEADQTRS EHA-HEAD | EHARR_EK | 69 KV | EHA-HEAD | EHARR_EK-HEADQTRS EHA-HEAD | 69 | Yes | Yes | No | Future | True | 02/28/2024
1 |  | EIGHTY8-PATTONRJ EIG-PATT | EIGHTY8 | 69 KV | EIG-PATT | EIGHTY8-PATTONRJ EIG-PATT | 69 | Yes | Yes | No | Future | True | 01/26/2024
1 |  | EIGHTY8-SU_PJ_TH EIG-SUMM | EIGHTY8 | 69 KV | EIG-SUMM | EIGHTY8-SU_PJ_TH EIG-SUMM | 69 | Yes | Yes | No | Future | True | 01/26/2024
1 |  | EK_OFFIC-TREEHVT EKO-EKOF | EK_OFFIC | 69 KV | EKO-EKOF | EK_OFFIC-TREEHVT EKO-EKOF | 69 | Yes | Yes | No | Not monitored, no status | True | 09/02/2020
1 |  | ELIOTCO -NEWFUNDL ELI-NEWF | ELIOTCO | 69 KV | ELI-NEWF | ELIOTCO -NEWFUNDL ELI-NEWF | 69 | Yes | Yes | No | Status Only | True | 12/14/2022
1 |  | ELKMOUNT-GARRD_J ELK-GAR | ELKMOUNT | 69 KV | ELK-GAR | ELKMOUNT-GARRD_J ELK-GAR | 69 | Yes | Yes | No | Status Only | True | 04/02/2020
1 |  | EPINEKNT-PINEKNOT EPI-PINE | EPINEKNT | 69 KV | EPI-PINE | EPINEKNT-PINEKNOT EPI-PINE | 69 | Yes | Yes | No | Status Only | True | 09/02/2020
1 |  | ETOWNEKP-SMITHVLJ ETO-SMIT | ETOWNEKP | 69 KV | ETO-SMIT | ETOWNEKP-SMITHVLJ ETO-SMIT | 69 | Yes | Yes | No | Status Only | True | 12/14/2022
1 |  | ETOWNEKP-THARPJCT ETO-THAR | ETOWNEKP | 69 KV | ETO-THAR | ETOWNEKP-THARPJCT ETO-THAR | 69 | Yes | Yes | No | Status Only | True | 12/14/2022
1 |  | ETOWNEKP-TUNNELHJ ETO-TUNN | ETOWNEKP | 69 KV | ETO-TUNN | ETOWNEKP-TUNNELHJ ETO-TUNN | 69 | Yes | Yes | No | Status Only | True | 12/14/2022
1 |  | E_BARDST-OWENS_IJ EBR-OWEN | E_BARDST | 69 KV | EBR-OWEN | E_BARDST-OWENS_IJ EBR-OWEN | 69 | Yes | Yes | No | Status Only | True | 12/14/2022
1 |  | E_SOMERJ-NORWD_KU ESO-NOR9 | E_SOMERJ | 69 KV | ESO-NOR9 | E_SOMERJ-NORWD_KU ESO-NOR9 | 69 | Yes | Yes | No | Status Only | True | 12/14/2022
1 |  | E_SOMERJ-NORWOODJ ESO-NORW | E_SOMERJ | 69 KV | ESO-NORW | E_SOMERJ-NORWOODJ ESO-NORW | 69 | Yes | Yes | No | Status Only | True | 12/14/2022
1 |  | FALCON2 -MAGGARD FAL-MAGG | FALCON2 | 69 KV | FAL-MAGG | FALCON2 -MAGGARD FAL-MAGG | 69 | Yes | Yes | No | Status Only | True | 12/14/2022
1 |  | FALCON2 -SUBLETT FAL-SUBL | FALCON2 | 69 KV | FAL-SUBL | FALCON2 -SUBLETT FAL-SUBL | 69 | Yes | Yes | No | Status Only | True | 12/14/2022
1 |  | FALLROCK-GREENBRJ FAL-GREE | FALLROCK | 69 KV | FAL-GREE | FALLROCK-GREENBRJ FAL-GREE | 69 | Yes | Yes | No | Status Only | True | 12/14/2022
1 |  | FALLROCK-ONEIDAEK FAL-ONE | FALLROCK | 69 KV | FAL-ONE | FALLROCK-ONEIDAEK FAL-ONE | 69 | Yes | Yes | No | Not monitored, no status | True | 04/03/2020
1 |  | FALLROCK-TYNER FAL-TYN | FALLROCK | 69 KV | FAL-TYN | FALLROCK-TYNER FAL-TYN | 69 | Yes | Yes | No | Status Only | True | 12/14/2022
1 |  | FALLROCK-TYNER FAL-TYNE | FALLROCK | 161 KV | FAL-TYNE | FALLROCK-TYNER FAL-TYNE | 161 | Yes | Yes | Yes | Reliability Non-BES | True | 12/14/2022
1 |  | FALMOUTH-FOUROAKS FAL-FOU | FALMOUTH | 69 KV | FAL-FOU | FALMOUTH-FOUROAKS FAL-FOU | 69 | Yes | Yes | No | Status Only | True | 09/02/2020
1 |  | FAWKES -JKSMT_EK FAW-JKSM | FAWKES | 138 KV | FAW-JKSM | FAWKES -JKSMT_EK FAW-JKSM | 138 | Yes | Yes | Yes | Reliability & Markets | True | 12/14/2022
1 |  | FAWKES -THREFRKS FAW-THRE | FAWKES | 138 KV | FAW-THRE | FAWKES -THREFRKS FAW-THRE | 138 | Yes | Yes | Yes | Reliability & Markets | True | 12/14/2022
1 |  | FAWKES -W_BEREA FAW-WBER | FAWKES | 138 KV | FAW-WBER | FAWKES -W_BEREA FAW-WBER | 138 | Yes | Yes | Yes | Reliability Non-BES | True | 12/14/2022
1 |  | FAWKES-THREEFKJ FAW-TFKJ | FAWKES | 138 KV | FAW-TFKJ | FAWKES-THREEFKJ FAW-TFKJ | 138 | Yes | Yes | Yes | Future | True | 01/23/2024
1 |  | FAWKESLG-RICHMNNT FAW-RIC | FAWKESLG | 138 KV | FAW-RIC | FAWKESLG-RICHMNNT FAW-RIC | 138 | Yes | Yes | Yes | Not monitored, no status | True | 12/13/2018
1 |  | FLMINSBG-GODDARD FLM-GODD | FLMINSBG | 138 KV | FLM-GODD | FLMINSBG-GODDARD FLM-GODD | 138 | Yes | Yes | Yes | Reliability & Markets | True | 12/14/2022
1 |  | FLMINSBG-SPURLOCK FLM-SPU | FLMINSBG | 138 KV | FLM-SPU | FLMINSBG-SPURLOCK FLM-SPU | 138 | Yes | Yes | Yes | Reliability & Markets | True | 12/12/2018
1 |  | FLOYD-WOODSTCK FLO-WOO2 | FLOYD_EK | 69 KV | FLO-WOO2 | FLOYD-WOODSTCK FLO-WOO2 | 69 | Yes | Yes | No | Future | True | 09/07/2023
1 |  | FLOYD_EK-SOUFLOYD FLO-SOUF | FLOYD_EK | 69 KV | FLO-SOUF | FLOYD_EK-SOUFLOYD FLO-SOUF | 69 | Yes | Yes | No | Status Only | True | 12/14/2022
1 |  | FOGG_PKK-REID_VIL FOG-REID | FOGG_PKK | 69 KV | FOG-REID | FOGG_PKK-REID_VIL FOG-REID | 69 | Yes | Yes | No | Status Only | True | 12/14/2022
1 |  | FOUROAKJ-FOUROAKS FOU-FOUR | FOUROAKJ | 69 KV | FOU-FOUR | FOUROAKJ-FOUROAKS FOU-FOUR | 69 | Yes | Yes | No | Status Only | True | 12/14/2022
1 |  | FOX_HOLL-GOODNGHT FOX-GOOD | FOX_HOLL | 69 KV | FOX-GOOD | FOX_HOLL-GOODNGHT FOX-GOOD | 69 | Yes | Yes | No | Status Only | True | 03/25/2020
1 |  | FOX_HOLL-PARKWAY1 FOX-PAR2 | FOX_HOLL | 69 KV | FOX-PAR2 | FOX_HOLL-PARKWAY1 FOX-PAR2 | 69 | No | Yes | No | Status Only | False | 05/01/2020
1 |  | FOX_HOLL-PARKWAY1 FOX-PARK | FOX_HOLL | 69 KV | FOX-PARK | FOX_HOLL-PARKWAY1 FOX-PARK | 69 | Yes | Yes | No | Status Only | True | 12/14/2022
1 |  | FOX_HOLL-PATTONRJ FOX-PATT | FOX_HOLL | 69 KV | FOX-PATT | FOX_HOLL-PATTONRJ FOX-PATT | 69 | Yes | Yes | No | Status Only | True | 12/14/2022
1 |  | FREDCKBJ-N_SPRFLD FRE-NSP | FREDCKBJ | 69 KV | FRE-NSP | FREDCKBJ-N_SPRFLD FRE-NSP | 69 | Yes | Yes | No | Status Only | True | 12/14/2022
1 |  | FREDCKBJ-WOODLAWE FRE-WOOD | FREDCKBJ | 69 KV | FRE-WOOD | FREDCKBJ-WOODLAWE FRE-WOOD | 69 | Yes | Yes | No | Status Only | True | 12/14/2022
1 |  | FRENCHBG-HOPE2 FRE-HOPE | FRENCHBG | 69 KV | FRE-HOPE | FRENCHBG-HOPE2 FRE-HOPE | 69 | Yes | Yes | No | Status Only | True | 12/14/2022
1 |  | FRENCHBG-MARIBAJ FRE-MARI | FRENCHBG | 69 KV | FRE-MARI | FRENCHBG-MARIBAJ FRE-MARI | 69 | Yes | Yes | No | Status Only | True | 12/14/2022
1 |  | GALLATIN-STRLG_EK GAL-STRL | GALLATIN | 138 KV | GAL-STRL | GALLATIN-STRLG_EK GAL-STRL | 138 | Yes | Yes | Yes | Reliability & Markets | True | 12/14/2022
1 |  | GAPOFRJ -GREGROAD GAP-GREG | GAPOFRJ | 69 KV | GAP-GREG | GAPOFRJ -GREGROAD GAP-GREG | 69 | Yes | Yes | No | Status Only | True | 12/14/2022
1 |  | GAPOFRJ -MONTICE3 MON-GAPO | GAPOFRJ | 69 KV | MON-GAPO | GAPOFRJ -MONTICE3 MON-GAPO | 69 | Yes | Yes | No | Status Only | True | 12/14/2022
1 |  | GARRARD0-GARRD_J TIE | GARRARD0 | 69 KV | GAR-GARR | GARRARD0-GARRD_J GAR-GARR | 69 | Yes | Yes | Yes | Reliability Non-BES | True | 06/01/2020
1 |  | GARRD_CO-LANCAST3 GAR-LAN | GARRD_CO | 69 KV | GAR-LAN | GARRD_CO-LANCAST3 GAR-LAN | 69 | Yes | Yes | No | Status Only | True | 12/14/2022
1 |  | GARRD_CO-S_LANCAS GAR-SLAN | GARRD_CO | 69 KV | GAR-SLAN | GARRD_CO-S_LANCAS GAR-SLAN | 69 | Yes | Yes | No | Status Only | True | 02/28/2023
1 |  | GARRD_J -MANCHST2 GAR-MANC | GARRD_J | 69 KV | GAR-MANC | GARRD_J -MANCHST2 GAR-MANC | 69 | Yes | Yes | No | Status Only | True | 12/14/2022
1 |  | GHENT_LG-TRMBL_LG GHE-TRI | GHENT_LG | 345 KV | GHE-TRI | GHENT_LG-TRMBL_LG GHE-TRI | 345 | Yes | Yes | Yes | Not monitored, no status | True | 12/13/2018
1 |  | GLNDL_EK-HODGENVL GLN-HODG | GLNDL_EK | 69 KV | GLN-HODG | GLNDL_EK-HODGENVL GLN-HODG | 69 | Yes | Yes | No | Status Only | True | 12/14/2022
1 |  | GLNDL_EK-STEPHNSB GLN-STEP | GLNDL_EK | 69 KV | GLN-STEP | GLNDL_EK-STEPHNSB GLN-STEP | 69 | Yes | Yes | No | Status Only | True | 12/14/2022
1 |  | GODDARD -HLSBR_EK GOD-HLSB | GODDARD | 69 KV | GOD-HLSB | GODDARD -HLSBR_EK GOD-HLSB | 69 | Yes | Yes | No | Status Only | True | 12/14/2022
1 |  | GODDARD -PLUMVILL GOD-PLUM | GODDARD | 138 KV | GOD-PLUM | GODDARD -PLUMVILL GOD-PLUM | 138 | Yes | Yes | Yes | Reliability & Markets | True | 12/14/2022
1 |  | GODDARD-PLUMMERS GOD-PLU | GODDARD | 69 KV | GOD-PLU | GODDARD-PLUMMERS GOD-PLU | 69 | No | Yes | No | Status Only | False | 05/01/2020
1 |  | GOLDBUG -JELLCRKJ GOL-JELL | GOLDBUG | 69 KV | GOL-JELL | GOLDBUG -JELLCRKJ GOL-JELL | 69 | Yes | Yes | No | Status Only | True | 12/14/2022
1 |  | GRANTSLK-GRIFFINJ GRA-GRIF | GRANTSLK | 69 KV | GRA-GRIF | GRANTSLK-GRIFFINJ GRA-GRIF | 69 | Yes | Yes | No | Status Only | True | 12/14/2022
1 |  | GRANTSLK-STNLYPJ2 GRA-STNL | GRANTSLK | 69 KV | GRA-STNL | GRANTSLK-STNLYPJ2 GRA-STNL | 69 | Yes | Yes | No | Status Only | True | 12/14/2022
1 |  | GRAYSONJ-LEON_EKP GRA-LEON | GRAYSONJ | 69 KV | GRA-LEON | GRAYSONJ-LEON_EKP GRA-LEON | 69 | Yes | Yes | No | Status Only | True | 12/14/2022
1 |  | GRAYSONJ-PACTOLSJ GRA-PACT | GRAYSONJ | 69 KV | GRA-PACT | GRAYSONJ-PACTOLSJ GRA-PACT | 69 | Yes | Yes | No | Status Only | True | 12/14/2022
1 |  | GREENBRJ-MANCHST2 GRE-MANC | GREENBRJ | 69 KV | GRE-MANC | GREENBRJ-MANCHST2 GRE-MANC | 69 | Yes | Yes | No | Status Only | True | 12/14/2022
1 |  | GREENCO -GREENSBG GREC-GRE | GREENCO | 69 KV | GREC-GRE | GREENCO -GREENSBG GREC-GRE | 69 | Yes | Yes | No | Status Only | True | 12/14/2022
1 |  | GREENCO -SMRSV_EK GRE-SMRS | GREENCO | 69 KV | GRE-SMRS | GREENCO -SMRSV_EK GRE-SMRS | 69 | Yes | Yes | No | Status Only | True | 12/14/2022
1 |  | GREENCO -SUMSHADE GRE-SUMS | GREENCO | 161 KV | GRE-SUMS | GREENCO -SUMSHADE GRE-SUMS | 161 | Yes | Yes | Yes | Reliability & Markets | True | 12/14/2022
1 |  | GREENCO -TAYLORCO GRE-TAYL | GREENCO | 161 KV | GRE-TAYL | GREENCO -TAYLORCO GRE-TAYL | 161 | Yes | Yes | Yes | Reliability & Markets | True | 12/14/2022
1 |  | GREENSBG-MCKINNYJ GRE-MCKI | GREENSBG | 69 KV | GRE-MCKI | GREENSBG-MCKINNYJ GRE-MCKI | 69 | Yes | Yes | No | Status Only | True | 12/14/2022
1 |  | GRNHALLJ-TYNER GRN-TYNE | GRNHALLJ | 161 KV | GRN-TYNE | GRNHALLJ-TYNER GRN-TYNE | 161 | Yes | Yes | Yes | Reliability & Markets | True | 12/14/2022
1 |  | HARDWKCR-STANTONE HAR-STA | HARDWKCR | 69 KV | HAR-STA | HARDWKCR-STANTONE HAR-STA | 69 | No | Yes | No | Status Only | False | 05/01/2020
1 |  | HARGETTJ-TRAPP HAR-TRAP | HARGETTJ | 69 KV | HAR-TRAP | HARGETTJ-TRAPP HAR-TRAP | 69 | Yes | Yes | No | Status Only | True | 12/14/2022
1 |  | HARRCOEK-JACKSNVL HAR-JACK | HARRCOEK | 138 KV | HAR-JACK | HARRCOEK-JACKSNVL HAR-JACK | 138 | Yes | Yes | Yes | Future | True | 02/28/2024
1 |  | HARRCOEK-RENAKER HAR-RENA | HARRCOEK | 138 KV | HAR-RENA | HARRCOEK-RENAKER HAR-RENA | 138 | Yes | Yes | Yes | Future | True | 02/28/2024
1 |  | HEADQTRS-MIL_CRLJ HEA-MIL | HEADQTRS | 69 KV | HEA-MIL | HEADQTRS-MIL_CRLJ HEA-MIL | 69 | Yes | Yes | No | Status Only | True | 12/14/2022
1 |  | HEADQTRS-SNOW_HIL HEA-SNOW | HEADQTRS | 69 KV | HEA-SNOW | HEADQTRS-SNOW_HIL HEA-SNOW | 69 | Yes | Yes | No | Status Only | True | 12/14/2022
1 |  | HELECHAW-SUBLETTJ HEL-SUBL | HELECHAW | 69 KV | HEL-SUBL | HELECHAW-SUBLETTJ HEL-SUBL | 69 | Yes | Yes | No | Status Only | True | 12/14/2022
1 |  | HICKPLNS-PPG2 HIC-PPG2 | HICKPLNS | 69 KV | HIC-PPG2 | HICKPLNS-PPG2 HIC-PPG2 | 69 | Yes | Yes | No | Status Only | True | 12/14/2022
1 |  | HIGHLDEK-MT_OLIVJ HIG-MTO | HIGHLDEK | 69 KV | HIG-MTO | HIGHLDEK-MT_OLIVJ HIG-MTO | 69 | Yes | Yes | No | Status Only | True | 12/14/2022
1 |  | HIGHROCK-ZACHARIA HIG-ZAC | HIGHROCK | 69 KV | HIG-ZAC | HIGHROCK-ZACHARIA HIG-ZAC | 69 | No | Yes | No | Status Only | False | 05/01/2020
1 |  | HILDA -ROWAN_CO HIL-ROWA | HILDA | 69 KV | HIL-ROWA | HILDA -ROWAN_CO HIL-ROWA | 69 | Yes | Yes | No | Status Only | True | 12/14/2022
1 |  | HLSBR_EK-PEASTICK HLS-PEA | HLSBR_EK | 69 KV | HLS-PEA | HLSBR_EK-PEASTICK HLS-PEA | 69 | Yes | Yes | No | Status Only | True | 03/25/2020
1 |  | HODGENVL-MAGNOLI2 HOD-MAGN | HODGENVL | 69 KV | HOD-MAGN | HODGENVL-MAGNOLI2 HOD-MAGN | 69 | Yes | Yes | No | Status Only | True | 12/14/2022
1 |  | HODGENVL-SULPHRCR HOD-SULP | HODGENVL | 69 KV | HOD-SULP | HODGENVL-SULPHRCR HOD-SULP | 69 | Yes | Yes | No | Status Only | True | 12/14/2022
1 |  | HOLLOWYJ-NICHLSVL HOL-NIC | HOLLOWYJ | 69 KV | HOL-NIC | HOLLOWYJ-NICHLSVL HOL-NIC | 69 | Yes | Yes | No | Future | True | 02/28/2024
1 |  | HOLLOWYJ-S_JESSMJ HOL-SJE | HOLLOWYJ | 69 KV | HOL-SJE | HOLLOWYJ-S_JESSMJ HOL-SJE | 69 | Yes | Yes | No | Status Only | True | 12/14/2022
1 |  | HOLLOWYJ-W_NICHS2 HOL-WNI | HOLLOWYJ | 69 KV | HOL-WNI | HOLLOWYJ-W_NICHS2 HOL-WNI | 69 | Yes | Yes | No | Status Only | True | 12/14/2022
1 |  | HOMESTE-MONTICE3 HOM-MNTI | HOMESTE | 69 KV | HOM-MNTI | HOMESTE-MONTICE3 HOM-MNTI | 69 | Yes | Yes | No | Status Only | True | 02/02/2021
1 |  | HOPE2 -JEFFRSVL HOP-JEFF | HOPE2 | 69 KV | HOP-JEFF | HOPE2 -JEFFRSVL HOP-JEFF | 69 | Yes | Yes | No | Status Only | True | 12/14/2022
1 |  | HORSCV_T-MUNFVLKU HOR-MUNF | HORSCV_T | 69 KV | HOR-MUNF | HORSCV_T-MUNFVLKU HOR-MUNF | 69 | Yes | Yes | No | Status Only | True | 12/14/2022
1 |  | HORSCV_T-SEYMOURJ HOR-SEYM | HORSCV_T | 69 KV | HOR-SEYM | HORSCV_T-SEYMOURJ HOR-SEYM | 69 | Yes | Yes | No | Status Only | True | 12/14/2022
1 |  | HTADMS_J-HUNTFRMJ HTA-HUNT | HTADMS_J | 69 KV | HTA-HUNT | HTADMS_J-HUNTFRMJ HTA-HUNT | 69 | Yes | Yes | No | Status Only | True | 12/14/2022
1 |  | HTADMS_J-MERCERCO HTA-MER | HTADMS_J | 69 KV | HTA-MER | HTADMS_J-MERCERCO HTA-MER | 69 | No | Yes | No | Status Only | False | 05/01/2020
1 |  | HUNT1 -HUNT2 HUN-HUNT | HUNT1 | 69 KV | HUN-HUNT | HUNT1 -HUNT2 HUN-HUNT | 69 | Yes | Yes | No | Status Only | True | 12/14/2022
1 |  | HUNT1 -SIDEVIEW HUN-SIDE | HUNT1 | 69 KV | HUN-SIDE | HUNT1 -SIDEVIEW HUN-SIDE | 69 | Yes | Yes | No | Status Only | True | 12/14/2022
1 |  | HUNT3-JKSMT_EK HUN-JKS1 | HUNT3 | 138 KV | HUN-JKS1 | HUNT3-JKSMT_EK HUN-JKS1 | 138 | Yes | Yes | Yes | Reliability & Markets | True | 10/30/2019
1 |  | HUNT3-JKSMT_EK HUN-JKS2 | HUNT3 | 69 KV | HUN-JKS2 | HUNT3-JKSMT_EK HUN-JKS2 | 69 | Yes | Yes | No | Status Only | True | 04/02/2020
1 |  | HUNT3-SIDEVIEW HUN-SID2 | HUNT3 | 69 KV | HUN-SID2 | HUNT3-SIDEVIEW HUN-SID2 | 69 | Yes | Yes | No | Status Only | False | 05/01/2020
1 |  | HUNTFRMJ-PERVL_KU HUN-PERV | HUNTFRMJ | 69 KV | HUN-PERV | HUNTFRMJ-PERVL_KU HUN-PERV | 69 | Yes | Yes | No | Status Only | True | 12/14/2022
1 |  | HUNTRS_B-MILTONK MIL-HUNT | HUNTRS_B | 69 KV | MIL-HUNT | HUNTRS_B-MILTONK MIL-HUNT | 69 | Yes | Yes | Low | Not monitored, no status | True | 12/14/2022
1 |  | Hunts - JKSM | HUNT2 | 69 KV | HUN-JKSM | HUNT2 -JKSMT_EK HUN-JKSM | 69 | Yes | Yes | No | Status Only | True | 12/14/2022
1 |  | JABEZTAP-JAMESTWN JAM-JABE | JABEZTAP | 161 KV | JAM-JABE | JABEZTAP-JAMESTWN JAM-JABE | 161 | Yes | Yes | Yes | Reliability & Markets | True | 12/14/2022
1 |  | JABEZTAP-SOAKHILL JAB-SOAK | JABEZTAP | 161 KV | JAB-SOAK | JABEZTAP-SOAKHILL JAB-SOAK | 161 | Yes | Yes | Yes | Reliability & Markets | True | 12/14/2022
1 |  | JACKSNVL-PARISTAP PAR-JACK | JACKSNVL | 138 KV | PAR-JACK | JACKSNVL-PARISTAP PAR-JACK | 138 | Yes | Yes | Yes | Reliability & Markets | True | 12/14/2022
1 |  | JACKSNVL-RENAKER JAC-RENA | JACKSNVL | 138 KV | JAC-RENA | JACKSNVL-RENAKER JAC-RENA | 138 | Yes | Yes | Yes | Reliability & Markets | True | 12/14/2022
1 |  | JAMESTWN-RUSSELJC RUS-JAME | JAMESTWN | 161 KV | RUS-JAME | JAMESTWN-RUSSELJC RUS-JAME | 161 | Yes | Yes | Yes | Reliability & Markets | True | 12/14/2022
1 |  | JBGALLWJ-KNOBLICK JBG-KNOB | JBGALLWJ | 69 KV | JBG-KNOB | JBGALLWJ-KNOBLICK JBG-KNOB | 69 | Yes | Yes | No | Status Only | True | 12/14/2022
1 |  | JBGALLWJ-SUMSHADE JBG-SUMS | JBGALLWJ | 69 KV | JBG-SUMS | JBGALLWJ-SUMSHADE JBG-SUMS | 69 | Yes | Yes | No | Status Only | True | 12/14/2022
1 |  | JEFFRSVL-POWELLCO JEF-POWE | JEFFRSVL | 69 KV | JEF-POWE | JEFFRSVL-POWELLCO JEF-POWE | 69 | Yes | Yes | No | Status Only | True | 12/14/2022
1 |  | JELLCRKJ-MCRERYCO JEL-MCRE | JELLCRKJ | 69 KV | JEL-MCRE | JELLCRKJ-MCRERYCO JEL-MCRE | 69 | Yes | Yes | No | Status Only | True | 12/14/2022
1 |  | JENNYWLJ-THELMAEK JEN-THEL | JENNYWLJ | 69 KV | JEN-THEL | JENNYWLJ-THELMAEK JEN-THEL | 69 | Yes | Yes | No | Status Only | True | 12/14/2022
1 |  | JKSMT_EK-N_CLARK NCL-JKSM | JKSMT_EK | 345 KV | NCL-JKSM | JKSMT_EK-N_CLARK NCL-JKSM | 345 | Yes | Yes | Yes | Reliability & Markets | True | 12/14/2022
1 |  | JKSMT_EK-POWELLCO JKS-POWE | JKSMT_EK | 138 KV | JKS-POWE | JKSMT_EK-POWELLCO JKS-POWE | 138 | Yes | Yes | Yes | Reliability & Markets | True | 12/14/2022
1 |  | JKSMT_EK-TRAPP JKS-TRAP | JKSMT_EK | 69 KV | JKS-TRAP | JKSMT_EK-TRAPP JKS-TRAP | 69 | Yes | Yes | No | Status Only | True | 12/14/2022
1 |  | JKSMT_EK-UNION_EK JKS-UNIO | JKSMT_EK | 138 KV | JKS-UNIO | JKSMT_EK-UNION_EK JKS-UNIO | 138 | Yes | Yes | Yes | Reliability & Markets | True | 12/14/2022
1 |  | J_TICH -W_BARDST JTIC-WBA | J_TICH | 69 KV | JTIC-WBA | J_TICH -W_BARDST JTIC-WBA | 69 | Yes | Yes | No | Status Only | True | 12/14/2022
1 |  | KARGLE-THARPJCT KAR-THAR | KARGLE | 69 KV | KAR-THAR | KARGLE-THARPJCT KAR-THAR | 69 | Yes | Yes | No | Status Only | True | 03/25/2020
1 |  | KEAVY -KEAVYJT1 KEA-KEAJ | KEAVY | 69 KV | KEA-KEAJ | KEAVY -KEAVYJT1 KEA-KEAJ | 69 | Yes | Yes | No | Status Only | True | 12/14/2022
1 |  | KEAVY -KEAVYJT2 KEA-KEAV | KEAVY | 69 KV | KEA-KEAV | KEAVY -KEAVYJT2 KEA-KEAV | 69 | Yes | Yes | No | Status Only | True | 12/14/2022
1 |  | KEAVYJT1-LAURELCO KEA-LUR | KEAVYJT1 | 69 KV | KEA-LUR | KEAVYJT1-LAURELCO KEA-LUR | 69 | Yes | Yes | No | Status Only | True | 12/14/2022
1 |  | KEAVYJT1-PINEGRVJ KEA-PINE | KEAVYJT1 | 69 KV | KEA-PINE | KEAVYJT1-PINEGRVJ KEA-PINE | 69 | Yes | Yes | No | Status Only | True | 12/14/2022
1 |  | KEAVYJT2-LAURELCO KEA-LAUR | KEAVYJT2 | 69 KV | KEA-LAUR | KEAVYJT2-LAURELCO KEA-LAUR | 69 | Yes | Yes | No | Status Only | True | 12/14/2022
1 |  | KEAVYJT2-S_CORBIN KEA-SCO | KEAVYJT2 | 69 KV | KEA-SCO | KEAVYJT2-S_CORBIN KEA-SCO | 69 | Yes | Yes | No | Status Only | True | 12/14/2022
1 |  | KEITH2-OWEN_CO KEI-OWE | KEITH2 | 69 KV | KEI-OWE | KEITH2-OWEN_CO KEI-OWE | 69 | Yes | Yes | No | Status Only | False | 05/01/2020
1 |  | KEITH2-PENN2 KEI-PEN | KEITH2 | 69 KV | KEI-PEN | KEITH2-PENN2 KEI-PEN | 69 | Yes | Yes | No | Status Only | False | 05/01/2020
1 |  | KNOBLICK-MCKINNYJ KNO-MCKI | KNOBLICK | 69 KV | KNO-MCKI | KNOBLICK-MCKINNYJ KNO-MCKI | 69 | Yes | Yes | No | Status Only | True | 12/14/2022
1 |  | LANCAST3-NEWBY1 LAN-NEWB | LANCAST3 | 69 KV | LAN-NEWB | LANCAST3-NEWBY1 LAN-NEWB | 69 | Yes | Yes | No | Status Only | True | 12/14/2022
1 |  | LAURELCO-LAURELDM LAU-LAUR | LAURELCO | 161 KV | LAU-LAUR | LAURELCO-LAURELDM LAU-LAUR | 161 | Yes | Yes | Yes | Reliability & Markets | True | 12/14/2022
1 |  | LAURELCO-PITTS_EK PIT-LAUR | LAURELCO | 161 KV | PIT-LAUR | LAURELCO-PITTS_EK PIT-LAUR | 161 | Yes | Yes | Yes | Reliability & Markets | True | 12/14/2022
1 |  | LAURINDJ-N_LONDON NLO-LAUR | LAURINDJ | 69 KV | NLO-LAUR | LAURINDJ-N_LONDON NLO-LAUR | 69 | Yes | Yes | No | Status Only | True | 12/14/2022
1 |  | LAURINDJ-W_LONDON LAU-WLO | LAURINDJ | 69 KV | LAU-WLO | LAURINDJ-W_LONDON LAU-WLO | 69 | Yes | Yes | No | Status Only | True | 12/14/2022
1 |  | LBRTYJCT-MT_OLIVJ LBR-MTO | LBRTYJCT | 69 KV | LBR-MTO | LBRTYJCT-MT_OLIVJ LBR-MTO | 69 | Yes | Yes | No | Status Only | True | 12/14/2022
1 |  | LBRTYJCT-PULASKIJ LBR-PULA | LBRTYJCT | 161 KV | LBR-PULA | LBRTYJCT-PULASKIJ LBR-PULA | 161 | Yes | Yes | Yes | Reliability & Markets | True | 12/14/2022
1 |  | LEBANJCT-SHEPVILJ SHE-LEBA | LEBANJCT | 69 KV | SHE-LEBA | LEBANJCT-SHEPVILJ SHE-LEBA | 69 | Yes | Yes | No | Status Only | True | 12/14/2022
1 |  | LEESLICK-PENN2 LEE-PENN | LEESLICK | 69 KV | LEE-PENN | LEESLICK-PENN2 LEE-PENN | 69 | Yes | Yes | No | Status Only | True | 12/14/2022
1 |  | LEESLICK-RENAKER LEE-RENA | LEESLICK | 69 KV | LEE-RENA | LEESLICK-RENAKER LEE-RENA | 69 | Yes | Yes | No | Status Only | True | 12/14/2022
1 |  | LITLMTNT-TAYLRSVI LIT-TAYL | LITLMTNT | 161 KV | LIT-TAYL | LITLMTNT-TAYLRSVI LIT-TAYL | 161 | Yes | Yes | Yes | Future | True | 10/11/2023
1 |  | LOGAN_EK-SHELBYCO LOG-SHEL | LOGAN_EK | 69 KV | LOG-SHEL | LOGAN_EK-SHELBYCO LOG-SHEL | 69 | Yes | Yes | No | Reliability Non-BES | True | 06/01/2023
1 |  | LONGBRCH-BOONECO TIE | LONGBRCH | 138 KV | LON-BOO | LONGBRCH-BOONSBKU 6785 | 138 | Yes | Yes | Yes | Reliability & Markets | True | 12/14/2022
1 |  | LOWGAP_T-WARNOCK LOW-WARN | LOWGAP_T | 69 KV | LOW-WARN | LOWGAP_T-WARNOCK LOW-WARN | 69 | Yes | Yes | No | Status Only | True | 12/14/2022
1 |  | LRETO_EK-SULPHRCR LRE-SULP | LRETO_EK | 69 KV | LRE-SULP | LRETO_EK-SULPHRCR LRE-SULP | 69 | Yes | Yes | No | Status Only | True | 12/14/2022
1 |  | LRETO_EK-S_SPRFLJ LRE-SSP | LRETO_EK | 69 KV | LRE-SSP | LRETO_EK-S_SPRFLJ LRE-SSP | 69 | Yes | Yes | No | Status Only | True | 12/14/2022
1 |  | LYMAN_BJ-ROANOKE2 LYM-ROAN | LYMAN_BJ | 69 KV | LYM-ROAN | LYMAN_BJ-ROANOKE2 LYM-ROAN | 69 | No | Yes | No | Status Only | False | 05/01/2020
1 |  | LYMAN_BJ-TUNNELHJ LYM-TUNN | LYMAN_BJ | 69 KV | LYM-TUNN | LYMAN_BJ-TUNNELHJ LYM-TUNN | 69 | Yes | Yes | No | Status Only | True | 12/14/2022
1 |  | MACKVLKU-N_SPRFLD MAC-NSP | MACKVLKU | 69 KV | MAC-NSP | MACKVLKU-N_SPRFLD MAC-NSP | 69 | Yes | Yes | No | Status Only | True | 12/14/2022
1 |  | MACKVLKU-PERVL_KU MAC-PERV | MACKVLKU | 69 KV | MAC-PERV | MACKVLKU-PERVL_KU MAC-PERV | 69 | Yes | Yes | No | Status Only | True | 12/14/2022
1 |  | MAGGARD -SKAGGS MAG-SKAG | MAGGARD | 69 KV | MAG-SKAG | MAGGARD -SKAGGS MAG-SKAG | 69 | Yes | Yes | No | Status Only | True | 12/14/2022
1 |  | MAGNOLI2-SMRSV_EK MAG-SMRS | MAGNOLI2 | 69 KV | MAG-SMRS | MAGNOLI2-SMRSV_EK MAG-SMRS | 69 | Yes | Yes | No | Status Only | True | 12/14/2022
1 |  | MAGOFFNC-SUBLETT MAG-SUBL | MAGOFFNC | 69 KV | MAG-SUBL | MAGOFFNC-SUBLETT MAG-SUBL | 69 | Yes | Yes | No | Status Only | True | 12/14/2022
1 |  | MAGOFFNC-SUBLETTJ MAG-SUBJ | MAGOFFNC | 69 KV | MAG-SUBJ | MAGOFFNC-SUBLETTJ MAG-SUBJ | 69 | Yes | Yes | No | Status Only | True | 12/14/2022
1 |  | MAPLESVJ-N_LONDON NLO-MAPL | MAPLESVJ | 69 KV | NLO-MAPL | MAPLESVJ-N_LONDON NLO-MAPL | 69 | Yes | Yes | No | Status Only | True | 12/14/2022
1 |  | MARETBGJ-WALNUTGR MAR-WALN | MARETBGJ | 69 KV | MAR-WALN | MARETBGJ-WALNUTGR MAR-WALN | 69 | Yes | Yes | No | Status Only | True | 12/14/2022
1 |  | MARIBAJ -MAYTOWNJ MAR-MAYT | MARIBAJ | 69 KV | MAR-MAYT | MARIBAJ -MAYTOWNJ MAR-MAYT | 69 | Yes | Yes | No | Status Only | True | 12/14/2022
1 |  | MARIONCO-MARIO_EK MAR-MARI | MARIONCO | 161 KV | MAR-MARI | MARIONCO-MARIO_EK MAR-MARI | 161 | Yes | Yes | Yes | Reliability & Markets | True | 12/14/2022
1 |  | MARIONCO-NLEB_EK MAR-NLE2 | MARIONCO | 161 KV | MAR-NLE2 | MARIONCO-NLEB_EK MAR-NLE2 | 161 | Yes | Yes | Yes | Future | True | 02/28/2024
1 |  | MARIONCO-SALOMA MAR-SALO | MARIONCO | 161 KV | MAR-SALO | MARIONCO-SALOMA MAR-SALO | 161 | Yes | Yes | Yes | Reliability & Markets | True | 12/14/2022
1 |  | MARIO_EK-NLEB_EK MAR-NLE1 | MARIO_EK | 161 KV | MAR-NLE1 | MARIO_EK-NLEB_EK MAR-NLE1 | 161 | Yes | Yes | Yes | Future | True | 02/28/2024
1 |  | MAYTOWNJ-MRGNC_EK MRG-MAYT | MAYTOWNJ | 69 KV | MRG-MAYT | MAYTOWNJ-MRGNC_EK MRG-MAYT | 69 | Yes | Yes | No | Status Only | True | 12/14/2022
1 |  | MAZIE2 -NEWFUNDL MAZ-NEWF | MAZIE2 | 69 KV | MAZ-NEWF | MAZIE2 -NEWFUNDL MAZ-NEWF | 69 | Yes | Yes | No | Status Only | True | 12/14/2022
1 |  | MAZIE2 -SKAGGS MAZ-SKAG | MAZIE2 | 69 KV | MAZ-SKAG | MAZIE2 -SKAGGS MAZ-SKAG | 69 | Yes | Yes | No | Status Only | True | 12/14/2022
1 |  | MCKEE -SANDGAPJ MCK-SAND | MCKEE | 69 KV | MCK-SAND | MCKEE -SANDGAPJ MCK-SAND | 69 | Yes | Yes | No | Status Only | True | 12/14/2022
1 |  | MCKEE -TYNER MCK-TYNE | MCKEE | 69 KV | MCK-TYNE | MCKEE -TYNER MCK-TYNE | 69 | Yes | Yes | No | Status Only | True | 12/14/2022
1 |  | MCRERYCO-REVELO_P MCR-REVE | MCRERYCO | 69 KV | MCR-REVE | MCRERYCO-REVELO_P MCR-REVE | 69 | Yes | Yes | No | Status Only | True | 12/14/2022
1 |  | MERCERCO-VANARSDL MER-VAN | MERCERCO | 69 KV | MER-VAN | MERCERCO-VANARSDL MER-VAN | 69 | No | Yes | No | Status Only | False | 05/01/2020
1 |  | MILLB_EK-MIL_CRLJ MIL-MILL | MILLB_EK | 69 KV | MIL-MILL | MILLB_EK-MIL_CRLJ MIL-MILL | 69 | Yes | Yes | No | Status Only | True | 12/14/2022
1 |  | MILLCRK-POWELLCO MLC-POWE | MILLCRK | 161 KV | MLC-POWE | MILLCRK-POWELLCO MLC-POWE | 161 | Yes | Yes | Yes | Reliability & Markets | True | 02/28/2023
1 |  | MIL_CRLJ-SIDEVIEW MIL-SIDE | MIL_CRLJ | 69 KV | MIL-SIDE | MIL_CRLJ-SIDEVIEW MIL-SIDE | 69 | Yes | Yes | No | Status Only | True | 12/14/2022
1 |  | MONTICE3-SLAT MON-SLAT | MONTICE3 | 69 KV | MON-SLAT | MONTICE3-SLAT MON-SLAT | 69 | Yes | Yes | No | Status Only | True | 12/14/2022
1 |  | MRGNC_EK-W_LIBERT MRG-WLI | MRGNC_EK | 69 KV | MRG-WLI | MRGNC_EK-W_LIBERT MRG-WLI | 69 | Yes | Yes | No | Status Only | True | 12/14/2022
1 |  | MUNFVLEK-MUNFVLKU MUN-MUNF | MUNFVLEK | 69 KV | MUN-MUNF | MUNFVLEK-MUNFVLKU MUN-MUNF | 69 | Yes | Yes | No | Status Only | True | 12/14/2022
1 |  | MUNK -OAKLY_NO MUN-OAK9 | MUNK | 69 KV | MUN-OAK9 | MUNK -OAKLY_NO MUN-OAK9 | 69 | Yes | Yes | No | Status Only | True | 12/14/2022
1 |  | MUNKJCT -OAKLY_NO MUN-OAKL | MUNKJCT | 69 KV | MUN-OAKL | MUNKJCT -OAKLY_NO MUN-OAKL | 69 | Yes | Yes | No | Status Only | True | 12/14/2022
1 |  | MUNKJCT -WILLMSTN MUN-WILL | MUNKJCT | 69 KV | MUN-WILL | MUNKJCT -WILLMSTN MUN-WILL | 69 | Yes | Yes | No | Status Only | True | 12/14/2022
1 |  | MURPHYSV-PLUMVILL MUR-PLUM | MURPHYSV | 69 KV | MUR-PLUM | MURPHYSV-PLUMVILL MUR-PLUM | 69 | Yes | Yes | No | Status Only | True | 12/14/2022
1 |  | MURPHYSV-SNOW_HIL MUR-SNOW | MURPHYSV | 69 KV | MUR-SNOW | MURPHYSV-SNOW_HIL MUR-SNOW | 69 | Yes | Yes | No | Status Only | True | 12/14/2022
1 |  | MYSVL_EK-PLUMVILL PLU-MYSV | MYSVL_EK | 138 KV | PLU-MYSV | MYSVL_EK-PLUMVILL PLU-MYSV | 138 | Yes | Yes | Yes | Reliability & Markets | True | 12/14/2022
1 |  | MYSVL_EK-SPURLOCK SPU-MYSV | MYSVL_EK | 138 KV | SPU-MYSV | MYSVL_EK-SPURLOCK SPU-MYSV | 138 | Yes | Yes | Yes | Reliability & Markets | True | 12/14/2022
1 |  | NANCY -WINDSOR2 NAN-WIND | NANCY | 69 KV | NAN-WIND | NANCY -WINDSOR2 NAN-WIND | 69 | Yes | Yes | No | Status Only | True | 12/14/2022
1 |  | NANCY-ZOLLICOF NAN-ZOLL | NANCY | 69 KV | NAN-ZOLL | NANCY-ZOLLICOF NAN-ZOLL | 69 | Yes | Yes | No | Status Only | True | 03/25/2020
1 |  | NELSON_C-WOOSLEY NEL-WOOS | NELSON_C | 69 KV | NEL-WOOS | NELSON_C-WOOSLEY NEL-WOOS | 69 | Yes | Yes | No | Status Only | True | 12/14/2022
1 |  | NELSON_C-W_BARDSJ NEL-WBA | NELSON_C | 69 KV | NEL-WBA | NELSON_C-W_BARDSJ NEL-WBA | 69 | Yes | Yes | No | Status Only | True | 12/14/2022
1 |  | NEWBY1 -NEWBY2 NEW-NEWB | NEWBY1 | 69 KV | NEW-NEWB | NEWBY1 -NEWBY2 NEW-NEWB | 69 | Yes | Yes | No | Status Only | True | 12/14/2022
1 |  | NEWBY2-BOURNE NEW-TOD | NEWBY2 | 69 KV | NEW-TOD | NEWBY2-BOURNE NEW-TOD | 69 | No | Yes | No | Status Only | False | 05/01/2020
1 |  | NICHLSVL-S_JESSMJ NIC-SJE | NICHLSVL | 69 KV | NIC-SJE | NICHLSVL-S_JESSMJ NIC-SJE | 69 | Yes | Yes | No | Status Only | True | 12/14/2022
1 |  | NORWD_KU-NORWOOD3 NOR-NORW | NORWD_KU | 69 KV | NOR-NORW | NORWD_KU-NORWOOD3 NOR-NORW | 69 | Yes | Yes | No | Status Only | True | 12/14/2022
1 |  | NORWOOD3-PULASKI3 NOR-PULA | NORWOOD3 | 69 KV | NOR-PULA | NORWOOD3-PULASKI3 NOR-PULA | 69 | Yes | Yes | No | Status Only | True | 12/14/2022
1 |  | NORWOODJ-SHOPVILL NOR-SHOP | NORWOODJ | 69 KV | NOR-SHOP | NORWOODJ-SHOPVILL NOR-SHOP | 69 | Yes | Yes | No | Status Only | True | 12/14/2022
1 |  | NWCST_EK-OWEN_CO TIE | NWCST_EK | 69 KV | NWC-OWEN | NWCST_EK-OWEN_CO NWC-OWEN | 69 | Yes | Yes | Yes | Reliability Non-BES | True | 12/14/2022
1 |  | N_CLARK -SPURLOCK NCL-SPUR | N_CLARK | 345 KV | NCL-SPUR | N_CLARK -SPURLOCK NCL-SPUR | 345 | Yes | Yes | Yes | Reliability & Markets | True | 12/14/2022
1 |  | N_SPRFLD-S_SPRFLJ NSPR-SSP | N_SPRFLD | 69 KV | NSPR-SSP | N_SPRFLD-S_SPRFLJ NSPR-SSP | 69 | Yes | Yes | No | Status Only | True | 12/14/2022
1 |  | OAKHILLJ-SS_615EK OAK-SS6 | OAKHILLJ | 69 KV | OAK-SS6 | OAKHILLJ-SS_615EK OAK-SS6 | 69 | Yes | Yes | No | Status Only | True | 12/14/2022
1 |  | OAKHILLJ-W_SOMERS OAK-WSO | OAKHILLJ | 69 KV | OAK-WSO | OAKHILLJ-W_SOMERS OAK-WSO | 69 | Yes | Yes | No | Status Only | True | 12/14/2022
1 |  | OWEN_CO -OWEN_J1 | OWEN_CO | 69 KV | OWE-OWN2 | OWEN_CO -OWEN_J1 | 69 | Yes | Yes | No | Reliability Non-BES | True | 09/02/2020
1 |  | OWEN_CO -OWEN_J2 | OWEN_CO | 69 KV | OWE-OWN3 | OWEN_CO -OWEN_J2 | 69 | Yes | Yes | No | Reliability Non-BES | True | 09/02/2020
1 |  | OWEN_J1 -OWEN_J2 OWE-OWN1 | OWEN_J1 | 69 KV | OWE-OWN1 | OWEN_J1 -OWEN_J2 OWE-OWN1 | 69 | Yes | Yes | No | Status Only | True | 12/14/2022
1 |  | OWINGV_K-PEASTICK OWI-PEAS | OWINGV_K | 69 KV | OWI-PEAS | OWINGV_K-PEASTICK OWI-PEAS | 69 | Yes | Yes | No | Status Only | True | 12/14/2022
1 |  | OWINGV_K-PRESTONJ OWI-PRES | OWINGV_K | 69 KV | OWI-PRES | OWINGV_K-PRESTONJ OWI-PRES | 69 | Yes | Yes | No | Status Only | True | 12/14/2022
1 |  | PATR_PKW-RNYVILEK PAT-RIN | PATR_PKW | 69 KV | PAT-RIN | PATR_PKW-RNYVILEK PAT-RIN | 69 | Yes | Yes | No | Status Only | True | 11/24/2021
1 |  | PATR_PKW-ROGERSVJ PAT-ROGR | PATR_PKW | 69 KV | PAT-ROGR | PATR_PKW-ROGERSVJ PAT-ROGR | 69 | Yes | Yes | No | Status Only | True | 11/24/2021
1 |  | PATR_PKW-SMITHVLJ PAT-SBOU | PATR_PKW | 69 KV | PAT-SBOU | PATR_PKW-SMITHVLJ PAT-SBOU | 69 | Yes | Yes | No | Status Only | True | 11/24/2021
1 |  | PATR_PKW-SMITHVLJ PAT-SMIT | PATR_PKW | 69 KV | PAT-SMIT | PATR_PKW-SMITHVLJ PAT-SMIT | 69 | Yes | Yes | No | Status Only | True | 11/24/2021
1 |  | PATTONRJ - ROSEVILLE 69KV | PATTONRJ | 69 KV | PAT-ROS | PATTONRJ-ROSEVILE PAT-ROS | 69 | Yes | Yes | No | Status Only | False | 05/01/2020
1 |  | PATTONRJ-SS_PJ_TH PAT-SSP | PATTONRJ | 69 KV | PAT-SSP | PATTONRJ-SS_PJ_TH PAT-SSP | 69 | Yes | Yes | No | Status Only | True | 12/14/2022
1 |  | PHIL -WINDSOR2 PHI-WIND | PHIL | 69 KV | PHI-WIND | PHIL -WINDSOR2 PHI-WIND | 69 | Yes | Yes | No | Status Only | True | 12/14/2022
1 |  | PINEGRVJ-W_LONDON PIN-WLO | PINEGRVJ | 69 KV | PIN-WLO | PINEGRVJ-W_LONDON PIN-WLO | 69 | Yes | Yes | No | Status Only | True | 12/14/2022
1 |  | PINEKNOT-REVELO_P PIN-REVE | PINEKNOT | 69 KV | PIN-REVE | PINEKNOT-REVELO_P PIN-REVE | 69 | Yes | Yes | No | Status Only | True | 12/14/2022
1 |  | PINEKNOT-WHITLYKU PIN-WHIT | PINEKNOT | 69 KV | PIN-WHIT | PINEKNOT-WHITLYKU PIN-WHIT | 69 | Yes | Yes | No | Status Only | True | 12/14/2022
1 |  | PITTS_EK-TYNER PIT-TYNE | PITTS_EK | 161 KV | PIT-TYNE | PITTS_EK-TYNER PIT-TYNE | 161 | Yes | Yes | Yes | Reliability & Markets | True | 12/14/2022
1 |  | PLUMVILL-RECTORVL PLU-RECT | PLUMVILL | 69 KV | PLU-RECT | PLUMVILL-RECTORVL PLU-RECT | 69 | Yes | Yes | No | Status Only | True | 12/14/2022
1 |  | POWELLCO-STANTONE POW-STAN | POWELLCO | 69 KV | POW-STAN | POWELLCO-STANTONE POW-STAN | 69 | Yes | Yes | No | Status Only | True | 12/14/2022
1 |  | PPG2 -PPGJCT PPG-PPGJ | PPG2 | 69 KV | PPG-PPGJ | PPG2 -PPGJCT PPG-PPGJ | 69 | Yes | Yes | No | Status Only | True | 12/14/2022
1 |  | PULASKI3-PULASKIJ PUL-PULA | PULASKI3 | 161 KV | PUL-PULA | PULASKI3-PULASKIJ PUL-PULA | 161 | Yes | Yes | Yes | Reliability Non-BES | True | 12/14/2022
1 |  | PULASKI3-SOUFLOYD SOU-PULA | PULASKI3 | 69 KV | SOU-PULA | PULASKI3-SOUFLOYD SOU-PULA | 69 | Yes | Yes | No | Status Only | True | 12/14/2022
1 |  | RAD ARGNT_EK-GREENHYD ARG-GREE | ARGNT_EK | 138 KV | ARG-GREE | ARGNT_EK-GREENHYD ARG-GREE | 138 | Yes | Yes | Yes | Reliability & Markets | True | 12/14/2022
1 |  | RAD BAKER_L2-HOLLOWY 2BA-2BAK | BAKER_L2 | 69 KV | 2BA-2BAK | BAKER_L2-HOLLOWY 2BA-2BAK | 69 | Yes | Yes | No | Status Only | True | 12/14/2022
1 |  | RAD BELLVIEW - BRLNGTON | BELLVIEW | 69 KV | BEL-BUR | BELLVIEW-BRLNGTON BEL-BUR | 69 | Yes | Yes | No | Status Only | False | 05/01/2020
1 |  | RAD CEDARGRV-PLEASGRV CED-PLEA | CEDARGRV | 69 KV | CED-PLEA | CEDARGRV-PLEASGRV CED-PLEA | 69 | Yes | Yes | No | Status Only | True | 12/14/2022
1 |  | RAD COBURG -GARLIN GAR-COBU | COBURG | 69 KV | GAR-COBU | COBURG -GARLIN GAR-COBU | 69 | Yes | Yes | No | Status Only | True | 12/14/2022
1 |  | RAD EBERLE -EBERLEJ EBE-EBER | EBERLE | 69 KV | EBE-EBER | EBERLE -EBERLEJ EBE-EBER | 69 | Yes | Yes | No | Status Only | True | 12/14/2022
1 |  | RAD E_BERNST-N_LONDON NLO-EBE | E_BERNST | 69 KV | NLO-EBE | E_BERNST-N_LONDON NLO-EBE | 69 | Yes | Yes | No | Status Only | True | 12/14/2022
1 |  | RAD GREENBR2-GREENBRJ GRE-GREE | GREENBR2 | 69 KV | GRE-GREE | GREENBR2-GREENBRJ GRE-GREE | 69 | Yes | Yes | No | Status Only | True | 12/14/2022
1 |  | RAD GRIFFIN2-GRIFFINJ GRI-GRIF | GRIFFIN2 | 69 KV | GRI-GRIF | GRIFFIN2-GRIFFINJ GRI-GRIF | 69 | Yes | Yes | No | Status Only | True | 12/14/2022
1 |  | RAD GRNHALL -GRNHALLJ GRN-GRNH | GRNHALL | 161 KV | GRN-GRNH | GRNHALL -GRNHALLJ GRN-GRNH | 161 | Yes | Yes | Yes | Status Only | True | 12/14/2022
1 |  | RAD INDEX_EK-MRGNC_EK IND-MRGN | INDEX_EK | 69 KV | IND-MRGN | INDEX_EK-MRGNC_EK IND-MRGN | 69 | Yes | Yes | No | Status Only | True | 12/14/2022
1 |  | RAD INLANDCO-SPURLOCK INL-SPUR | INLANDCO | 138 KV | INL-SPUR | INLANDCO-SPURLOCK INL-SPUR | 138 | Yes | Yes | Low | Reliability Non-BES | True | 12/14/2022
1 |  | RAD Jabez - Jabez Tap 161 kV (radial load supply) | JABEZ | 161 KV | JAB-JABE | JABEZ -JABEZTAP JAB-JABE | 161 | Yes | Yes | Low | Reliability Non-BES | False | 05/01/2020
1 |  | RAD LITLMTNT-LTLMOUNT LIT-LTLM (radial supply) | LITLMTNT | 161 KV | LIT-LTLM | LITLMTNT-LTLMOUNT LIT-LTLM | 161 | Yes | Yes | Low | Reliability Non-BES | True | 12/14/2022
1 |  | RAD MARETBGJ-MARETBRG MAR-MARE | MARETBGJ | 69 KV | MAR-MARE | MARETBGJ-MARETBRG MAR-MARE | 69 | Yes | Yes | No | Status Only | True | 12/14/2022
1 |  | RAD MARTNCO -THELMAEK MAR-THEL | MARTNCO | 69 KV | MAR-THEL | MARTNCO -THELMAEK MAR-THEL | 69 | Yes | Yes | No | Status Only | True | 12/14/2022
1 |  | RAD RICHARDS-WEBSTER3 RIC-WEB3 | RICHRDSN | 69 KV | RIC-WEB3 | RICHARDS-WEBSTER3 RIC-WEB3 | 69 | Yes | Yes | No | Status Only | True | 12/14/2022
1 |  | RAD SNOW -SNOWJCT SNO-SNOW | SNOW | 69 KV | SNO-SNOW | SNOW -SNOWJCT SNO-SNOW | 69 | Yes | Yes | No | Status Only | True | 12/14/2022
1 |  | RAD STEPHNSB-UPTONJCT STE-UPTO | STEPHNSB | 69 KV | STE-UPTO | STEPHNSB-UPTONJCT STE-UPTO | 69 | Yes | Yes | No | Status Only | True | 12/14/2022
1 |  | RAD TUNNELHJ-TUNNELHL TUN-TUNN | TUNNELHJ | 69 KV | TUN-TUNN | TUNNELHJ-TUNNELHL TUN-TUNN | 69 | Yes | Yes | No | Status Only | True | 12/14/2022
1 |  | RAD W_COLUMB-W_COLUMJ WCO-WCOL | W_COLUMB | 69 KV | WCO-WCOL | W_COLUMB-W_COLUMJ WCO-WCOL | 69 | Yes | Yes | No | Status Only | True | 12/14/2022
1 |  | RADCLIFF-VINEGROVE | RADCLIFF | 69 KV | RAD-VNE | RADCLIFF-VNEGROVE RAD-VNE | 69 | Yes | Yes | Yes | Status Only | False | 05/01/2020
1 |  | REDBUSH -SKAGGS RED-SKAG | REDBUSH | 69 KV | RED-SKAG | REDBUSH -SKAGGS RED-SKAG | 69 | Yes | Yes | No | Status Only | True | 12/14/2022
1 |  | REDBUSH -VOLGA RED-VOLG | REDBUSH | 69 KV | RED-VOLG | REDBUSH -VOLGA RED-VOLG | 69 | Yes | Yes | No | Status Only | True | 12/14/2022
1 |  | REID_VIL-SIDEVIEW REI-SIDE | REID_VIL | 69 KV | REI-SIDE | REID_VIL-SIDEVIEW REI-SIDE | 69 | Yes | Yes | No | Status Only | True | 12/14/2022
1 |  | RENAKER -SPURLOCK REN-SPUR | RENAKER | 138 KV | REN-SPUR | RENAKER -SPURLOCK REN-SPUR | 138 | Yes | Yes | Yes | Reliability & Markets | True | 12/14/2022
1 |  | RENAKER -WILLMSTN REN-WILL | RENAKER | 69 KV | REN-WILL | RENAKER -WILLMSTN REN-WILL | 69 | Yes | Yes | No | Status Only | True | 12/14/2022
1 |  | RICHWOOD-STANPARK RIC-STAN | RICHWOOD | 138 KV | RIC-STAN | RICHWOOD-STANPARK RIC-STAN | 138 | Yes | Yes | Yes | Reliability & Markets | True | 12/14/2022
1 |  | ROGERSVJ-SBOUNDRY 69KV | ROGERSVJ | 69 KV | ROG-SBOU | ROGERSVJ-SBOUNDRY ROG-SBOU | 69 | Yes | Yes | No | Status Only | True | 10/22/2019
1 |  | ROGERSVJ-VINEGROVE 69KV | ROGERSVJ | 69 KV | ROG-VINE | ROGERSVJ-VNEGROVE ROG-VINE | 69 | Yes | Yes | No | Status Only | True | 10/22/2019
1 |  | ROWAN_CO-SKAGGS ROW-SKAG | ROWAN_CO | 138 KV | ROW-SKAG | ROWAN_CO-SKAGGS ROW-SKAG | 138 | Yes | Yes | Yes | Reliability Non-BES | True | 12/14/2022
1 |  | RUSSELCO-RUSSELJC RUS-RUSC | RUSSELCO | 161 KV | RUS-RUSC | RUSSELCO-RUSSELJC RUS-RUSC | 161 | Yes | Yes | Yes | Reliability Non-BES | True | 12/14/2022
1 |  | RUSSELCO-RUSSPR_K RUS-RUSP | RUSSELCO | 69 KV | RUS-RUSP | RUSSELCO-RUSSPR_K RUS-RUSP | 69 | Yes | Yes | No | Reliability Non-BES | True | 06/01/2023
1 |  | RUSSELCO-UNION_UN TIE | RUSSELCO | 69 KV | RUSS-SEW | RUSSELCO-SEWELLTN | 69 | Yes | Yes | Yes | Reliability Non-BES | True | 09/02/2020
1 |  | RUSSPEKJ-RUSSPR_K RUS-RUSS | RUSSPEKJ | 69 KV | RUS-RUSS | RUSSPEKJ-RUSSPR_K RUS-RUSS | 69 | Yes | Yes | No | Status Only | True | 12/14/2022
1 |  | RUSSPEKJ-SEWELLTJ RUS-SEWE | RUSSPEKJ | 69 KV | RUS-SEWE | RUSSPEKJ-SEWELLTJ RUS-SEWE | 69 | Yes | Yes | No | Status Only | True | 12/14/2022
1 |  | Roseville - Templehl | ROSEVILE | 69 KV | ROS-TEMP | ROSEVILE-TEMPLEHL ROS-TEMP | 69 | Yes | Yes | No | Status Only | False | 05/01/2020
1 |  | SALEMEKJ-WEBSCRS SAL-WEBS | SALEMEKJ | 69 KV | SAL-WEBS | SALEMEKJ-WEBSCRS SAL-WEBS | 69 | Yes | Yes | No | Status Only | True | 12/14/2022
1 |  | SALEMEKJ-WINDSOR2 SAL-WIND | SALEMEKJ | 69 KV | SAL-WIND | SALEMEKJ-WINDSOR2 SAL-WIND | 69 | Yes | Yes | No | Status Only | True | 12/14/2022
1 |  | SALOMA -TAYLORCO TAY-SALO | SALOMA | 161 KV | TAY-SALO | SALOMA -TAYLORCO TAY-SALO | 161 | Yes | Yes | Yes | Reliability & Markets | True | 12/14/2022
1 |  | SANDGAPJ-THREELNK SAN-THRE | SANDGAPJ | 69 KV | SAN-THRE | SANDGAPJ-THREELNK SAN-THRE | 69 | Yes | Yes | No | Status Only | True | 12/14/2022
1 |  | SEWELLTJ-WEBSCRS SEW-WEBS | SEWELLTJ | 69 KV | SEW-WEBS | SEWELLTJ-WEBSCRS SEW-WEBS | 69 | Yes | Yes | No | Status Only | True | 12/14/2022
1 |  | SLAT -WYNCO_EK SLA-WYNC | SLAT | 69 KV | SLA-WYNC | SLAT -WYNCO_EK SLA-WYNC | 69 | Yes | Yes | No | Status Only | True | 12/14/2022
1 |  | SMRST_EK-SS_615EK SMR-SS6 | SMRST_EK | 69 KV | SMR-SS6 | SMRST_EK-SS_615EK SMR-SS6 | 69 | Yes | Yes | No | Status Only | True | 12/14/2022
1 |  | SNOWJCT-SUMSHADE SNO-SUMS | SNOWJCT | 69 KV | SNO-SUMS | SNOWJCT-SUMSHADE SNO-SUMS | 69 | Yes | Yes | No | Status Only | True | 03/25/2020
1 |  | SPURLOCK-STANPARK SPU-STAN | SPURLOCK | 138 KV | SPU-STAN | SPURLOCK-STANPARK SPU-STAN | 138 | Yes | Yes | Yes | Reliability & Markets | True | 12/14/2022
1 |  | SS_PJ_TH-SUMSHADE SSP-SUMS | SS_PJ_TH | 69 KV | SSP-SUMS | SS_PJ_TH-SUMSHADE SSP-SUMS | 69 | Yes | Yes | No | Status Only | True | 12/14/2022
1 |  | SS_PJ_TH-TEMPLEHL SSP-TEMP | SS_PJ_TH | 69 KV | SSP-TEMP | SS_PJ_TH-TEMPLEHL SSP-TEMP | 69 | Yes | Yes | No | Status Only | True | 12/14/2022
1 |  | STANPARK-STNLYPJ1 STN-STN | STANPARK | 69 KV | STN-STN | STANPARK-STNLYPJ1 STN-STN | 69 | Yes | Yes | No | Status Only | True | 12/14/2022
1 |  | STANPARK-STNLYPJ2 STN-STAN | STANPARK | 69 KV | STN-STAN | STANPARK-STNLYPJ2 STN-STAN | 69 | Yes | Yes | No | Status Only | True | 12/14/2022
1 |  | STEPHNSB-VERTREES | STEPHNSB | 69 KV | STE-VERT | STEPHNSB-VERTREES STE-VERT | 69 | Yes | Yes | No | Status Only | False | 05/01/2020
1 |  | SUBLETT -SUBLETTJ SUB-SUBL | SUBLETT | 69 KV | SUB-SUBL | SUBLETT -SUBLETTJ SUB-SUBL | 69 | Yes | Yes | No | Status Only | True | 12/14/2022
1 |  | SUMSHADE-W_COLUMJ SUM-WCO | SUMSHADE | 69 KV | SUM-WCO | SUMSHADE-W_COLUMJ SUM-WCO | 69 | Yes | Yes | No | Status Only | True | 12/14/2022
1 |  | S_ANDERSN - POWLTYLR | S_ANDRSN | 69 KV | SAN-POWL | S_ANDRSN-POWLTYLR SAN-POWL | 69 | Yes | Yes | No | Status Only | False | 05/01/2020
1 |  | S_Anderson - SIANI | S_ANDRSN | 69 KV | SAN-SIN | S_ANDRSN-SINAI_EK SAN-SIN | 69 | Yes | Yes | No | Status Only | False | 05/01/2020
1 |  | S_BARDST - W_BARDSJ | S_BARDST | 69 KV | SBA-WBAJ | S_BARDST-W_BARDSJ SBA-WBAJ | 69 | Yes | Yes | No | Status Only | False | 05/01/2020
1 |  | S_BARDST - W_BARDST SBA-WBAR | S_BARDST | 69 KV | SBA-WBAR | S_BARDST-W_BARDST SBA-WBAR | 69 | Yes | Yes | No | Status Only | False | 05/01/2020
1 |  | S_FORK-WHITOAK SFO-WHIT | S_FORK | 69 KV | SFO-WHIT | S_FORK-WHITOAK SFO-WHIT | 69 | Yes | Yes | No | Future | True | 10/18/2023
1 |  | S_LANCAS-T_GOOCH SLA-TOMM | S_LANCAS | 69 KV | SLA-TOMM | S_LANCAS-T_GOOCH SLA-TOMM | 69 | Yes | Yes | No | Status Only | True | 02/28/2023
1 |  | THELMAEK-VOLGA THL-VOLG | THELMAEK | 69 KV | THL-VOLG | THELMAEK-VOLGA THL-VOLG | 69 | Yes | Yes | No | Status Only | True | 12/14/2022
1 |  | THREELKJ-W_BEREAJ THR-WBE | THREELKJ | 69 KV | THR-WBE | THREELKJ-W_BEREAJ THR-WBE | 69 | Yes | Yes | No | Status Only | True | 12/14/2022
1 |  | THREERKJ-THREFRKS THR-THRE | THREEFKJ | 138 KV | THR-THRE | THREERKJ-THREFRKS THR-THRE | 138 | Yes | Yes | Yes | Future | True | 10/04/2023
1 |  | TREEHVT -VAN_MTR VAN-VANM | TREEHVT | 69 KV | VAN-VANM | TREEHVT -VAN_MTR VAN-VANM | 69 | Yes | Yes | No | Not monitored, no status | True | 09/02/2020
1 |  | TYNER-WHITOAK TYN-WHIT | TYNER | 69 KV | TYN-WHIT | TYNER-WHITOAK TYN-WHIT | 69 | Yes | Yes | No | Future | True | 10/18/2023
1 |  | UPCHURCH-ZULA_J2 UPC-ZULA | UPCHURCH | 69 KV | UPC-ZULA | UPCHURCH-ZULA_J2 UPC-ZULA | 69 | Yes | Yes | No | Status Only | True | 12/14/2022
1 |  | WALNUTGR-WOODSTCK WOO-WALN | WOODSTCK | 69 KV | WOO-WALN | WALNUTGR-WOODSTCK WOO-WALN | 69 | Yes | Yes | No | Future | True | 09/07/2023
1 |  | WEBSTER3-2TURKYEK TUR-WEB3 | WEBSTER3 | 69 KV | TUR-WEB3 | WEBSTER3-2TURKYEK TUR-WEB3 | 69 | Yes | Yes | No | Status Only | True | 12/14/2022
1 |  | WGLASGWJ-PARKWAY1 GLA-PARK | WGLASGWJ | 69 KV | GLA-PARK | WGLASGWJ-PARKWAY1 GLA-PARK | 69 | No | Yes | No | Status Only | False | 05/01/2020
1 |  | WGLASGWJ-WGLASGOW GLA-WGL | WGLASGWJ | 69 KV | GLA-WGL | WGLASGWJ-WGLASGOW GLA-WGL | 69 | No | Yes | No | Status Only | False | 05/01/2020
1 |  | WHITLYKU-WIBORG_J WHI-WIBO | WHITLYKU | 69 KV | WHI-WIBO | WHITLYKU-WIBORG_J WHI-WIBO | 69 | Yes | Yes | No | Status Only | True | 12/14/2022
1 |  | WYNCO_EK-ZULAJCT WYN-ZLA1 | WYNCO_EK | 69 KV | WYN-ZLA1 | WYNCO_EK-ZULAJCT WYN-ZLA1 | 69 | Yes | Yes | No | Status Only | True | 03/25/2020
1 |  | WYNCO_EK-ZULA_J2 WYN-ZULA | WYNCO_EK | 69 KV | WYN-ZULA | WYNCO_EK-ZULA_J2 WYN-ZULA | 69 | Yes | Yes | No | Status Only | True | 12/14/2022
1 |  | W_BEREA -W_BEREAJ WBR-WBRJ | W_BEREA | 69 KV | WBR-WBRJ | W_BEREA -W_BEREAJ WBR-WBRJ | 69 | Yes | Yes | No | Status Only | True | 12/14/2022
1 |  | W_NICHS2-W_NICHVJ WNI-WNIJ | W_NICHS2 | 69 KV | WNI-WNIJ | W_NICHS2-W_NICHVJ WNI-WNIJ | 69 | Yes | Yes | No | Status Only | True | 12/14/2022
1 |  | W_SOMERS-ZOLLICOF WSO-ZOLL | W_SOMERS | 69 KV | WSO-ZOLL | W_SOMERS-ZOLLICOF WSO-ZOLL | 69 | Yes | Yes | No | Status Only | True | 03/25/2020
1 |  | ZULAJCT -ZULA_J2 ZUL-ZULA | ZULAJCT | 69 KV | ZUL-ZULA | ZULAJCT -ZULA_J2 ZUL-ZULA | 69 | Yes | Yes | No | Status Only | True | 12/14/2022
2 | XF187 | ARGNT_EK ARGM 138_69 XFR | ARGNT_EK | 138 KV | XF187 | ARGNT_EK ARGM 138_69 XFR | 138 | Yes | Yes | Yes | Reliability Non-BES | True | 12/14/2022
2 | XF157 | AVON_EK 345_138 XFR | AVON_EK | 345 KV | XF157 | AVON_EK 345_138 XFR | 345 | Yes | Yes | Yes | Reliability & Markets | True | 12/14/2022
2 | XF151 | BAKER_L2 BAKL 138_69 XFR | BAKER_L2 | 138 KV | XF151 | BAKER_L2 BAKL 138_69 XFR | 138 | Yes | Yes | Yes | Reliability Non-BES | True | 12/14/2022
2 | XF187 | BARRENCO BNCO 161_69 XFR | BARRENCO | 161 KV | XF187 | BARRENCO BNCO 161_69 XFR | 161 | Yes | Yes | Yes | Reliability Non-BES | True | 12/14/2022
2 | XF183 | BONNIEVL 138_69 XFR | BONNIEVL | 138 KV | XF183 | BONNIEVL 138_69 XFR | 138 | Yes | Yes | Yes | Reliability Non-BES | True | 12/14/2022
2 | XF1811 | BOONECO 138_69 XFR | BOONECO | 138 KV | XF1811 | BOONECO 138_69 XFR | 138 | Yes | Yes | Yes | Reliability Non-BES | True | 12/14/2022
2 | XF189 | BULLITCO BULC 161_69 XFR | BULLITCO | 161 KV | XF189 | BULLITCO BULC 161_69 XFR | 161 | Yes | Yes | Yes | Reliability Non-BES | True | 12/14/2022
2 | XF181 | CASEYCO CASY 161_69 XFR | CASEYCO | 161 KV | XF181 | CASEYCO CASY 161_69 XFR | 161 | Yes | Yes | Yes | Reliability Non-BES | True | 12/14/2022
2 | XF | CNTRLHAR CHAR 138_69 XFR | CNTRLHAR | 138 KV | XF | CNTRLHAR CHAR 138_69 XFR | 138 | Yes | Yes | Yes | Reliability Non-BES | False | 05/01/2020
2 | XF1829 | COOP_EK 161_69 XFR | COOP_EK | 161 KV | XF1829 | COOP_EK 161_69 XFR | 161 | Yes | Yes | Yes | Reliability Non-BES | True | 12/14/2022
2 | XF1817 | DALESTN 138_69 XFR | DALESTN | 138 KV | XF1817 | DALESTN 138_69 XFR | 138 | Yes | Yes | Yes | Reliability Non-BES | True | 12/14/2022
2 | XF186 | DENNY 161_69 XFORMER XFR | DENNY | 161 KV | XF186 | DENNY 161_69 XFORMER XFR | 161 | Yes | Yes | Yes | Reliability Non-BES | True | 12/14/2022
2 |  | EIGHTY8 T1 XFORMER | EIGHTY8 | 69 KV | T1 | EIGHTY8 T1 XFORMER | 69 | Yes | Yes | No | Future | True | 10/18/2023
2 | XF | FALLROCK FROC 161_69 XFR | FALLROCK | 161 KV | XF | FALLROCK FROC 161_69 XFR | 161 | Yes | Yes | Yes | Reliability Non-BES | True | 12/14/2022
2 |  | FOX_HOLL TR1 XFORMER | FOX_HOLL | 161 KV | TR1 | FOX_HOLL TR1 XFORMER | 161 | Yes | Yes | Yes | Reliability & Markets | True | 02/11/2022
2 | XF185 | FYETT_EK FAYT 138_69 XFR | FYETT_EK | 138 KV | XF185 | FYETT_EK FAYT 138_69 XFR | 138 | Yes | Yes | Yes | Reliability Non-BES | True | 12/14/2022
2 | XF185 | GODDARD GODD 138_69 XFR | GODDARD | 138 KV | XF185 | GODDARD GODD 138_69 XFR | 138 | Yes | Yes | Yes | Reliability Non-BES | True | 12/14/2022
2 | XF1811 | GREENCO GREN 161_69 XFR | GREENCO | 161 KV | XF1811 | GREENCO GREN 161_69 XFR | 161 | Yes | Yes | Yes | Reliability Non-BES | True | 12/14/2022
2 | XF | HEBRN_EK HEBR 138_69 XFR | HEBRN_EK | 138 KV | XF | HEBRN_EK HEBR 138_69 XFR | 138 | Yes | Yes | Yes | Reliability Non-BES | True | 12/14/2022
2 |  | HUNT3 TR1 XFORMER | HUNT3 | 138 KV | TR1 | HUNT3 TR1 XFORMER | 138 | Yes | Yes | Yes | Reliability Non-BES | True | 11/23/2019
2 | XF1 | JKSMT_EK 345_138 1 XFR | JKSMT_EK | 345 KV | XF1 | JKSMT_EK 345_138 1 XFR | 345 | Yes | Yes | Yes | Reliability & Markets | True | 12/14/2022
2 | XF2 | JKSMT_EK 345_138 2 XFR | JKSMT_EK | 345 KV | XF2 | JKSMT_EK 345_138 2 XFR | 345 | Yes | Yes | Yes | Reliability & Markets | True | 12/14/2022
2 | XF188 | LAURELCO LARC 161_69 XFR | LAURELCO | 161 KV | XF188 | LAURELCO LARC 161_69 XFR | 161 | Yes | Yes | Yes | Reliability Non-BES | True | 12/14/2022
2 | XF189 | LBRTYJCT LIBJ 161_69 XFR | LBRTYJCT | 161 KV | XF189 | LBRTYJCT LIBJ 161_69 XFR | 161 | Yes | Yes | Yes | Reliability Non-BES | True | 12/14/2022
2 | XF157 | MARIO_EK MNCO 161_138 XFR | MARIO_EK | 161 KV | XF157 | MARIO_EK MNCO 161_138 XFR | 161 | Yes | Yes | Yes | Reliability & Markets | True | 12/14/2022
2 | BK | MCRERYCO MCRY 161_69 XFR | MCRERYCO | 161 KV | BK | MCRERYCO MCRY 161_69 XFR | 161 | Yes | Yes | Yes | Reliability Non-BES | True | 12/14/2022
2 | XF185 | NELSON_C NLSN 138_69 XFR | NELSON_C | 138 KV | XF185 | NELSON_C NLSN 138_69 XFR | 138 | Yes | Yes | Yes | Reliability Non-BES | True | 12/14/2022
2 | XF185 | OWEN_CO XF185 | OWEN_CO | 138 KV | XF185 | OWEN_CO XF185 XFORMER | 138 | Yes | Yes | Yes | Reliability Non-BES | False | 05/01/2020
2 |  | PADPRPPS XFMR1 XFORMER | PADPRPPS | 161 KV | XFMR1 | PADPRPPS XFMR1 XFORMER | 161 | Yes | Yes | Yes | Not monitored, no status | True | 12/12/2018
2 | XF189 | PLUMVILL PLUM 138_69 XFR | PLUMVILL | 138 KV | XF189 | PLUMVILL PLUM 138_69 XFR | 138 | Yes | Yes | Yes | Reliability Non-BES | True | 12/14/2022
2 | XF189 | POWELLCO 138_69 XFR | POWELLCO | 138 KV | XF189 | POWELLCO 138_69 XFR | 138 | Yes | Yes | Yes | Reliability Non-BES | True | 12/14/2022
2 | XF156 | POWELLCO161_138 XFR | POWELLCO | 161 KV | XF156 | POWELLCO161_138 XFR | 161 | Yes | Yes | Yes | Reliability & Markets | True | 12/14/2022
2 | XF185 | PULASKI3 PULC 161_69 XFR | PULASKI3 | 161 KV | XF185 | PULASKI3 PULC 161_69 XFR | 161 | Yes | Yes | Yes | Reliability Non-BES | True | 12/14/2022
2 | XF1813 | RENAKER RNKR 138_69 XFR | RENAKER | 138 KV | XF1813 | RENAKER RNKR 138_69 XFR | 138 | Yes | Yes | Yes | Reliability Non-BES | True | 12/14/2022
2 | XF186 | ROWAN_CO 138_69 XFR | ROWAN_CO | 138 KV | XF186 | ROWAN_CO 138_69 XFR | 138 | Yes | Yes | Yes | Reliability Non-BES | True | 12/14/2022
2 | XF186 | RUSSELCO RUSC 161_69 XFR | RUSSELCO | 161 KV | XF186 | RUSSELCO RUSC 161_69 XFR | 161 | Yes | Yes | Yes | Reliability Non-BES | True | 12/14/2022
2 | XF186 | SHELBYCO SHLC 161_69 XFR | SHELBYCO | 161 KV | XF186 | SHELBYCO SHLC 161_69 XFR | 161 | Yes | Yes | Yes | Reliability Non-BES | True | 12/14/2022
2 | XF1810 | SKAGGS 138_69 XFR | SKAGGS | 138 KV | XF1810 | SKAGGS 138_69 XFR | 138 | Yes | Yes | Low | Reliability Non-BES | True | 12/14/2022
2 | XFT10 | SPURLOCK T10 345_138 XFR | SPURLOCK | 345 KV | XFT10 | SPURLOCK T10 345_138 XFR | 345 | Yes | Yes | Yes | Reliability & Markets | True | 12/14/2022
2 | XFT12 | SPURLOCK T12 345_138 XFR | SPURLOCK | 345 KV | XFT12 | SPURLOCK T12 345_138 XFR | 345 | Yes | Yes | Yes | Reliability & Markets | True | 12/14/2022
2 | XFT9 | SPURLOCK T9 345_138 XFR | SPURLOCK | 345 KV | XFT9 | SPURLOCK T9 345_138 XFR | 345 | Yes | Yes | Yes | Reliability & Markets | True | 12/14/2022
2 | XF188 | STANPARK STLY 138_69 XFR | STANPARK | 138 KV | XF188 | STANPARK STLY 138_69 XFR | 138 | Yes | Yes | Yes | Reliability Non-BES | True | 12/14/2022
2 | XF1810 | SUMSHADE SSHD 161_69 XFR | SUMSHADE | 161 KV | XF1810 | SUMSHADE SSHD 161_69 XFR | 161 | Yes | Yes | Yes | Reliability Non-BES | True | 12/14/2022
2 | XF1811 | TYNER TYNR 161_69 XFR | TYNER | 161 KV | XF1811 | TYNER TYNR 161_69 XFR | 161 | Yes | Yes | Yes | Reliability Non-BES | True | 12/14/2022
2 | T1 | WEBSTER3 T1 XFORMER | WEBSTER3 | 138 KV | T1 | WEBSTER3 T1 XFORMER | 138 | Yes | Yes | Yes | Reliability Non-BES | True | 12/14/2022
2 | XF1 | WYNCO_EK WYNC 161_69 XFR | WYNCO_EK | 161 KV | XF1 | WYNCO_EK WYNC 161_69 XFR | 161 | Yes | Yes | Yes | Reliability Non-BES | True | 12/14/2022
2 | XF187 | W_BEREA WBER 138_69 XFR | W_BEREA | 138 KV | XF187 | W_BEREA WBER 138_69 XFR | 138 | Yes | Yes | Yes | Reliability Non-BES | True | 12/14/2022
3 | SH_186 | 3M SH_186 CAP | 3M | 69 KV | SH_186 | 3M SH_186 CAP | 69 | Yes | Yes | Low | Status Only | True | 12/14/2022
3 |  | 4MERETVA CAP CAP | 4MERETVA | 138 KV | CAP | 4MERETVA CAP CAP | 138 | Yes | Yes | Low | Status Only | True | 02/26/2021
3 | SH_186 | ALBANYE SH_186 CAP | ALBANYE | 69 KV | SH_186 | ALBANYE SH_186 CAP | 69 | Yes | Yes | Low | Status Only | True | 12/14/2022
3 | SH_186 | BALLARD2 SH_186 CAP | BALLARD2 | 69 KV | SH_186 | BALLARD2 SH_186 CAP | 69 | Yes | Yes | Low | Status Only | True | 12/14/2022
3 | SH_189 | BARRENCO SH_189 CAP | BARRENCO | 69 KV | SH_189 | BARRENCO SH_189 CAP | 69 | Yes | Yes | Low | Status Only | True | 12/14/2022
3 | SH_185 | BEDFORD3 SH_185 CAP | BEDFORD3 | 69 KV | SH_185 | BEDFORD3 SH_185 CAP | 69 | Yes | Yes | Low | Status Only | True | 12/14/2022
3 | SH_186 | BILLWLSJ SH_186 CAP | BILLWLSJ | 69 KV | SH_186 | BILLWLSJ SH_186 CAP | 69 | Yes | Yes | Low | Status Only | True | 12/14/2022
3 | SH_186 | BLEVNS_T SH_186 CAP | BLEVNS_T | 69 KV | SH_186 | BLEVNS_T SH_186 CAP | 69 | Yes | Yes | Low | Status Only | True | 12/14/2022
3 | SH_1821 | BLOOMFL2 SH_1821 CAP | BLOOMFL2 | 69 KV | SH_1821 | BLOOMFL2 SH_1821 CAP | 69 | Yes | Yes | Low | Status Only | True | 12/14/2022
3 |  | BON_AYR CAP CAP | BON_AYR | 69 KV | CAP | BON_AYR CAP CAP | 69 | Yes | Yes | Low | Status Only | True | 04/29/2020
3 | SH_1821 | BOONECO SH_1821 CAP | BOONECO | 69 KV | SH_1821 | BOONECO SH_1821 CAP | 69 | Yes | Yes | Low | Status Only | True | 12/14/2022
3 | SH_186 | BOONEVLJ SH_186 CAP | BOONEVLJ | 69 KV | SH_186 | BOONEVLJ SH_186 CAP | 69 | Yes | Yes | Low | Status Only | True | 12/14/2022
3 | SH_186 | BRISTOW SH_186 CAP | BRISTOW | 69 KV | SH_186 | BRISTOW SH_186 CAP | 69 | Yes | Yes | Low | Status Only | True | 12/14/2022
3 |  | CAMPTON 63C CAP | CAMPTON | 69 KV | 63C | CAMPTON 63C CAP | 69 | Yes | Yes | Low | Status Only | True | 04/29/2020
3 | SH_186 | CEDARGRV SH_186 CAP | CEDARGRV | 69 KV | SH_186 | CEDARGRV SH_186 CAP | 69 | Yes | Yes | Low | Status Only | True | 12/14/2022
3 | SH_186 | CHARTERS SH_186 CAP | CHARTERS | 69 KV | SH_186 | CHARTERS SH_186 CAP | 69 | Yes | Yes | Low | Status Only | True | 12/14/2022
3 | SH_185 | CLAYVILL SH_185 CAP | CLAYVILL | 69 KV | SH_185 | CLAYVILL SH_185 CAP | 69 | Yes | Yes | Low | Status Only | True | 12/14/2022
3 | SH_184 | COBURG SH_184 CAP | COBURG | 69 KV | SH_184 | COBURG SH_184 CAP | 69 | Yes | Yes | Low | Status Only | True | 12/14/2022
3 | SH_187 | DENNY SH_187 CAP | DENNY | 69 KV | SH_187 | DENNY SH_187 CAP | 69 | Yes | Yes | Low | Status Only | True | 12/14/2022
3 | SH_184 | EBERLE SH_184 CAP | EBERLE | 69 KV | SH_184 | EBERLE SH_184 CAP | 69 | Yes | Yes | Low | Status Only | True | 12/14/2022
3 | SH_186 | FRENCHBG SH_186 CAP | FRENCHBG | 69 KV | SH_186 | FRENCHBG SH_186 CAP | 69 | Yes | Yes | Low | Status Only | True | 12/14/2022
3 |  | GIRDLER CAP1 CAP | GIRDLER | 69 KV | CAP1 | GIRDLER CAP1 CAP | 69 | Yes | Yes | Low | Status Only | True | 04/29/2020
3 | SH_186 | GRANTSLK SH_186 CAP | GRANTSLK | 69 KV | SH_186 | GRANTSLK SH_186 CAP | 69 | Yes | Yes | Low | Status Only | True | 12/14/2022
3 | SH_1813 | GREENCO SH_1813 CAP | GREENCO | 69 KV | SH_1813 | GREENCO SH_1813 CAP | 69 | Yes | Yes | Low | Status Only | True | 12/14/2022
3 | SH_186 | HARGETTJ SH_186 CAP | HARGETTJ | 69 KV | SH_186 | HARGETTJ SH_186 CAP | 69 | Yes | Yes | Low | Status Only | True | 12/14/2022
3 | SH_187 | HEADQTRS SH_187 CAP | HEADQTRS | 69 KV | SH_187 | HEADQTRS SH_187 CAP | 69 | Yes | Yes | Low | Status Only | True | 12/14/2022
3 | SH_186 | HELECHAW SH_186 CAP | HELECHAW | 69 KV | SH_186 | HELECHAW SH_186 CAP | 69 | Yes | Yes | Low | Status Only | True | 12/14/2022
3 | SH_186 | HICKPLNS SH_186 CAP | HICKPLNS | 69 KV | SH_186 | HICKPLNS SH_186 CAP | 69 | Yes | Yes | Low | Status Only | True | 12/14/2022
3 | SH_183 | HOLLOWY SH_183 CAP | HOLLOWY | 69 KV | SH_183 | HOLLOWY SH_183 CAP | 69 | Yes | Yes | Low | Status Only | True | 12/14/2022
3 | SH_184 | HTADMS_J SH_184 CAP | HTADMS_J | 69 KV | SH_184 | HTADMS_J SH_184 CAP | 69 | Yes | Yes | Low | Status Only | True | 12/14/2022
3 | SH_189 | HUNTFRMJ SH_189 CAP | HUNTFRMJ | 69 KV | SH_189 | HUNTFRMJ SH_189 CAP | 69 | Yes | Yes | Low | Status Only | True | 12/14/2022
3 | SH_184 | INDEX_EK SH_184 CAP | INDEX_EK | 69 KV | SH_184 | INDEX_EK SH_184 CAP | 69 | Yes | Yes | Low | Status Only | True | 12/14/2022
3 | SH_1821 | JELLCRKJ SH_1821 CAP | JELLCRKJ | 69 KV | SH_1821 | JELLCRKJ SH_1821 CAP | 69 | Yes | Yes | Low | Status Only | True | 12/14/2022
3 | SH_182 | LAURELCO SH_182 CAP | LAURELCO | 69 KV | SH_182 | LAURELCO SH_182 CAP | 69 | Yes | Yes | Low | Status Only | True | 12/14/2022
3 | SH_186 | LEON_EKP SH_186 CAP | LEON_EKP | 69 KV | SH_186 | LEON_EKP SH_186 CAP | 69 | Yes | Yes | Low | Status Only | True | 12/14/2022
3 | SH_186 | LIB_CHUR SH_186 CAP | LIB_CHUR | 69 KV | SH_186 | LIB_CHUR SH_186 CAP | 69 | Yes | Yes | Low | Status Only | True | 12/14/2022
3 | SH_1821 | LRETO_EK SH_1821 CAP | LRETO_EK | 69 KV | SH_1821 | LRETO_EK SH_1821 CAP | 69 | Yes | Yes | Low | Status Only | True | 12/14/2022
3 | SH_186 | MAGNOLI2 SH_186 CAP | MAGNOLI2 | 69 KV | SH_186 | MAGNOLI2 SH_186 CAP | 69 | Yes | Yes | Low | Status Only | True | 12/14/2022
3 |  | MAGOFFNC CAP CAP | MAGOFFNC | 69 KV | CAP | MAGOFFNC CAP CAP | 69 | Yes | Yes | Low | Status Only | True | 04/29/2020
3 | SH_186 | MANCHST2 SH_186 CAP | MANCHST2 | 69 KV | SH_186 | MANCHST2 SH_186 CAP | 69 | Yes | Yes | Low | Status Only | True | 12/14/2022
3 | SH_184 | MARETBRG SH_184 CAP | MARETBRG | 69 KV | SH_184 | MARETBRG SH_184 CAP | 69 | Yes | Yes | Low | Status Only | True | 12/14/2022
3 | SH_183 | MARTNCO SH_183 CAP | MARTNCO | 69 KV | SH_183 | MARTNCO SH_183 CAP | 69 | Yes | Yes | Low | Status Only | True | 12/14/2022
3 | SH_186 | MAYTOWNJ SH_186 CAP | MAYTOWNJ | 69 KV | SH_186 | MAYTOWNJ SH_186 CAP | 69 | Yes | Yes | Low | Status Only | True | 12/14/2022
3 | SH_1821 | MILLB_EK SH_1821 CAP | MILLB_EK | 69 KV | SH_1821 | MILLB_EK SH_1821 CAP | 69 | Yes | Yes | Low | Status Only | True | 12/14/2022
3 | SH_186 | MT_OLIVJ SH_186 CAP | MT_OLIVJ | 69 KV | SH_186 | MT_OLIVJ SH_186 CAP | 69 | Yes | Yes | Low | Status Only | True | 12/14/2022
3 | SH_1821 | MUNFVLEK SH_1821 CAP | MUNFVLEK | 69 KV | SH_1821 | MUNFVLEK SH_1821 CAP | 69 | Yes | Yes | Low | Status Only | True | 12/14/2022
3 | SH_186 | MUNK SH_186 CAP | MUNK | 69 KV | SH_186 | MUNK SH_186 CAP | 69 | Yes | Yes | Low | Status Only | True | 12/14/2022
3 | SH_1821 | NEWBY1 SH_1821 CAP | NEWBY1 | 69 KV | SH_1821 | NEWBY1 SH_1821 CAP | 69 | Yes | Yes | Low | Status Only | True | 12/14/2022
3 | SH_1821 | NICHLSVL SH_1821 CAP | NICHLSVL | 69 KV | SH_1821 | NICHLSVL SH_1821 CAP | 69 | Yes | Yes | Low | Status Only | True | 12/14/2022
3 | SH_186 | NWCST_EK SH_186 CAP | NWCST_EK | 69 KV | SH_186 | NWCST_EK SH_186 CAP | 69 | Yes | Yes | Low | Status Only | True | 12/14/2022
3 | SH_189 | N_SPRFLD SH_189 CAP | N_SPRFLD | 69 KV | SH_189 | N_SPRFLD SH_189 CAP | 69 | Yes | Yes | Low | Status Only | True | 12/14/2022
3 | SH_186 | PEASTICK SH_186 CAP | PEASTICK | 69 KV | SH_186 | PEASTICK SH_186 CAP | 69 | Yes | Yes | Low | Status Only | True | 12/14/2022
3 |  | PELFRYEK CAP1 CAP | PELFRYEK | 69 KV | CAP1 | PELFRYEK CAP1 CAP | 69 | Yes | Yes | Low | Status Only | True | 02/26/2021
3 | SH_186 | PENN2 SH_186 CAP | PENN2 | 69 KV | SH_186 | PENN2 SH_186 CAP | 69 | Yes | Yes | Low | Status Only | True | 12/14/2022
3 |  | PERVL_KU CAP CAP | PERVL_KU | 69 KV | CAP | PERVL_KU CAP CAP | 69 | Yes | Yes | Low | Status Only | True | 02/26/2021
3 | SH_186 | PEYTONST SH_186 CAP | PEYTONST | 69 KV | SH_186 | PEYTONST SH_186 CAP | 69 | Yes | Yes | Low | Status Only | True | 12/14/2022
3 | SH_1821 | PINEKNOT SH_1821 CAP | PINEKNOT | 69 KV | SH_1821 | PINEKNOT SH_1821 CAP | 69 | Yes | Yes | Low | Status Only | True | 12/14/2022
3 |  | PLUMMERS LANDING CAP 69KV | PLUMMERS | 69 KV | CAP1 | PLUMMERS CAP1 CAP | 69 | Yes | Yes | Low | Not monitored, no status | True | 04/29/2020
3 | SH_189 | PULASKI3 SH_189 CAP | PULASKI3 | 69 KV | SH_189 | PULASKI3 SH_189 CAP | 69 | Yes | Yes | Low | Status Only | True | 12/14/2022
3 | SH_1815 | RENAKER SH_1815 CAP | RENAKER | 69 KV | SH_1815 | RENAKER SH_1815 CAP | 69 | Yes | Yes | Low | Status Only | True | 12/14/2022
3 | SH_186 | RUSSPEKJ SH_186 CAP | RUSSPEKJ | 69 KV | SH_186 | RUSSPEKJ SH_186 CAP | 69 | Yes | Yes | Low | Status Only | True | 12/14/2022
3 |  | SBOUNDRY CAP1 CAP | SBOUNDRY | 69 KV | CAP1 | SBOUNDRY CAP1 CAP | 69 | Yes | Yes | Low | Status Only | True | 04/29/2020
3 |  | SEWELLTN SH_186 CAP | SEWELLTN | 69 KV | SH_186 | SEWELLTN SH_186 CAP | 69 | Yes | Yes | Low | Status Only | True | 04/29/2020
3 | SH_189 | SHELBYCO SH_189 CAP | SHELBYCO | 69 KV | SH_189 | SHELBYCO SH_189 CAP | 69 | Yes | Yes | Low | Status Only | True | 12/14/2022
3 | SH_186 | SHEPVILJ SH_186 CAP | SHEPVILJ | 69 KV | SH_186 | SHEPVILJ SH_186 CAP | 69 | Yes | Yes | Low | Status Only | True | 12/14/2022
3 | SH_186 | SHOPVILL SH_186 CAP | SHOPVILL | 69 KV | SH_186 | SHOPVILL SH_186 CAP | 69 | Yes | Yes | Low | Status Only | True | 12/14/2022
3 | SH_187 | SIDEVIEW SH_187 CAP | SIDEVIEW | 69 KV | SH_187 | SIDEVIEW SH_187 CAP | 69 | Yes | Yes | Low | Status Only | True | 12/14/2022
3 | SH_1821 | SINAI_EK SH_1821 CAP | SINAI_EK | 69 KV | SH_1821 | SINAI_EK SH_1821 CAP | 69 | Yes | Yes | Low | Status Only | True | 12/14/2022
3 | SH_1821 | SLAT SH_1821 CAP | SLAT | 69 KV | SH_1821 | SLAT SH_1821 CAP | 69 | Yes | Yes | Low | Status Only | True | 12/14/2022
3 | SH_184 | SNOW SH_184 CAP | SNOW | 69 KV | SH_184 | SNOW SH_184 CAP | 69 | Yes | Yes | Low | Status Only | True | 12/14/2022
3 | SH_188 | STEPHNSB SH_188 CAP | STEPHNSB | 69 KV | SH_188 | STEPHNSB SH_188 CAP | 69 | Yes | Yes | Low | Status Only | True | 12/14/2022
3 | SH_187 | SUBLETT SH_187 CAP | SUBLETT | 69 KV | SH_187 | SUBLETT SH_187 CAP | 69 | Yes | Yes | Low | Status Only | True | 12/14/2022
3 | SH_1815 | SUMSHADE SH_1815 CAP | SUMSHADE | 69 KV | SH_1815 | SUMSHADE SH_1815 CAP | 69 | Yes | Yes | Low | Status Only | True | 12/14/2022
3 | SH_186 | TEMPLEHL SH_186 CAP | TEMPLEHL | 69 KV | SH_186 | TEMPLEHL SH_186 CAP | 69 | Yes | Yes | Low | Status Only | True | 12/14/2022
3 | SH_1821 | THREELKJ SH_1821 CAP | THREELKJ | 69 KV | SH_1821 | THREELKJ SH_1821 CAP | 69 | Yes | Yes | Low | Status Only | True | 12/14/2022
3 | SH_184 | TUNNELHL SH_184 CAP | TUNNELHL | 69 KV | SH_184 | TUNNELHL SH_184 CAP | 69 | Yes | Yes | Low | Status Only | True | 12/14/2022
3 | SH_1814 | TYNER SH_1814 CAP | TYNER | 69 KV | SH_1814 | TYNER SH_1814 CAP | 69 | Yes | Yes | Low | Status Only | True | 12/14/2022
3 | SH_188 | T_GOOCH SH_188 CAP | T_GOOCH | 69 KV | SH_188 | T_GOOCH SH_188 CAP | 69 | Yes | Yes | Low | Status Only | True | 12/14/2022
3 |  | VAN_MTR SH_183 CAP | VAN_MTR | 69 KV | SH_183 | VAN_MTR SH_183 CAP | 69 | Yes | Yes | Low | Status Only | True | 02/26/2021
3 | SH_1821 | WARNOCK SH_1821 CAP | WARNOCK | 69 KV | SH_1821 | WARNOCK SH_1821 CAP | 69 | Yes | Yes | Low | Status Only | True | 12/14/2022
3 | SH_1821 | WILLMSTN SH_1821 CAP | WILLMSTN | 69 KV | SH_1821 | WILLMSTN SH_1821 CAP | 69 | Yes | Yes | Low | Status Only | True | 12/14/2022
3 | SH_187 | WINDSOR2 SH_187 CAP | WINDSOR2 | 69 KV | SH_187 | WINDSOR2 SH_187 CAP | 69 | Yes | Yes | Low | Status Only | True | 12/14/2022
3 | SH_1821 | WOODLAWE SH_1821 CAP | WOODLAWE | 69 KV | SH_1821 | WOODLAWE SH_1821 CAP | 69 | Yes | Yes | Low | Status Only | True | 12/14/2022
3 | SH_184 | W_BARDST SH_184 CAP | W_BARDST | 69 KV | SH_184 | W_BARDST SH_184 CAP | 69 | Yes | Yes | Low | Status Only | True | 12/14/2022
3 | SH_184 | W_COLUMB SH_184 CAP | W_COLUMB | 69 KV | SH_184 | W_COLUMB SH_184 CAP | 69 | Yes | Yes | Low | Status Only | True | 12/14/2022
3 | SH_186 | W_SOMERS SH_186 CAP | W_SOMERS | 69 KV | SH_186 | W_SOMERS SH_186 CAP | 69 | Yes | Yes | Low | Status Only | True | 12/14/2022
4 |  | BOONECO SD1 SER DEV | BOONECO | 69 KV | SD1 | BOONECO SD1 SER DEV | 69 | Yes | Yes | No | Not monitored, no status | True | 12/11/2021
4 |  | BOONECO SD2 SER DEV | BOONECO | 69 KV | SD2 | BOONECO SD2 SER DEV | 69 | Yes | Yes | No | Not monitored, no status | True | 12/11/2021
7 |  | 2BEREKUT 69 KV BUS | 2BEREKUT | 69 KV | TARIFF | DUMMY TARIFF FACILITY | 69 | Yes | Yes | No | Not monitored, no status | True | 07/08/2021
7 |  | 2BEREKUT-PAINT_LI BER-PAI1 | 2BEREKUT | 69 KV | BER-PAI1 | 2BEREKUT-PAINT_LI BER-PAI1 | 69 | Yes | Yes | No | External Reliability | True | 03/10/2020
7 |  | AVON_EK -LOUDON_A TIE | AVON_EK | 138 KV | AVO-LOUD | AVON_EK -LOUDON_A TIE | 138 | Yes | Yes | Yes | Reliability & Markets | True | 12/14/2022
7 |  | BAKER_L2-BAKER_LN TIE | BAKER_L2 | 138 KV | BAK-BAKE | BAKER_L2-BAKER_LN TIE | 138 | Yes | Yes | Yes | Reliability & Markets | True | 12/14/2022
7 |  | BARD_IND (LGEE) - E_BARDST (EKPC) TIE | BARD_IND | 69 KV | EBR-BARD | BARD_IND-E_BARDST TIE | 69 | Yes | Yes | Yes | Reliability Non-BES | True | 06/16/2020
7 |  | BEATTYVL (LGEE) - BTTYVEKP (EKPC) TIE | BTTYVEKP | 69 KV | TARIFF | DUMMY TARIFF FACILITY | 69 | Yes | Yes | Yes | Reliability & Markets | True | 12/12/2018
7 |  | BEATTYVL (LGEE) - BTYVLJCT (EKPC) TIE | BTYVLJCT | 161 KV | TARIFF | DUMMY TARIFF FACILITY | 161 | Yes | Yes | Yes | Reliability & Markets | True | 12/12/2018
7 |  | BEDFORD3-LAWRENCK TIE | BEDFORD3 | 69 KV | LAW-BEDF | BEDFORD3-LAWRENCK LAW-BEDF | 69 | Yes | Yes | Yes | External Reliability | True | 12/14/2022
7 |  | BEKAERT-WSHELBY2 BEK-WSHE | BEKAERT | 69 KV | BEK-WSHE | BEKAERT-WSHELBY2 BEK-WSHE | 69 | Yes | Yes | Yes | Reliability & Markets | True | 03/01/2023
7 |  | BLEDSOE (LGEE) - BLEDSOEE (EKPC) TIE | BLEDSOEE | 69 KV | TARIFF | DUMMY TARIFF FACILITY | 69 | Yes | Yes | Yes | Reliability BES | True | 12/12/2018
7 |  | BLGR PJM-BUCKNER BLG-BUC1 (LGEE) | BLGR PJM | 345 KV | BLG-BUC1 | BLGR PJM-BUCKNER BLG-BUC1 | 345 | Yes | Yes | No | Not monitored, no status | False | 05/01/2020
7 |  | BLGR PJM-BUCKNER BLG-BUC2 (LGEE) | BLGR PJM | 345 KV | BLG-BUC2 | BLGR PJM-BUCKNER BLG-BUC2 | 345 | Yes | Yes | No | Not monitored, no status | False | 05/01/2020
7 |  | BLKBRCH (LGEE) - CNTRLHAR (EKPC) TIE | BLKBRCH | 138 KV | BLK-BLKB | BLKBRCH -CNTRLHAR TIE | 138 | Yes | Yes | Yes | Reliability & Markets | True | 12/12/2018
7 |  | BLUE_LCK (LGEE) - CEDAR_IT (EKPC) TIE | BLUE_LCK | 161 KV | CED-BLUE | BLUE_LCK-CEDAR_IT TIE | 161 | Yes | Yes | Yes | Reliability & Markets | True | 12/12/2018
7 |  | BONDS MILL (LGE/KU) - S ANDERSON (EKPC) 1 69 Tie | BONDS_MI | 69 KV | BON-SAN1 | BONDS_MI-S_ANDRSN BON-SAN1 | 69 | Yes | Yes | Yes | External Reliability | True | 02/28/2023
7 |  | BONDS MILL (LGE/KU) - S ANDERSON (EKPC) 2 69 Tie | BONDS_MI | 69 KV | BON-SAN2 | BONDS_MI-S_ANDRSN BON-SAN2 | 69 | Yes | Yes | Yes | External Reliability | True | 02/28/2023
7 |  | BONNIEVL-BONVL_LG TIE | BONNIEVL | 138 KV | BON-BONN | BONNIEVL-BONVL_LG TIE | 138 | Yes | Yes | Yes | Reliability & Markets | True | 12/14/2022
7 |  | BOONESBO (LGEE) - BOONST (EKPC) TIE | BOONESBO | 138 KV | BO1-BOON | BOONESBO-BOONST TIE | 138 | Yes | Yes | Yes | Reliability & Markets | True | 12/12/2018
7 |  | BRACKNCO-CRNTN_LG TIE | BRACKNCO | 69 KV | BRA-CRNT | BRACKNCO-CRNTN_LG TIE | 69 | Yes | Yes | Yes | Reliability BES | True | 12/14/2022
7 |  | BRACKNCO-SHARON3 TIE | BRACKNCO | 69 KV | BRA-SHAR | BRACKNCO-SHARON3 TIE | 69 | Yes | Yes | Yes | Reliability BES | True | 12/14/2022
7 |  | BRODHA -BRODHD_S TIE | BRODHA | 69 KV | BRO-BROD | BRODHA -BRODHD_S TIE | 69 | Yes | Yes | Yes | Reliability BES | True | 12/14/2022
7 |  | BROMLYEK - OWENS_J1 | BROMLEY | 69 KV | OWE-BROM | BROMLEY -OWEN_CO OWE-BROM | 69 | Yes | Yes | Low | External Reliability | True | 03/10/2020
7 |  | BTYVLJCT-DELVINTA TIE | BTYVLJCT | 161 KV | BTY-DELV | BTYVLJCT-DELVINTA TIE | 161 | Yes | Yes | Yes | Reliability & Markets | True | 12/14/2022
7 |  | BULLITCO-CEDAR_LG BUL-CEDL | BULLITCO | 161 KV | BUL-CEDL | BULLITCO-CEDAR_LG BUL-CEDL | 161 | Yes | Yes | Yes | External Reliability | True | 02/28/2023
7 |  | BULLITCO-SUMSHADT BUL-SUMS | BULLITCO | 161 KV | BUL-SUMS | BULLITCO-SUMSHADT TIE | 161 | Yes | Yes | Yes | Reliability & Markets | True | 12/14/2022
7 |  | BUSH_EK-BUSH_KU BUS-BUS | BUSH_EK | 69 KV | BUS-BUS | BUSH_EK-BUSH_KU BUS-BUS | 69 | Yes | Yes | No | Status Only | True | 04/02/2020
7 |  | CARLISLK (LGEE) - MILLB_EK (EKPC) TIE | MILLB_EK | 69 KV | TARIFF | DUMMY TARIFF FACILITY | 69 | Yes | Yes | Yes | Reliability BES | True | 12/12/2018
7 |  | CEDAR_IT-CEDAR_LG CED-CEDL | CEDAR_IT | 161 KV | CED-CEDL | CEDAR_IT-CEDAR_LG CED-CEDL | 161 | Yes | Yes | Yes | External Reliability | True | 02/28/2023
7 |  | CLAYLICK-CLAYLJCT CLA-CLAY | CLAYLICK | 69 KV | CLA-CLAY | CLAYLICK-CLAYLJCT CLA-CLAY | 69 | Yes | Yes | Low | Reliability & Markets | True | 06/01/2023
7 |  | CLAYLJCT-SALVISA TIE | CLAYLJCT | 69 KV | SAL-CLAY | CLAYLJCT-SALVISA | 69 | Yes | Yes | Yes | External Reliability | True | 12/14/2022
7 |  | CLAYVILL-CLAY_VIL TIE | CLAYVILL | 69 KV | CLA-CLA6 | CLAYVILL-CLAY_VIL TIE | 69 | Yes | Yes | Yes | Reliability Non-BES | True | 12/14/2022
7 |  | COOP_EK -ELIHU TIE | COOP_EK | 161 KV | COO-ELIH | COOP_EK -ELIHU TIE | 161 | Yes | Yes | Yes | Reliability & Markets | True | 12/14/2022
7 |  | CYNTHASW (LGEE) - RENAKER (EKPC) TIE | CYNTHASW | 69 KV | REN-CYNT | CYNTHASW-RENAKER TIE | 69 | Yes | Yes | Yes | Reliability BES | True | 12/12/2018
7 |  | CYNTHIA2-CYNT_TAP TIE | CYNTHIA2 | 69 KV | CYN-CYN2 | CYNTHIA2-CYNT_TAP TIE | 69 | Yes | Yes | Yes | Reliability BES | True | 12/14/2022
7 |  | Central Hardin - Hardin C EKPC/LGEE 138KV Tie-line | CNTRLHAR | 138 KV | CNT-HARD | CNTRLHAR-HARDIN_C TIE | 138 | Yes | Yes | Yes | Reliability & Markets | True | 12/12/2018
7 |  | DAVIS2 -SPEARS_A TIE | DAVIS2 | 69 KV | DAV-SPEA | DAVIS2 -SPEARS_A TIE | 69 | Yes | Yes | Yes | Reliability BES | True | 12/14/2022
7 |  | DAVIS2 -W_HCKMN TIE | DAVIS2 | 69 KV | WHI-DAVI | DAVIS2 -W_HCKMN TIE | 69 | Yes | Yes | Yes | Reliability BES | True | 12/14/2022
7 |  | DELVINTA (LGEE) - GRNHALLJ (EKPC) TIE | DELVINTA | 161 KV | GRN-DELV | DELVINTA-GRNHALLJ TIE | 161 | Yes | Yes | Yes | Reliability & Markets | True | 12/12/2018
7 |  | DUCANLN-FAKESLG TIE | DUNCANLN | 69 KV | DUN-FAW | DUCANLN-FAKESLG TIE | 69 | Yes | Yes | Yes | Not monitored, no status | True | 09/02/2020
7 |  | EK_OFFICE-EKOFFTAP EKO-EKO | EK_OFFIC | 69 KV | EKO-EKO | EK_OFFICE-EKOFFTAP EKO-EKO | 69 | Yes | Yes | No | Not monitored, no status | True | 04/02/2020
7 |  | ELIZABET (LGEE) - THARPJCT (EKPC) TIE | ELIZABET | 69 KV | ELI-THAR | ELIZABET-THARPJCT TIE | 69 | Yes | Yes | Yes | Reliability BES | True | 12/12/2018
7 |  | E_VIEW (LGEE) - STEPHNSB (EKPC) TIE | E_VIEW | 69 KV | STE-EVI | E_VIEW -STEPHNSB TIE | 69 | Yes | Yes | Yes | Reliability Non-BES | True | 06/01/2020
7 |  | FALCON (AEP) - FALCON2 (EKPC) TIE | FALCON | 69 KV | FAL-20F1 | FALCON -FALCON2 TIE | 69 | Yes | Yes | Yes | Reliability Non-BES | True | 06/01/2020
7 |  | FARLEY2 (LGEE) - LIB_CHUR (EKPC) TIE | LIB_CHUR | 69 KV | TARIFF | DUMMY TARIFF FACILITY | 69 | Yes | Yes | Yes | Reliability & Markets | True | 12/12/2018
7 |  | FAWKES -FAWKESLG TIE | FAWKES | 138 KV | FAW-FAW | FAWKES -FAWKESLG TIE | 138 | Yes | Yes | Yes | Reliability & Markets | True | 12/14/2022
7 |  | FAWKES -FAWKESTP TIE | FAWKES | 138 KV | FAW-FAWT | FAWKES -FAWKESTP TIE | 138 | Yes | Yes | Yes | Reliability & Markets | True | 12/14/2022
7 |  | FLOYD_EK-FLOYEKT TIE | FLOYD_EK | 69 KV | FLY-FLYE | FLOYD_EK-FLOYEKT TIE | 69 | Yes | Yes | Yes | Reliability BES | True | 12/14/2022
7 |  | FOGG_PK (LGEE) - FOGG_PKK (EKPC) TIE | FOGG_PKK | 69 KV | TARIFF | DUMMY TARIFF FACILITY | 69 | Yes | Yes | Yes | Reliability BES | True | 12/12/2018
7 |  | FRGSNSOU (LGEE) - SMRST_EK (EKPC) TIE | FRGSNSOU | 69 KV | SMR-FRGS | FRGSNSOU-SMRST_EK TIE | 69 | Yes | Yes | Yes | Reliability Non-BES | True | 06/01/2020
7 |  | GALLATIN-GHENT_LG TIE | GALLATIN | 138 KV | GAL-GHEN | GALLATIN-GHENT_LG TIE | 138 | Yes | Yes | Yes | Reliability & Markets | True | 12/14/2022
7 |  | GARRD_CO-LANCASTE TIE | GARRD_CO | 69 KV | GAR-LANC | GARRD_CO-LANCASTE TIE | 69 | Yes | Yes | Yes | Reliability Non-BES | True | 12/14/2022
7 |  | GOLDBUG (EKPC) - WOFFORD (LGEE) | GOLDBUG | 69 KV | WOF-GOLD | GOLDBUG -WOFFORD TIE | 69 | Yes | Yes | Yes | Reliability Non-BES | True | 06/01/2020
7 |  | GRAYSBRA (AEP) - ARGNT_EK (EKPC) TIE | GRAYSBRA | 69 KV | GRA-ARG1 | GRAYSBRA-ARGNT_EK TIE | 69 | Yes | Yes | Yes | Reliability Non-BES | True | 06/01/2020
7 |  | GREENCO -GREENSBU TIE | GREENCO | 69 KV | GRE-GREB | GREENCO -GREENSBU TIE | 69 | Yes | Yes | Yes | Reliability BES | True | 12/14/2022
7 |  | HEBRN_EK (EKPC) - HEBRON1 (DEOK) | HEBRN_EK | 69 KV | HEB-HEBR | HEBRN_EK-HEBRON1 HEB-HEBR | 69 | Yes | Yes | Yes | Reliability Non-BES | True | 06/01/2020
7 |  | HELECHAW-LEECITY TIE | HELECHAW | 69 KV | LEE-20H | HELECHAW-LEECITY TIE | 69 | Yes | Yes | Yes | Reliability Non-BES | True | 12/14/2022
7 |  | HODGENVL (EKPC) - HODGENSV (LGEE) | HODGENSV | 69 KV | HOD-HODG | HODGENSV-HODGENVL TIE | 69 | Yes | Yes | Yes | Reliability Non-BES | True | 06/01/2020
7 |  | HODGENVL-NEW_HAVE TIE | HODGENVL | 69 KV | HOD-NEW | HODGENVL-NEW_HAVE TIE | 69 | Yes | Yes | Yes | Reliability Non-BES | True | 12/14/2022
7 |  | JELLICO (TVA) - MCRERYCO (EKPC) TIE | JELLICO | 161 KV | JEL-MCC | JELLICO -MCRERYCO TIE | 161 | Yes | Yes | Yes | Reliability & Markets | True | 12/12/2018
7 |  | JKSMT_EK-W_GARARD TIE | JKSMT_EK | 345 KV | JKS-WGAR | JKSMT_EK-W_GARARD TIE | 345 | Yes | Yes | Yes | Reliability & Markets | True | 12/14/2022
7 |  | KARGLE (EKPC) - ELIZTOW (LGEE) | ELIZABET | 69 KV | ELI-KARG | ELIZABET-KARGLE TIE | 69 | Yes | Yes | Yes | Reliability Non-BES | True | 06/01/2020
7 |  | KENTN_LG (LGEE) - MURPHYSV (EKPC) TIE | MURPHYSV | 69 KV | TARIFF | DUMMY TARIFF FACILITY | 69 | Yes | Yes | Yes | Reliability & Markets | True | 12/12/2018
7 |  | KENTN_LG (LGEE) - SPURLOCK (EKPC) TIE | KENTN_LG | 138 KV | SPU-KENT | KENTN_LG-SPURLOCK TIE | 138 | Yes | Yes | Yes | Reliability & Markets | True | 12/12/2018
7 |  | LAKE_REB (LGEE) - UNION_EK (EKPC) TIE | LAKE_REB | 138 KV | LAK-UNIO | LAKE_REB-UNION_EK TIE | 138 | Yes | Yes | Yes | Reliability & Markets | True | 12/12/2018
7 |  | LAURELCO (EKPC) - HOPWEL2 (LGEE) | HOPEWEL2 | 69 KV | LAU-HOPE | HOPEWEL2-LAURELCO TIE | 69 | Yes | Yes | Yes | Reliability & Markets | True | 09/02/2020
7 |  | LBRTYJCT-LIBERTYU TIE | LBRTYJCT | 69 KV | LIB-LBRT | LBRTYJCT-LIBERTYU | 69 | Yes | Yes | Yes | Reliability BES | True | 12/14/2022
7 |  | LEBANON3 (LGEE) - MARIO_EK (EKPC) TIE | LEBANON3 | 138 KV | MAR-LEBA | LEBANON3-MARIO_EK TIE | 138 | Yes | Yes | Yes | Reliability & Markets | True | 12/12/2018
7 |  | LEONKP (AEP) - LEON_EKP (EKPC) TIE | LEONKP | 69 KV | LEO-LEO1 | LEONKP -LEON_EKP TIE | 69 | Yes | Yes | Yes | Reliability Non-BES | True | 06/01/2020
7 |  | LIBERTYU-PEYTONST TIE | LIBERTYU | 69 KV | LIB-PEYT | LIBERTYU-PEYTONST LIB-PEYT | 69 | Yes | Yes | Yes | Reliability BES | True | 12/12/2018
7 |  | MANCHST2-MNCHS_LG TIE | MANCHST2 | 69 KV | MAN-MNC2 | MANCHST2-MNCHS_LG TIE | 69 | Yes | Yes | Yes | Reliability BES | True | 12/14/2022
7 |  | MCRERYCO-WAYNCTVA TIE | MCRERYCO | 161 KV | MCC-WAY | MCRERYCO-WAYNCTVA TIE | 161 | Yes | Yes | Yes | Reliability & Markets | True | 12/14/2022
7 |  | MEDALTP (DEOK) - SPURLOCK (EKPC) | MELDALTP | 345 KV | MEL-SPU | MELDALTP-SPURLOCK TIE | 345 | Yes | Yes | Yes | Reliability & Markets | True | 12/12/2018
7 |  | MORGANCO (AEP) - MRGNC_EK (EKPC) TIE | MORGANCO | 69 KV | MOR-MOR1 | MORGANCO-MRGNC_EK TIE | 69 | Yes | Yes | Yes | Reliability Non-BES | True | 06/01/2020
7 |  | MT_ZION1 (DEOK) - LONGBRCH (EKPC) TIE | MT_ZION1 | 138 KV | MTZ-LON | MT_ZION1-LONGBRCH TIE | 138 | Yes | Yes | Yes | Reliability & Markets | True | 12/12/2018
7 |  | MURPHYSV-SARDIS2 TIE | MURPHYSV | 69 KV | MUR-SARD | MURPHYSV-SARDIS2 TIE | 69 | Yes | Yes | Yes | Reliability Non-BES | True | 12/14/2022
7 |  | NELSON_C-NELSON_T TIE | NELSON_C | 138 KV | NEL-NELS | NELSON_C-NELSON_T TIE | 138 | Yes | Yes | Yes | Reliability & Markets | True | 12/14/2022
7 |  | NICHOLAS (LGEE) - W_NICHS2 (EKPC) TIE | W_NICHS2 | 69 KV | TARIFF | DUMMY TARIFF FACILITY | 69 | No | Yes | No | Not monitored, no status | True | 04/30/2020
7 |  | N_LND104 (LGEE) - N_LONDON (EKPC) TIE | N_LNDN55 | 69 KV | TARIFF | DUMMY TARIFF FACILITY | 69 | Yes | Yes | Yes | Reliability & Markets | True | 12/12/2018
7 |  | N_SPRFLD-SPRINGFI TIE | N_SPRFLD | 69 KV | NSP-SPRI | N_SPRFLD-SPRINGFI | 69 | Yes | Yes | Yes | Reliability Non-BES | True | 12/14/2022
7 |  | OWE-OWEN OWEN_CO-OWEN_COU | OWEN_CO | 138 KV | OWE-OWEN | OWEN_CO -OWEN_COU OWE-OWEN | 138 | Yes | Yes | Yes | Reliability BES | True | 12/12/2018
7 |  | PARISTAP-PARIS_SU TIE | PARISTAP | 138 KV | PAR-PARI | PARISTAP-PARIS_SU TIE | 138 | Yes | Yes | Yes | Reliability & Markets | True | 12/14/2022
7 |  | PENN2 (EKPC) - SCOTT_CO (LGEE) | PENN2 | 69 KV | SCO-PENN | PENN2 -SCOTT_CO TIE | 69 | Yes | Yes | Yes | Reliability Non-BES | True | 06/01/2020
7 |  | PITTSBUR (LGEE) - PITTS_EK (EKPC) TIE | PITTS_EK | 161 KV | TARIFF | DUMMY TARIFF FACILITY | 161 | Yes | Yes | Yes | Reliability & Markets | True | 12/12/2018
7 |  | PLEASGRV-PLEASANP TIE | PLEASGRV | 69 KV | PLE-PLE | PLEASGRV-PLEASANP TIE | 69 | Yes | Yes | Yes | Not monitored, no status | True | 09/02/2020
7 |  | RADCLIFF-VINEGROV TIE | RADCLIFF | 69 KV | RAD-VIN1 | RADCLIFF-VINEGROV TIE | 69 | Yes | Yes | Yes | Reliability Non-BES | True | 06/01/2020
7 |  | RODBURN (LGEE) - ROWAN_CO (EKPC) TIE | RODBURN | 138 KV | ROW-RODB | RODBURN -ROWAN_CO TIE | 138 | Yes | Yes | Yes | Reliability & Markets | True | 12/12/2018
7 |  | ROGERSVI (LGEE) - ROGERSVJ (EKPC) TIE | ROGERSVJ | 69 KV | TARIFF | DUMMY TARIFF FACILITY | 69 | Yes | Yes | Yes | Reliability & Markets | True | 12/12/2018
7 |  | RUSSELCO (EKPC) - SEWELLTN (LGEE) | RUSSELCO | 69 KV | RUSS-SEW | RUSSELCO-SEWELLTN | 69 | Yes | Yes | Yes | Reliability Non-BES | True | 09/02/2020
7 |  | RUSSELJC-WOLF_CRK TIE | RUSSELJC | 161 KV | 20R-5WO1 | RUSSELJC-WOLF_CRK TIE | 161 | Yes | Yes | Yes | Reliability & Markets | True | 12/14/2022
7 |  | SEWELLTN-UNION_UN TIE | SEWELLTN | 69 KV | SEW-UNIO | SEWELLTN-UNION_UN TIE | 69 | Yes | Yes | Yes | Reliability Non-BES | True | 06/01/2020
7 |  | SHELBYCO-SHELBYTP TIE | SHELBYCO | 69 KV | SHE-SHLC | SHELBYCO-SHELBYTP TIE | 69 | Yes | Yes | Yes | Reliability Non-BES | True | 12/14/2022
7 |  | SMRST_EK (EKPC) - SOMERSET SKY (LGEE) | SMRST_EK | 69 KV | SMR-SOME | SMRST_EK-SOMERSE4 TIE | 69 | Yes | Yes | Yes | Reliability Non-BES | True | 12/14/2022
7 |  | SPORTSMO (AEP) - ARGNT_EK (EKPC) TIE | SPORTSMO | 138 KV | SPO-ARG1 | SPORTSMO-ARGNT_EK TIE | 138 | Yes | Yes | Yes | Reliability & Markets | True | 12/12/2018
7 |  | SPURLOCK-STUART2 TIE | SPURLOCK | 345 KV | SPU-STU | SPURLOCK-STUART2 TIE | 345 | Yes | Yes | Yes | Reliability & Markets | True | 12/14/2022
7 |  | SUMMER (TVA) - SUMSHADE (EKPC) TIE 69KV LINE | SUMMER | 69 KV | SUM-SUM1 | LINE 69 KV SUM-SUM1 TIE | 69 | Yes | Yes | Yes | Reliability & Markets | True | 09/02/2020
7 |  | SUMSHADE (EKPC) - SUMMERSHADE (TVA) | SUMSHADE | 161 KV | 20S-5SU1 | SUMSHADE-SUMMER TIE | 161 | Yes | Yes | Yes | Reliability & Markets | True | 12/14/2022
7 |  | SUMSHADE-SUMSHADT SUM-SUMS | SUMSHADE | 161 KV | SUM-SUMS | SUMSHADE-SUMSHADT TIE | 161 | Yes | Yes | Yes | Reliability & Markets | True | 12/14/2022
7 |  | TAYLORCO-TAYLOR_C TIE | TAYLORCO | 161 KV | TAY-TAYC | TAYLORCO-TAYLOR_C TIE | 161 | Yes | Yes | Yes | Reliability & Markets | True | 12/14/2022
7 |  | THELMA (AEP) - THELMAEK (EKPC) TIE | THELMA | 69 KV | THE-THE1 | THELMA -THELMAEK TIE | 69 | Yes | Yes | Yes | Reliability Non-BES | True | 06/01/2020
7 |  | WAYNCTVA (TVA) - WYNCO_EK (EKPC) TIE | WYNCO_EK | 161 KV | TARIFF | DUMMY TARIFF FACILITY | 161 | Yes | Yes | Yes | Reliability & Markets | True | 12/12/2018
7 |  | WEBSTER2 (DEOK) - WEBSTER3 (EKPC) TIE | WEBSTER2 | 138 KV | WEB-WEB2 | WEBSTER2-WEBSTER3 TIE | 138 | Yes | Yes | Yes | Reliability & Markets | True | 12/12/2018
7 |  | WINFLD (TVA) - MCRERYCO (EKPC) TIE | WINFLD | 161 KV | MCC-WIN | WINFLD -MCRERYCO TIE | 161 | Yes | Yes | Yes | Reliability & Markets | True | 05/27/2020
8 | XFUN1 | COOP_EK U1 161_13.8 XFR | COOP_EK | 161 KV | XFUN1 | COOP_EK U1 161_13.8 XFR | 161 | No | Yes | Low | GSU | True | 12/14/2022
8 | XFUN2 | COOP_EK U2 161_20 XFR | COOP_EK | 161 KV | XFUN2 | COOP_EK U2 161_20 XFR | 161 | No | Yes | Low | GSU | True | 12/14/2022
8 | TR1 | GREENUP TR1 XFORMER | GREENUP | 138 KV | TR1 | GREENUP TR1 XFORMER | 138 | No | Yes | Low | GSU | True | 12/14/2022
8 | TR2 | GREENUP TR2 XFORMER | GREENUP | 138 KV | TR2 | GREENUP TR2 XFORMER | 138 | No | Yes | Low | GSU | True | 12/14/2022
8 | TR3 | GREENUP TR3 XFORMER | GREENUP | 138 KV | TR3 | GREENUP TR3 XFORMER | 138 | No | Yes | Low | GSU | True | 12/14/2022
8 | XFCT1 | JKSMT_EK CT1 138_13.8 XFR | JKSMT_EK | 138 KV | XFCT1 | JKSMT_EK CT1 138_13.8 XFR | 138 | No | Yes | Low | GSU | True | 12/14/2022
8 | XFCT10 | JKSMT_EK CT10 345_13.8 XFR | JKSMT_EK | 345 KV | XFCT10 | JKSMT_EK CT10 345_13.8 XFR | 345 | No | Yes | Low | GSU | True | 12/14/2022
8 | XFCT2 | JKSMT_EK CT2 138_13.8 XFR | JKSMT_EK | 138 KV | XFCT2 | JKSMT_EK CT2 138_13.8 XFR | 138 | No | Yes | Low | GSU | True | 12/14/2022
8 | XFCT3 | JKSMT_EK CT3 138_13.8 XFR | JKSMT_EK | 138 KV | XFCT3 | JKSMT_EK CT3 138_13.8 XFR | 138 | No | Yes | Low | GSU | True | 12/14/2022
8 | XFCT4 | JKSMT_EK CT4 138_13.8 XFR | JKSMT_EK | 138 KV | XFCT4 | JKSMT_EK CT4 138_13.8 XFR | 138 | No | Yes | Low | GSU | True | 12/14/2022
8 | XFCT5 | JKSMT_EK CT5 138_13.8 XFR | JKSMT_EK | 138 KV | XFCT5 | JKSMT_EK CT5 138_13.8 XFR | 138 | No | Yes | Low | GSU | True | 12/14/2022
8 | XFCT6 | JKSMT_EK CT6 138_13.8 XFR | JKSMT_EK | 138 KV | XFCT6 | JKSMT_EK CT6 138_13.8 XFR | 138 | No | Yes | Low | GSU | True | 12/14/2022
8 | XFCT7 | JKSMT_EK CT7 138_13.8 XFR | JKSMT_EK | 138 KV | XFCT7 | JKSMT_EK CT7 138_13.8 XFR | 138 | No | Yes | Low | GSU | True | 12/14/2022
8 | XFCT9 | JKSMT_EK CT9 345_13.8 XFR | JKSMT_EK | 345 KV | XFCT9 | JKSMT_EK CT9 345_13.8 XFR | 345 | No | Yes | Low | GSU | True | 12/14/2022
8 | XFUN1 | LAURELDM 161_13.8 XFR | LAURELDM | 161 KV | XFUN1 | LAURELDM 161_13.8 XFR | 161 | No | Yes | Low | GSU | True | 12/14/2022
8 | XFUN1 | SPURLOCK U1 138_22 XFR | SPURLOCK | 138 KV | XFUN1 | SPURLOCK U1 138_22 XFR | 138 | No | Yes | Low | GSU | True | 12/14/2022
8 | XFUN2 | SPURLOCK U2 345_22 XFR | SPURLOCK | 345 KV | XFUN2 | SPURLOCK U2 345_22 XFR | 345 | No | Yes | Low | GSU | True | 12/14/2022
8 | XFUN3 | SPURLOCK U3 345_18 XFR | SPURLOCK | 345 KV | XFUN3 | SPURLOCK U3 345_18 XFR | 345 | No | Yes | Low | GSU | True | 12/14/2022
8 | XFUN4 | SPURLOCK U4 345_18 XFR | SPURLOCK | 345 KV | XFUN4 | SPURLOCK U4 345_18 XFR | 345 | No | Yes | Low | GSU | True | 12/14/2022
10 |  | 2BEREKUT 69 KV BUS | 2BEREKUT | 69 KV | TARIFF | DUMMY TARIFF FACILITY | 69 | Yes | Yes | No | Not monitored, no status | False | 09/01/2021
10 |  | 3M 69 KV BUS | 3M | 69 KV | TARIFF | DUMMY TARIFF FACILITY | 69 | Yes | Yes | Low | Status Only | True | 01/29/2021
10 |  | 4BCKNRVT 138 KV BUS | 4BCKNRVT | 138 KV | TARIFF | DUMMY TARIFF FACILITY | 138 | Yes | Yes | Yes | Reliability & Markets | True | 01/29/2021
10 |  | AIRPRT_R 69 KV BUS | AIRPRT_R | 69 KV | TARIFF | DUMMY TARIFF FACILITY | 69 | Yes | Yes | Low | Status Only | True | 01/29/2021
10 |  | ALBANYE 69 KV BUS | ALBANYE | 69 KV | TARIFF | DUMMY TARIFF FACILITY | 69 | Yes | Yes | Low | Not monitored, no status | True | 01/30/2021
10 |  | ALCAN_EK 69 KV BUS | ALCAN_EK | 69 KV | TARIFF | DUMMY TARIFF FACILITY | 69 | Yes | Yes | Low | Status Only | True | 01/29/2021
10 |  | ANNVILLJ 69 KV BUS | ANNVILLJ | 69 KV | TARIFF | DUMMY TARIFF FACILITY | 69 | Yes | Yes | Low | Status Only | True | 01/29/2021
10 |  | ARGNT_EK 138 KV BUS | ARGNT_EK | 138 KV | TARIFF | DUMMY TARIFF FACILITY | 138 | Yes | Yes | Yes | Reliability & Markets | True | 01/29/2021
10 |  | ARGNT_EK 69 KV BUS | ARGNT_EK | 69 KV | TARIFF | DUMMY TARIFF FACILITY | 69 | Yes | Yes | Yes | Reliability & Markets | True | 01/29/2021
10 |  | ASAHIJCT 69 KV BUS | ASAHIJCT | 69 KV | TARIFF | DUMMY TARIFF FACILITY | 69 | Yes | Yes | Low | Status Only | True | 01/29/2021
10 |  | AVON_EK 138 KV BUS | AVON_EK | 138 KV | TARIFF | DUMMY TARIFF FACILITY | 138 | Yes | Yes | Yes | Reliability & Markets | True | 01/29/2021
10 |  | AVON_EK 345 KV BUS | AVON_EK | 345 KV | TARIFF | DUMMY TARIFF FACILITY | 345 | Yes | Yes | Yes | Reliability & Markets | True | 01/29/2021
10 |  | BACONJ 69 KV BUS | BACONJ | 69 KV | TARIFF | DUMMY TARIFF FACILITY | 69 | Yes | Yes | Low | Status Only | True | 01/29/2021
10 |  | BAKER_L2 138 KV BUS | BAKER_L2 | 138 KV | TARIFF | DUMMY TARIFF FACILITY | 138 | Yes | Yes | Yes | Reliability & Markets | True | 01/29/2021
10 |  | BAKER_L2 69 KV BUS | BAKER_L2 | 69 KV | TARIFF | DUMMY TARIFF FACILITY | 69 | Yes | Yes | Low | Status Only | True | 01/29/2021
10 |  | BALLARD2 69 KV BUS | BALLARD2 | 69 KV | TARIFF | DUMMY TARIFF FACILITY | 69 | Yes | Yes | Low | Status Only | True | 01/29/2021
10 |  | BANKLICK 69 KV BUS | BANKLICK | 69 KV | TARIFF | DUMMY TARIFF FACILITY | 69 | Yes | Yes | Low | Status Only | True | 01/29/2021
10 |  | BARDSHPJ 69 KV BUS | BARDSHPJ | 69 KV | TARIFF | DUMMY TARIFF FACILITY | 69 | Yes | Yes | Low | Status Only | True | 01/29/2021
10 |  | BARRENCO 161 KV BUS | BARRENCO | 161 KV | TARIFF | DUMMY TARIFF FACILITY | 161 | Yes | Yes | Yes | Reliability Non-BES | True | 01/29/2021
10 |  | BARRENCO 69 KV BUS | BARRENCO | 69 KV | TARIFF | DUMMY TARIFF FACILITY | 69 | Yes | Yes | Low | Status Only | True | 01/29/2021
10 |  | BASS 69 KV BUS | BASS | 69 KV | TARIFF | DUMMY TARIFF FACILITY | 69 | Yes | Yes | Low | Status Only | True | 01/29/2021
10 |  | BAVARIAN 138 KV BUS | BAVARIAN | 138 KV | TARIFF | DUMMY TARIFF FACILITY | 138 | Yes | Yes | Yes | Reliability & Markets | True | 01/29/2021
10 |  | BEAM_JCT 69 KV BUS | BEAM_JCT | 69 KV | TARIFF | DUMMY TARIFF FACILITY | 69 | Yes | Yes | Low | Status Only | True | 01/29/2021
10 |  | BEATTYVD 69 KV BUS | BEATTYVD | 69 KV | TARIFF | DUMMY TARIFF FACILITY | 69 | Yes | Yes | Low | Status Only | True | 01/29/2021
10 |  | BECKTON 69 KV BUS | BECKTON | 69 KV | TARIFF | DUMMY TARIFF FACILITY | 69 | Yes | Yes | No | Not monitored, no status | True | 01/29/2021
10 |  | BEKAERT 69 KV BUS | BEKAERT | 69 KV | TARIFF | DUMMY TARIFF FACILITY | 69 | Yes | Yes | No | Not monitored, no status | False | 01/30/2021
10 |  | BELLVIEW 69 KV BUS | BELLVIEW | 69 KV | TARIFF | DUMMY TARIFF FACILITY | 69 | Yes | Yes | No | Status Only | True | 01/29/2021
10 |  | BIGBONE 69 KV BUS | BIGBONE | 69 KV | TARIFF | DUMMY TARIFF FACILITY | 69 | Yes | Yes | Low | Status Only | True | 01/29/2021
10 |  | BIGCREEK 69 kV BUS | BIGCREEK | 69 KV | TARIFF | DUMMY TARIFF FACILITY | 69 | No | Yes | No | Not monitored, no status | True | 01/29/2021
10 |  | BIGWOODS 69 KV BUS | BIGWOODS | 69 KV | TARIFF | DUMMY TARIFF FACILITY | 69 | Yes | Yes | No | Not monitored, no status | True | 01/29/2021
10 |  | BILLWLSJ 69 KV BUS | BILLWLSJ | 69 KV | TARIFF | DUMMY TARIFF FACILITY | 69 | Yes | Yes | Low | Status Only | True | 01/29/2021
10 |  | BLEDSOEE 69 KV BUS | BLEDSOEE | 69 KV | TARIFF | DUMMY TARIFF FACILITY | 69 | Yes | Yes | Low | Reliability BES | True | 01/29/2021
10 |  | BLEVNS_T 69 KV BUS | BLEVNS_T | 69 KV | TARIFF | DUMMY TARIFF FACILITY | 69 | Yes | Yes | Low | Status Only | True | 01/29/2021
10 |  | BLGR PJM 345 KV BUS | BLGR PJM | 345 KV | TARIFF | DUMMY TARIFF FACILITY | 345 | Yes | Yes | Yes | Not monitored, no status | True | 01/29/2021
10 |  | BLOOMFL2 69 KV BUS | BLOOMFL2 | 69 KV | TARIFF | DUMMY TARIFF FACILITY | 69 | Yes | Yes | Low | Status Only | True | 01/29/2021
10 |  | BLUEGRPW 69KV BUS | BLUEGRPW | 69 KV | TARIFF | DUMMY TARIFF FACILITY | 69 | Yes | Yes | Low | Status Only | True | 01/29/2021
10 |  | BONANZA 69 KV BUS | BONANZA | 69 KV | TARIFF | DUMMY TARIFF FACILITY | 69 | Yes | Yes | No | Not monitored, no status | True | 01/29/2021
10 |  | BONNIEVL 138 KV BUS | BONNIEVL | 138 KV | TARIFF | DUMMY TARIFF FACILITY | 138 | Yes | Yes | Yes | Reliability & Markets | True | 01/29/2021
10 |  | BONNIEVL 69 KV BUS | BONNIEVL | 69 KV | TARIFF | DUMMY TARIFF FACILITY | 69 | Yes | Yes | Low | Status Only | True | 01/29/2021
10 |  | BON_AYR 69 KV BUS | BON_AYR | 69 KV | TARIFF | DUMMY TARIFF FACILITY | 69 | Yes | Yes | No | Not monitored, no status | True | 01/29/2021
10 |  | BOONDIST 69 KV BUS | BOONDIST | 69 KV | TARIFF | DUMMY TARIFF FACILITY | 69 | Yes | Yes | Low | Status Only | True | 01/29/2021
10 |  | BOONECO 138 KV BUS | BOONECO | 138 KV | TARIFF | DUMMY TARIFF FACILITY | 138 | Yes | Yes | Yes | Reliability & Markets | True | 01/29/2021
10 |  | BOONECO 69 KV BUS | BOONECO | 69 KV | TARIFF | DUMMY TARIFF FACILITY | 69 | Yes | Yes | Low | Status Only | True | 01/29/2021
10 |  | BOONEVLJ 69 KV BUS | BOONEVLJ | 69 KV | TARIFF | DUMMY TARIFF FACILITY | 69 | Yes | Yes | Low | Status Only | True | 01/29/2021
10 |  | BOONST 138 KV BUS | BOONST | 138 KV | TARIFF | DUMMY TARIFF FACILITY | 138 | Yes | Yes | Yes | Reliability & Markets | True | 01/29/2021
10 |  | BOSTON_P 69 KV BUS | BOSTON_P | 69 KV | TARIFF | DUMMY TARIFF FACILITY | 69 | Yes | Yes | Low | Status Only | True | 01/29/2021
10 |  | BOWEN_EK 69 KV BUS | BOWEN_EK | 69 KV | TARIFF | DUMMY TARIFF FACILITY | 69 | Yes | Yes | Low | Status Only | True | 01/29/2021
10 |  | BRACKNCO 69 KV BUS | BRACKNCO | 69 KV | TARIFF | DUMMY TARIFF FACILITY | 69 | Yes | Yes | Yes | Reliability BES | True | 01/29/2021
10 |  | BRISTOW 69 KV BUS | BRISTOW | 69 KV | TARIFF | DUMMY TARIFF FACILITY | 69 | Yes | Yes | Low | Status Only | True | 01/29/2021
10 |  | BRLNGTON 69 KV BUS | BRLNGTON | 69 KV | TARIFF | DUMMY TARIFF FACILITY | 69 | Yes | Yes | No | Status Only | True | 01/29/2021
10 |  | BRODHA 69 KV BUS | BRODHA | 69 KV | TARIFF | DUMMY TARIFF FACILITY | 69 | Yes | Yes | Yes | Reliability BES | True | 01/29/2021
10 |  | BROMLYEK 69 KV BUS | BROMLYEK | 69 KV | TARIFF | DUMMY TARIFF FACILITY | 69 | Yes | Yes | No | Status Only | True | 01/29/2021
10 |  | BRONSTON 69 KV BUS | BRONSTON | 69 KV | TARIFF | DUMMY TARIFF FACILITY | 69 | Yes | Yes | Low | Status Only | True | 01/29/2021
10 |  | BROUGTWN 69 KV BUS | BROUGTWN | 69 KV | TARIFF | DUMMY TARIFF FACILITY | 69 | Yes | Yes | No | Status Only | False | 10/06/2021
10 |  | BTTYVEKP 69 KV BUS | BTTYVEKP | 69 KV | TARIFF | DUMMY TARIFF FACILITY | 69 | Yes | Yes | Low | Status Only | True | 01/29/2021
10 |  | BTYVLJCT 161 KV BUS | BTYVLJCT | 161 KV | TARIFF | DUMMY TARIFF FACILITY | 161 | Yes | Yes | Yes | Reliability & Markets | True | 01/29/2021
10 |  | BUDD 69 KV BUS | BUDD | 69 KV | TARIFF | DUMMY TARIFF FACILITY | 69 | Yes | Yes | No | Reliability Non-BES | False | 06/01/2023
10 |  | BULITSVL 69 KV BUS | BULITSVL | 69 KV | TARIFF | DUMMY TARIFF FACILITY | 69 | Yes | Yes | Low | Status Only | True | 01/29/2021
10 |  | BULLITCO 161 KV BUS | BULLITCO | 161 KV | TARIFF | DUMMY TARIFF FACILITY | 161 | Yes | Yes | Yes | Reliability & Markets | True | 01/29/2021
10 |  | BULLITCO 69 KV BUS | BULLITCO | 69 KV | TARIFF | DUMMY TARIFF FACILITY | 69 | Yes | Yes | Low | Status Only | True | 01/29/2021
10 |  | BUSH_EK 69 KV BUS | BUSH_EK | 69 KV | TARIFF | DUMMY TARIFF FACILITY | 69 | Yes | Yes | No | Not monitored, no status | True | 01/29/2021
10 |  | CABIN_H 69 KV BUS | CABIN_H | 69 KV | TARIFF | DUMMY TARIFF FACILITY | 69 | Yes | Yes | Low | Status Only | True | 01/29/2021
10 |  | CAMPTON 69 KV BUS | CAMPTON | 69 KV | TARIFF | DUMMY TARIFF FACILITY | 69 | Yes | Yes | Low | Status Only | True | 01/29/2021
10 |  | CARTERCJ 69 KV BUS | CARTERCJ | 69 KV | TARIFF | DUMMY TARIFF FACILITY | 69 | Yes | Yes | Low | Status Only | True | 01/29/2021
10 |  | CASEYCO 161 KV BUS | CASEYCO | 161 KV | TARIFF | DUMMY TARIFF FACILITY | 161 | Yes | Yes | Yes | Reliability & Markets | True | 01/29/2021
10 |  | CASEYCO 69 KV BUS | CASEYCO | 69 KV | TARIFF | DUMMY TARIFF FACILITY | 69 | Yes | Yes | Low | Status Only | True | 01/29/2021
10 |  | CAVECITJ 69 KV BUS | CAVECITJ | 69 KV | TARIFF | DUMMY TARIFF FACILITY | 69 | Yes | Yes | Low | Status Only | True | 01/29/2021
10 |  | CAVECITY 69 KV BUS | CAVECITY | 69 KV | TARIFF | DUMMY TARIFF FACILITY | 69 | Yes | Yes | No | Not monitored, no status | True | 01/29/2021
10 |  | CEDARGRV 69 KV BUS | CEDARGRV | 69 KV | TARIFF | DUMMY TARIFF FACILITY | 69 | Yes | Yes | Low | Status Only | True | 01/29/2021
10 |  | CEDAR_IT 161 KV BUS | CEDAR_IT | 161 KV | TARIFF | DUMMY TARIFF FACILITY | 161 | Yes | Yes | Yes | Reliability & Markets | True | 01/29/2021
10 |  | CFARM_RD 69 KV BUS | CFARM_RD | 69 KV | TARIFF | DUMMY TARIFF FACILITY | 69 | Yes | Yes | No | Future | False | 03/13/2024
10 |  | CHAPLINJ 69 KV BUS | CHAPLINJ | 69 KV | TARIFF | DUMMY TARIFF FACILITY | 69 | Yes | Yes | Low | Status Only | True | 01/29/2021
10 |  | CHARTERS 69 KV BUS | CHARTERS | 69 KV | TARIFF | DUMMY TARIFF FACILITY | 69 | Yes | Yes | Low | Status Only | True | 01/29/2021
10 |  | CLAYCITJ 69 KV BUS | CLAYCITJ | 69 KV | TARIFF | DUMMY TARIFF FACILITY | 69 | Yes | Yes | Low | Status Only | True | 01/29/2021
10 |  | CLAYLICK 69 KV BUS | CLAYLICK | 69 KV | TARIFF | DUMMY TARIFF FACILITY | 69 | Yes | Yes | Low | Status Only | True | 01/29/2021
10 |  | CLAYVILL 69 KV BUS | CLAYVILL | 69 KV | TARIFF | DUMMY TARIFF FACILITY | 69 | Yes | Yes | Yes | Reliability & Markets | True | 01/30/2021
10 |  | CLMBI_LG 69 KV BUS | CLMBI_LG | 69 KV | TARIFF | DUMMY TARIFF FACILITY | 69 | Yes | Yes | Low | Status Only | True | 01/29/2021
10 |  | CNTRLHAR 138 KV BUS | CNTRLHAR | 138 KV | TARIFF | DUMMY TARIFF FACILITY | 138 | Yes | Yes | Yes | Reliability & Markets | True | 01/29/2021
10 |  | CNTRLHAR 69 KV BUS | CNTRLHAR | 69 KV | TARIFF | DUMMY TARIFF FACILITY | 69 | Yes | Yes | Low | Status Only | True | 01/29/2021
10 |  | COBURG 69 KV BUS | COBURG | 69 KV | TARIFF | DUMMY TARIFF FACILITY | 69 | Yes | Yes | Low | Status Only | True | 01/29/2021
10 |  | COBURGJ 69 KV BUS | COBURGJ | 69 KV | TARIFF | DUMMY TARIFF FACILITY | 69 | Yes | Yes | Low | Status Only | True | 01/29/2021
10 |  | COLEMNSV 69 KV BUS | COLEMNSV | 69 KV | TARIFF | DUMMY TARIFF FACILITY | 69 | Yes | Yes | Low | Status Only | True | 01/29/2021
10 |  | COLESBGJ 69 KV BUS | COLESBGJ | 69 KV | TARIFF | DUMMY TARIFF FACILITY | 69 | Yes | Yes | Low | Status Only | True | 01/29/2021
10 |  | COLUMBI3 69 KV BUS | COLUMBI3 | 69 KV | TARIFF | DUMMY TARIFF FACILITY | 69 | Yes | Yes | Low | Status Only | True | 01/29/2021
10 |  | CONTOWN 69 KV BUS | CONTOWN | 69 KV | TARIFF | DUMMY TARIFF FACILITY | 69 | Yes | Yes | No | Status Only | True | 01/29/2021
10 |  | CONWAYJ 69 KV BUS | CONWAYJ | 69 KV | TARIFF | DUMMY TARIFF FACILITY | 69 | Yes | Yes | Low | Status Only | True | 01/29/2021
10 |  | COOP_EK 13.8 KV BUS | COOP_EK | 13.8 KV | TARIFF | DUMMY TARIFF FACILITY | 13.8 | No | Yes | No | GSU | False | 01/29/2021
10 |  | COOP_EK 161 KV BUS | COOP_EK | 161 KV | TARIFF | DUMMY TARIFF FACILITY | 161 | Yes | Yes | Yes | Reliability & Markets | True | 01/29/2021
10 |  | COOP_EK 20 KV BUS | COOP_EK | 20 KV | TARIFF | DUMMY TARIFF FACILITY | 20 | No | Yes | No | GSU | False | 01/29/2021
10 |  | COOP_EK 69 KV BUS | COOP_EK | 69 KV | TARIFF | DUMMY TARIFF FACILITY | 69 | Yes | Yes | Low | Status Only | True | 01/29/2021
10 |  | CRANSTOP 138 KV BUS | CRANSTOP | 138 KV | TARIFF | DUMMY TARIFF FACILITY | 138 | Yes | Yes | Yes | Reliability & Markets | True | 01/29/2021
10 |  | CRESTON2 69 KV BUS | CRESTON2 | 69 KV | TARIFF | DUMMY TARIFF FACILITY | 69 | Yes | Yes | Low | Status Only | True | 01/29/2021
10 |  | CROCKETJ 69 KV BUS | CROCKETJ | 69 KV | TARIFF | DUMMY TARIFF FACILITY | 69 | Yes | Yes | Low | Status Only | True | 01/29/2021
10 |  | CROOKSVJ 69 KV BUS | CROOKSVJ | 69 KV | TARIFF | DUMMY TARIFF FACILITY | 69 | Yes | Yes | Yes | Reliability & Markets | True | 01/29/2021
10 |  | CYNTHIA2 69 KV BUS | CYNTHIA2 | 69 KV | TARIFF | DUMMY TARIFF FACILITY | 69 | Yes | Yes | Yes | Reliability BES | True | 01/29/2021
10 |  | DAHLROAD 69 KV BUS | DAHLROAD | 69 KV | TARIFF | DUMMY TARIFF FACILITY | 69 | Yes | Yes | No | Not monitored, no status | False | 07/21/2022
10 |  | DALESTN 138 KV BUS | DALESTN | 138 KV | TARIFF | DUMMY TARIFF FACILITY | 138 | Yes | Yes | Yes | Reliability & Markets | True | 01/29/2021
10 |  | DALESTN 69 KV BUS | DALESTN | 69 KV | TARIFF | DUMMY TARIFF FACILITY | 69 | Yes | Yes | Low | Status Only | True | 01/29/2021
10 |  | DARWINTO 161 KV BUS | DARWINTO | 161 KV | TARIFF | DUMMY TARIFF FACILITY | 161 | Yes | Yes | Yes | Reliability & Markets | True | 11/24/2021
10 |  | DAVIS2 69 KV BUS | DAVIS2 | 69 KV | TARIFF | DUMMY TARIFF FACILITY | 69 | Yes | Yes | Yes | Reliability BES | True | 01/29/2021
10 |  | DEATSVL 69 KV BUS | DEATSVL | 69 KV | TARIFF | DUMMY TARIFF FACILITY | 69 | Yes | Yes | Low | Status Only | True | 01/29/2021
10 |  | DEFOE 69 KV BUS | DEFOE | 69 KV | TARIFF | DUMMY TARIFF FACILITY | 69 | Yes | Yes | No | Not monitored, no status | True | 01/29/2021
10 |  | DENNY 161 KV BUS | DENNY | 161 KV | TARIFF | DUMMY TARIFF FACILITY | 161 | Yes | Yes | Yes | Reliability Non-BES | True | 11/24/2021
10 |  | DENNY 69 KV BUS | DENNY | 69 KV | TARIFF | DUMMY TARIFF FACILITY | 69 | Yes | Yes | Low | Status Only | True | 01/29/2021
10 |  | DUNCANLN 69 KV BUS | DUNCANLN | 69 KV | TARIFF | DUMMY TARIFF FACILITY | 69 | Yes | Yes | No | Status Only | True | 01/29/2021
10 |  | DUROJCT 69 KV BUS | DUROJCT | 69 KV | TARIFF | DUMMY TARIFF FACILITY | 69 | Yes | Yes | Low | Status Only | True | 01/29/2021
10 |  | EBERLE 69 KV BUS | EBERLE | 69 KV | TARIFF | DUMMY TARIFF FACILITY | 69 | Yes | Yes | Low | Status Only | True | 01/29/2021
10 |  | EBERLEJ 69 KV BUS | EBERLEJ | 69 KV | TARIFF | DUMMY TARIFF FACILITY | 69 | Yes | Yes | Low | Status Only | True | 01/29/2021
10 |  | EHARR_EK 69 KV BUS | EHARR_EK | 69 KV | TARIFF | DUMMY TARIFF FACILITY | 69 | Yes | Yes | No | Future | False | 03/13/2024
10 |  | EIGHTY8 34.5 KV BUS | EIGHTY8 | 34.5 KV | TARIFF | DUMMY TARIFF FACILITY | 34.5 | Yes | Yes | No | Future | False | 09/20/2023
10 |  | EIGHTY8 69 KV BUS | EIGHTY8 | 69 KV | TARIFF | DUMMY TARIFF FACILITY | 69 | Yes | Yes | No | Future | False | 09/20/2023
10 |  | EK_OFFIC 69 KV BUS | EK_OFFIC | 69 KV | TARIFF | DUMMY TARIFF FACILITY | 69 | Yes | Yes | No | Not monitored, no status | True | 01/29/2021
10 |  | ELIOTCO 69 KV BUS | ELIOTCO | 69 KV | TARIFF | DUMMY TARIFF FACILITY | 69 | Yes | Yes | Low | Status Only | True | 01/29/2021
10 |  | ELKMOUNT 69 KV BUS | ELKMOUNT | 69 KV | TARIFF | DUMMY TARIFF FACILITY | 69 | Yes | Yes | No | Not monitored, no status | True | 01/29/2021
10 |  | EPINEKNT 69 KV BUS | EPINEKNT | 69 KV | TARIFF | DUMMY TARIFF FACILITY | 69 | Yes | Yes | No | Status Only | True | 01/29/2021
10 |  | ETOWNEKP 69 KV BUS | ETOWNEKP | 69 KV | TARIFF | DUMMY TARIFF FACILITY | 69 | Yes | Yes | Low | Status Only | True | 01/29/2021
10 |  | E_BARDST 69 KV BUS | E_BARDST | 69 KV | TARIFF | DUMMY TARIFF FACILITY | 69 | Yes | Yes | Yes | Status Only | True | 01/30/2021
10 |  | E_BERNST 69 KV BUS | E_BERNST | 69 KV | TARIFF | DUMMY TARIFF FACILITY | 69 | Yes | Yes | Low | Status Only | True | 01/29/2021
10 |  | E_SOMERJ 69 KV BUS | E_SOMERJ | 69 KV | TARIFF | DUMMY TARIFF FACILITY | 69 | Yes | Yes | Low | Status Only | True | 01/29/2021
10 |  | FALCON2 69 KV BUS | FALCON2 | 69 KV | TARIFF | DUMMY TARIFF FACILITY | 69 | Yes | Yes | Yes | Reliability & Markets | True | 01/29/2021
10 |  | FALLROCK 161 KV BUS | FALLROCK | 161 KV | TARIFF | DUMMY TARIFF FACILITY | 161 | Yes | Yes | Yes | Reliability Non-BES | True | 11/24/2021
10 |  | FALLROCK 69 KV BUS | FALLROCK | 69 KV | TARIFF | DUMMY TARIFF FACILITY | 69 | Yes | Yes | Low | Status Only | True | 01/29/2021
10 |  | FALMOUTH 69 KV BUS | FALMOUTH | 69 KV | TARIFF | DUMMY TARIFF FACILITY | 69 | Yes | Yes | No | Not monitored, no status | True | 01/29/2021
10 |  | FAWKES 138 KV BUS | FAWKES | 138 KV | TARIFF | DUMMY TARIFF FACILITY | 138 | Yes | Yes | Yes | Reliability & Markets | True | 01/29/2021
10 |  | FLMINSBG 138 KV BUS | FLMINSBG | 138 KV | TARIFF | DUMMY TARIFF FACILITY | 138 | Yes | Yes | Yes | Reliability & Markets | True | 01/29/2021
10 |  | FLOYD_EK 69 KV BUS | FLOYD_EK | 69 KV | TARIFF | DUMMY TARIFF FACILITY | 69 | Yes | Yes | Low | Status Only | True | 01/29/2021
10 |  | FOGG_PKK 69 KV BUS | FOGG_PKK | 69 KV | TARIFF | DUMMY TARIFF FACILITY | 69 | Yes | Yes | Low | Status Only | True | 01/29/2021
10 |  | FOUROAKJ 69 KV BUS | FOUROAKJ | 69 KV | TARIFF | DUMMY TARIFF FACILITY | 69 | Yes | Yes | Low | Status Only | True | 01/29/2021
10 |  | FOUROAKS 69 KV BUS | FOUROAKS | 69 KV | TARIFF | DUMMY TARIFF FACILITY | 69 | Yes | Yes | Low | Status Only | True | 01/29/2021
10 |  | FOX_HOLL 161 KV BUS | FOX_HOLL | 161 KV | TARIFF | DUMMY TARIFF FACILITY | 161 | Yes | Yes | Yes | Reliability & Markets | True | 12/24/2021
10 |  | FOX_HOLL 69 KV BUS | FOX_HOLL | 69 KV | TARIFF | DUMMY TARIFF FACILITY | 69 | Yes | Yes | Low | Status Only | True | 01/29/2021
10 |  | FREDCKBJ 69 KV BUS | FREDCKBJ | 69 KV | TARIFF | DUMMY TARIFF FACILITY | 69 | Yes | Yes | Low | Status Only | True | 01/29/2021
10 |  | FRENCHBG 69 KV BUS | FRENCHBG | 69 KV | TARIFF | DUMMY TARIFF FACILITY | 69 | Yes | Yes | Low | Status Only | True | 01/29/2021
10 |  | FYETT_EK 138 KV BUS | FYETT_EK | 138 KV | TARIFF | DUMMY TARIFF FACILITY | 138 | Yes | Yes | Low | Status Only | True | 01/29/2021
10 |  | FYETT_EK 69 KV BUS | FYETT_EK | 69 KV | TARIFF | DUMMY TARIFF FACILITY | 69 | Yes | Yes | Low | Status Only | True | 01/29/2021
10 |  | GALLATIN 138 KV BUS | GALLATIN | 138 KV | TARIFF | DUMMY TARIFF FACILITY | 138 | Yes | Yes | Yes | Reliability & Markets | True | 01/29/2021
10 |  | GAPOFRJ 69 KV BUS | GAPOFRJ | 69 KV | TARIFF | DUMMY TARIFF FACILITY | 69 | Yes | Yes | Low | Status Only | True | 01/29/2021
10 |  | GARLIN 69 KV BUS | GARLIN | 69 KV | TARIFF | DUMMY TARIFF FACILITY | 69 | Yes | Yes | Low | Status Only | True | 01/29/2021
10 |  | GARRARDO 69 KV BUS | GARRARD0 | 69 KV | TARIFF | DUMMY TARIFF FACILITY | 69 | Yes | Yes | Low | Status Only | True | 01/29/2021
10 |  | GARRD_CO 69 KV BUS | GARRD_CO | 69 KV | TARIFF | DUMMY TARIFF FACILITY | 69 | Yes | Yes | Yes | Status Only | True | 01/30/2021
10 |  | GARRD_J 69 KV BUS | GARRD_J | 69 KV | TARIFF | DUMMY TARIFF FACILITY | 69 | Yes | Yes | Low | Status Only | True | 01/29/2021
10 |  | GIRDLER 69 KV BUS | GIRDLER | 69 KV | TARIFF | DUMMY TARIFF FACILITY | 69 | Yes | Yes | No | Not monitored, no status | True | 01/29/2021
10 |  | GLNDL_EK 69 KV BUS | GLNDL_EK | 69 KV | TARIFF | DUMMY TARIFF FACILITY | 69 | Yes | Yes | Low | Status Only | True | 01/29/2021
10 |  | GODDARD 138 KV BUS | GODDARD | 138 KV | TARIFF | DUMMY TARIFF FACILITY | 138 | Yes | Yes | Yes | Reliability & Markets | True | 01/29/2021
10 |  | GODDARD 69 KV BUS | GODDARD | 69 KV | TARIFF | DUMMY TARIFF FACILITY | 69 | Yes | Yes | Low | Status Only | True | 01/29/2021
10 |  | GOLDBUG 69 KV BUS | GOLDBUG | 69 KV | TARIFF | DUMMY TARIFF FACILITY | 69 | Yes | Yes | Low | Status Only | True | 01/29/2021
10 |  | GOODNGHT 69 KV BUS | GOODNGHT | 69 KV | TARIFF | DUMMY TARIFF FACILITY | 69 | Yes | Yes | Low | Status Only | True | 01/29/2021
10 |  | GRANTSLK 69 KV BUS | GRANTSLK | 69 KV | TARIFF | DUMMY TARIFF FACILITY | 69 | Yes | Yes | Low | Status Only | True | 01/29/2021
10 |  | GRAYSONJ 69 KV BUS | GRAYSONJ | 69 KV | TARIFF | DUMMY TARIFF FACILITY | 69 | Yes | Yes | Low | Status Only | True | 01/29/2021
10 |  | GREENBR2 69 KV BUS | GREENBR2 | 69 KV | TARIFF | DUMMY TARIFF FACILITY | 69 | Yes | Yes | Low | Status Only | True | 01/29/2021
10 |  | GREENBRJ 69 KV BUS | GREENBRJ | 69 KV | TARIFF | DUMMY TARIFF FACILITY | 69 | Yes | Yes | Low | Status Only | True | 01/29/2021
10 |  | GREENCO 161 KV BUS | GREENCO | 161 KV | TARIFF | DUMMY TARIFF FACILITY | 161 | Yes | Yes | Yes | Reliability & Markets | True | 01/29/2021
10 |  | GREENCO 69 KV BUS | GREENCO | 69 KV | TARIFF | DUMMY TARIFF FACILITY | 69 | Yes | Yes | Yes | Reliability BES | True | 01/29/2021
10 |  | GREENSBG 69 KV BUS | GREENSBG | 69 KV | TARIFF | DUMMY TARIFF FACILITY | 69 | Yes | Yes | Low | Status Only | True | 01/29/2021
10 |  | GREENUP 138 KV BUS | GREENUP | 138 KV | TARIFF | DUMMY TARIFF FACILITY | 138 | Yes | Yes | Yes | Reliability & Markets | True | 01/29/2021
10 |  | GREENUP 4 KV BUS | GREENUP | 4 KV | TARIFF | DUMMY TARIFF FACILITY | 4 | No | Yes | No | GSU | False | 01/29/2021
10 |  | GREGROAD 69 KV BUS | GREGROAD | 69 KV | TARIFF | DUMMY TARIFF FACILITY | 69 | Yes | Yes | Low | Status Only | True | 01/29/2021
10 |  | GRIFFIN2 69 KV BUS | GRIFFIN2 | 69 KV | TARIFF | DUMMY TARIFF FACILITY | 69 | Yes | Yes | Low | Status Only | True | 01/29/2021
10 |  | GRIFFINJ 69 KV BUS | GRIFFINJ | 69 KV | TARIFF | DUMMY TARIFF FACILITY | 69 | Yes | Yes | Low | Status Only | True | 01/29/2021
10 |  | GRNHALL 161 KV BUS | GRNHALL | 161 KV | TARIFF | DUMMY TARIFF FACILITY | 161 | Yes | Yes | Low | Status Only | True | 01/29/2021
10 |  | GRNHALLJ 161 KV BUS | GRNHALLJ | 161 KV | TARIFF | DUMMY TARIFF FACILITY | 161 | Yes | Yes | Yes | Reliability & Markets | True | 01/29/2021
10 |  | HARDWKCR 69 KV BUS | HARDWKCR | 69 KV | TARIFF | DUMMY TARIFF FACILITY | 69 | Yes | Yes | No | Not monitored, no status | True | 01/29/2021
10 |  | HARGETTJ 69 KV BUS | HARGETTJ | 69 KV | TARIFF | DUMMY TARIFF FACILITY | 69 | Yes | Yes | Low | Status Only | True | 01/29/2021
10 |  | HARRCOEK 138 KV BUS | HARRCOEK | 138 KV | TARIFF | DUMMY TARIFF FACILITY | 138 | Yes | Yes | Yes | Future | False | 03/13/2024
10 |  | HEADQTRS 69 KV BUS | HEADQTRS | 69 KV | TARIFF | DUMMY TARIFF FACILITY | 69 | Yes | Yes | Low | Status Only | True | 01/29/2021
10 |  | HEARTLAN 69 KV BUS | HEARTLAN | 69 KV | TARIFF | DUMMY TARIFF FACILITY | 69 | Yes | Yes | No | Future | False | 03/13/2024
10 |  | HEBRN_EK 138 KV BUS | HEBRN_EK | 138 KV | TARIFF | DUMMY TARIFF FACILITY | 138 | Yes | Yes | Yes | Reliability & Markets | True | 01/29/2021
10 |  | HEBRN_EK 69 KV BUS | HEBRN_EK | 69 KV | TARIFF | DUMMY TARIFF FACILITY | 69 | Yes | Yes | Low | Reliability & Markets | True | 01/29/2021
10 |  | HELECHAW 69 KV BUS | HELECHAW | 69 KV | TARIFF | DUMMY TARIFF FACILITY | 69 | Yes | Yes | Yes | Reliability & Markets | True | 01/30/2021
10 |  | HICKPLNS 69 KV BUS | HICKPLNS | 69 KV | TARIFF | DUMMY TARIFF FACILITY | 69 | Yes | Yes | Low | Status Only | True | 01/29/2021
10 |  | HIGHLDEK 69 KV BUS | HIGHLDEK | 69 KV | TARIFF | DUMMY TARIFF FACILITY | 69 | Yes | Yes | Low | Status Only | True | 01/29/2021
10 |  | HIGHROCK 69 KV BUS | HIGHROCK | 69 KV | TARIFF | DUMMY TARIFF FACILITY | 69 | Yes | Yes | Low | Status Only | True | 01/29/2021
10 |  | HILDA 69 KV BUS | HILDA | 69 KV | TARIFF | DUMMY TARIFF FACILITY | 69 | Yes | Yes | Low | Status Only | True | 01/29/2021
10 |  | HLSBR_EK 69 KV BUS | HLSBR_EK | 69 KV | TARIFF | DUMMY TARIFF FACILITY | 69 | Yes | Yes | Low | Status Only | True | 01/29/2021
10 |  | HODGENVL 69 KV BUS | HODGENVL | 69 KV | TARIFF | DUMMY TARIFF FACILITY | 69 | Yes | Yes | Low | Reliability & Markets | True | 01/29/2021
10 |  | HOLLOWY 69 KV BUS | HOLLOWY | 69 KV | TARIFF | DUMMY TARIFF FACILITY | 69 | Yes | Yes | Low | Status Only | True | 01/29/2021
10 |  | HOLLOWYJ 69 KV BUS | HOLLOWYJ | 69 KV | TARIFF | DUMMY TARIFF FACILITY | 69 | Yes | Yes | Low | Status Only | True | 01/29/2021
10 |  | HOMESTE 69 KV BUS | HOMESTE | 69 KV | TARIFF | DUMMY TARIFF FACILITY | 69 | Yes | Yes | No | Status Only | True | 01/29/2021
10 |  | HOPE2 69 KV BUS | HOPE2 | 69 KV | TARIFF | DUMMY TARIFF FACILITY | 69 | Yes | Yes | Low | Status Only | True | 01/29/2021
10 |  | HORSCV_T 69 KV BUS | HORSCV_T | 69 KV | TARIFF | DUMMY TARIFF FACILITY | 69 | Yes | Yes | Low | Status Only | True | 01/29/2021
10 |  | HTADMS_J 69 KV BUS | HTADMS_J | 69 KV | TARIFF | DUMMY TARIFF FACILITY | 69 | Yes | Yes | Low | Status Only | True | 01/29/2021
10 |  | HUNT1 69 KV BUS | HUNT1 | 69 KV | TARIFF | DUMMY TARIFF FACILITY | 69 | Yes | Yes | Low | Status Only | True | 01/29/2021
10 |  | HUNT2 69 KV BUS | HUNT2 | 69 KV | TARIFF | DUMMY TARIFF FACILITY | 69 | Yes | Yes | Low | Status Only | True | 01/29/2021
10 |  | HUNT3 138 KV BUS | HUNT3 | 138 KV | TARIFF | DUMMY TARIFF FACILITY | 138 | Yes | Yes | Yes | Reliability & Markets | True | 01/29/2021
10 |  | HUNT3 69 KV BUS | HUNT3 | 69 KV | TARIFF | DUMMY TARIFF FACILITY | 69 | Yes | Yes | Low | Status Only | True | 02/02/2021
10 |  | HUNTFRMJ 69 KV BUS | HUNTFRMJ | 69 KV | TARIFF | DUMMY TARIFF FACILITY | 69 | Yes | Yes | Low | Status Only | True | 01/29/2021
10 |  | INDEX_EK 69 KV BUS | INDEX_EK | 69 KV | TARIFF | DUMMY TARIFF FACILITY | 69 | Yes | Yes | Low | Status Only | True | 01/29/2021
10 |  | INLANDCO 138 KV BUS | INLANDCO | 138 KV | TARIFF | DUMMY TARIFF FACILITY | 138 | Yes | Yes | Yes | Reliability Non-BES | True | 01/30/2021
10 |  | JABEZ 161 KV BUS | JABEZ | 161 KV | TARIFF | DUMMY TARIFF FACILITY | 161 | Yes | Yes | Yes | Reliability & Markets | True | 01/29/2021
10 |  | JABEZTAP 161 KV BUS | JABEZTAP | 161 KV | TARIFF | DUMMY TARIFF FACILITY | 161 | Yes | Yes | Yes | Reliability & Markets | True | 01/29/2021
10 |  | JACKSNVL 138 KV BUS | JACKSNVL | 138 KV | TARIFF | DUMMY TARIFF FACILITY | 138 | Yes | Yes | Yes | Reliability & Markets | True | 01/29/2021
10 |  | JAMESTWN 161 KV BUS | JAMESTWN | 161 KV | TARIFF | DUMMY TARIFF FACILITY | 161 | Yes | Yes | Yes | Reliability & Markets | True | 01/29/2021
10 |  | JBGALLWJ 69 KV BUS | JBGALLWJ | 69 KV | TARIFF | DUMMY TARIFF FACILITY | 69 | Yes | Yes | Low | Status Only | True | 01/29/2021
10 |  | JEFFRSVL 69 KV BUS | JEFFRSVL | 69 KV | TARIFF | DUMMY TARIFF FACILITY | 69 | Yes | Yes | Low | Status Only | True | 01/29/2021
10 |  | JELLCRKJ 69 KV BUS | JELLCRKJ | 69 KV | TARIFF | DUMMY TARIFF FACILITY | 69 | Yes | Yes | Low | Status Only | True | 01/29/2021
10 |  | JENNYWLJ 69 KV BUS | JENNYWLJ | 69 KV | TARIFF | DUMMY TARIFF FACILITY | 69 | Yes | Yes | Low | Status Only | True | 01/29/2021
10 |  | JKSMT_EK 13.8 KV BUS | JKSMT_EK | 13.8 KV | TARIFF | DUMMY TARIFF FACILITY | 13.8 | No | Yes | No | GSU | False | 01/29/2021
10 |  | JKSMT_EK 138 KV BUS | JKSMT_EK | 138 KV | TARIFF | DUMMY TARIFF FACILITY | 138 | Yes | Yes | Yes | Reliability & Markets | True | 01/29/2021
10 |  | JKSMT_EK 345 KV BUS | JKSMT_EK | 345 KV | TARIFF | DUMMY TARIFF FACILITY | 345 | Yes | Yes | Yes | Reliability & Markets | True | 01/29/2021
10 |  | JKSMT_EK 69 KV BUS | JKSMT_EK | 69 KV | TARIFF | DUMMY TARIFF FACILITY | 69 | Yes | Yes | Low | Status Only | True | 01/29/2021
10 |  | J_TICH 69 KV BUS | J_TICH | 69 KV | TARIFF | DUMMY TARIFF FACILITY | 69 | Yes | Yes | Low | Status Only | True | 01/29/2021
10 |  | KARGLE 69 KV BUS | KARGLE | 69 KV | TARIFF | DUMMY TARIFF FACILITY | 69 | Yes | Yes | Low | Status Only | True | 01/29/2021
10 |  | KEAVY 69 KV BUS | KEAVY | 69 KV | TARIFF | DUMMY TARIFF FACILITY | 69 | Yes | Yes | Low | Status Only | True | 01/29/2021
10 |  | KEAVYJT1 69 KV BUS | KEAVYJT1 | 69 KV | TARIFF | DUMMY TARIFF FACILITY | 69 | Yes | Yes | Low | Status Only | True | 01/29/2021
10 |  | KEAVYJT2 69 KV BUS | KEAVYJT2 | 69 KV | TARIFF | DUMMY TARIFF FACILITY | 69 | Yes | Yes | Low | Status Only | True | 01/29/2021
10 |  | KEITH2 69 KV BUS | KEITH2 | 69 KV | TARIFF | DUMMY TARIFF FACILITY | 69 | Yes | Yes | No | Status Only | True | 01/29/2021
10 |  | KNOBLICK 69 KV BUS | KNOBLICK | 69 KV | TARIFF | DUMMY TARIFF FACILITY | 69 | Yes | Yes | Low | Status Only | True | 01/29/2021
10 |  | LANCAST3 69 KV BUS | LANCAST3 | 69 KV | TARIFF | DUMMY TARIFF FACILITY | 69 | Yes | Yes | Low | Status Only | True | 01/29/2021
10 |  | LAURELCO 161 KV BUS | LAURELCO | 161 KV | TARIFF | DUMMY TARIFF FACILITY | 161 | Yes | Yes | Yes | Reliability & Markets | True | 01/29/2021
10 |  | LAURELCO 69 KV BUS | LAURELCO | 69 KV | TARIFF | DUMMY TARIFF FACILITY | 69 | Yes | Yes | Low | Status Only | True | 01/29/2021
10 |  | LAURELDM 13.8 KV BUS | LAURELDM | 13.8 KV | TARIFF | DUMMY TARIFF FACILITY | 13.8 | No | Yes | No | GSU | False | 01/29/2021
10 |  | LAURELDM 161 KV BUS | LAURELDM | 161 KV | TARIFF | DUMMY TARIFF FACILITY | 161 | Yes | Yes | Yes | Reliability & Markets | True | 01/29/2021
10 |  | LAURINDJ 69 KV BUS | LAURINDJ | 69 KV | TARIFF | DUMMY TARIFF FACILITY | 69 | Yes | Yes | Low | Status Only | True | 01/29/2021
10 |  | LBRTYJCT 161 KV BUS | LBRTYJCT | 161 KV | TARIFF | DUMMY TARIFF FACILITY | 161 | Yes | Yes | Yes | Reliability & Markets | True | 01/29/2021
10 |  | LBRTYJCT 69 KV BUS | LBRTYJCT | 69 KV | TARIFF | DUMMY TARIFF FACILITY | 69 | Yes | Yes | Low | Reliability BES | True | 01/29/2021
10 |  | LEBANJCT 69 KV BUS | LEBANJCT | 69 KV | TARIFF | DUMMY TARIFF FACILITY | 69 | Yes | Yes | Low | Status Only | True | 01/29/2021
10 |  | LEESLICK 69 KV BUS | LEESLICK | 69 KV | TARIFF | DUMMY TARIFF FACILITY | 69 | Yes | Yes | Low | Status Only | True | 01/29/2021
10 |  | LEON_EKP 69 KV BUS | LEON_EKP | 69 KV | TARIFF | DUMMY TARIFF FACILITY | 69 | Yes | Yes | Low | Reliability & Markets | True | 01/29/2021
10 |  | LIBERTYU 69 KV BUS | LIBERTYU | 69 KV | TARIFF | DUMMY TARIFF FACILITY | 69 | Yes | Yes | Low | Status Only | True | 01/29/2021
10 |  | LIB_CHUR 69 KV BUS | LIB_CHUR | 69 KV | TARIFF | DUMMY TARIFF FACILITY | 69 | Yes | Yes | Low | Status Only | True | 01/29/2021
10 |  | LITLMTNT 161 KV BUS | LITLMTNT | 161 KV | TARIFF | DUMMY TARIFF FACILITY | 161 | Yes | Yes | Yes | Reliability Non-BES | True | 01/30/2021
10 |  | LOGAN_EK 69 KV BUS | LOGAN_EK | 69 KV | TARIFF | DUMMY TARIFF FACILITY | 69 | Yes | Yes | No | Reliability Non-BES | False | 06/01/2023
10 |  | LONGBRCH 138 KV BUS | LONGBRCH | 138 KV | TARIFF | DUMMY TARIFF FACILITY | 138 | Yes | Yes | Yes | Reliability & Markets | True | 01/29/2021
10 |  | LOWGAP_T 69 KV BUS | LOWGAP_T | 69 KV | TARIFF | DUMMY TARIFF FACILITY | 69 | Yes | Yes | Low | Status Only | True | 01/29/2021
10 |  | LRETO_EK 69 KV BUS | LRETO_EK | 69 KV | TARIFF | DUMMY TARIFF FACILITY | 69 | Yes | Yes | Low | Status Only | True | 01/29/2021
10 |  | LTLMOUNT 161 KV BUS | LTLMOUNT | 161 KV | TARIFF | DUMMY TARIFF FACILITY | 161 | Yes | Yes | Yes | Reliability Non-BES | True | 01/30/2021
10 |  | LYMAN_BJ 69 KV BUS | LYMAN_BJ | 69 KV | TARIFF | DUMMY TARIFF FACILITY | 69 | Yes | Yes | Low | Status Only | True | 01/29/2021
10 |  | MACKVLKU 69 KV BUS | MACKVLKU | 69 KV | TARIFF | DUMMY TARIFF FACILITY | 69 | Yes | Yes | Low | Status Only | True | 01/29/2021
10 |  | MAGGARD 69 KV BUS | MAGGARD | 69 KV | TARIFF | DUMMY TARIFF FACILITY | 69 | Yes | Yes | Low | Status Only | True | 01/29/2021
10 |  | MAGNOLI2 69 KV BUS | MAGNOLI2 | 69 KV | TARIFF | DUMMY TARIFF FACILITY | 69 | Yes | Yes | Low | Status Only | True | 01/29/2021
10 |  | MAGOFFNC 69 KV BUS | MAGOFFNC | 69 KV | TARIFF | DUMMY TARIFF FACILITY | 69 | Yes | Yes | Low | Status Only | True | 01/29/2021
10 |  | MANCHST2 69 KV BUS | MANCHST2 | 69 KV | TARIFF | DUMMY TARIFF FACILITY | 69 | Yes | Yes | Yes | Reliability BES | True | 01/29/2021
10 |  | MAPLESVJ 69 KV BUS | MAPLESVJ | 69 KV | TARIFF | DUMMY TARIFF FACILITY | 69 | Yes | Yes | Low | Status Only | True | 01/29/2021
10 |  | MARETBGJ 69 KV BUS | MARETBGJ | 69 KV | TARIFF | DUMMY TARIFF FACILITY | 69 | Yes | Yes | Low | Status Only | True | 01/29/2021
10 |  | MARETBRG 69 KV BUS | MARETBRG | 69 KV | TARIFF | DUMMY TARIFF FACILITY | 69 | Yes | Yes | Low | Status Only | True | 01/29/2021
10 |  | MARIBAJ 69 KV BUS | MARIBAJ | 69 KV | TARIFF | DUMMY TARIFF FACILITY | 69 | Yes | Yes | Low | Status Only | True | 01/29/2021
10 |  | MARIONCO 161 KV BUS | MARIONCO | 161 KV | TARIFF | DUMMY TARIFF FACILITY | 161 | Yes | Yes | Yes | Reliability & Markets | True | 01/29/2021
10 |  | MARIO_EK 138 KV BUS | MARIO_EK | 138 KV | TARIFF | DUMMY TARIFF FACILITY | 138 | Yes | Yes | Yes | Reliability & Markets | True | 01/29/2021
10 |  | MARIO_EK 161 KV BUS | MARIO_EK | 161 KV | TARIFF | DUMMY TARIFF FACILITY | 161 | Yes | Yes | Yes | Reliability & Markets | True | 01/29/2021
10 |  | MARTNCO 69 KV BUS | MARTNCO | 69 KV | TARIFF | DUMMY TARIFF FACILITY | 69 | Yes | Yes | Low | Status Only | True | 01/29/2021
10 |  | MAYTOWNJ 69 KV BUS | MAYTOWNJ | 69 KV | TARIFF | DUMMY TARIFF FACILITY | 69 | Yes | Yes | Low | Status Only | True | 01/29/2021
10 |  | MAZIE2 69 KV BUS | MAZIE2 | 69 KV | TARIFF | DUMMY TARIFF FACILITY | 69 | Yes | Yes | Low | Status Only | True | 01/29/2021
10 |  | MCKEE 69 KV BUS | MCKEE | 69 KV | TARIFF | DUMMY TARIFF FACILITY | 69 | Yes | Yes | Low | Status Only | True | 01/29/2021
10 |  | MCKINNYJ 69 KV BUS | MCKINNYJ | 69 KV | TARIFF | DUMMY TARIFF FACILITY | 69 | Yes | Yes | Low | Status Only | True | 01/29/2021
10 |  | MCRERYCO 161 KV BUS | MCRERYCO | 161 KV | TARIFF | DUMMY TARIFF FACILITY | 161 | Yes | Yes | Yes | Reliability & Markets | True | 01/29/2021
10 |  | MCRERYCO 69 KV BUS | MCRERYCO | 69 KV | TARIFF | DUMMY TARIFF FACILITY | 69 | Yes | Yes | Low | Status Only | True | 01/29/2021
10 |  | MERCERCO 69 KV BUS | MERCERCO | 69 KV | TARIFF | DUMMY TARIFF FACILITY | 69 | Yes | Yes | No | Not monitored, no status | True | 01/29/2021
10 |  | MIDDLCKJ 69 KV BUS | MIDDLCKJ | 69 KV | TARIFF | DUMMY TARIFF FACILITY | 69 | Yes | Yes | Low | Status Only | True | 01/29/2021
10 |  | MILLB_EK 69 KV BUS | MILLB_EK | 69 KV | TARIFF | DUMMY TARIFF FACILITY | 69 | Yes | Yes | Low | Status Only | True | 01/29/2021
10 |  | MILLCRK 161 KV BUS | MILLCRK | 161 KV | TARIFF | DUMMY TARIFF FACILITY | 161 | Yes | Yes | Yes | Reliability & Markets | False | 02/28/2023
10 |  | MIL_CRLJ 69 KV BUS | MIL_CRLJ | 69 KV | TARIFF | DUMMY TARIFF FACILITY | 69 | Yes | Yes | Low | Status Only | True | 01/29/2021
10 |  | MONTICE3 69 KV BUS | MONTICE3 | 69 KV | TARIFF | DUMMY TARIFF FACILITY | 69 | Yes | Yes | Low | Status Only | True | 01/29/2021
10 |  | MRGNC_EK 69 KV BUS | MRGNC_EK | 69 KV | TARIFF | DUMMY TARIFF FACILITY | 69 | Yes | Yes | Low | Status Only | True | 01/29/2021
10 |  | MT_OLIVJ 69 KV BUS | MT_OLIVJ | 69 KV | TARIFF | DUMMY TARIFF FACILITY | 69 | Yes | Yes | Low | Status Only | True | 01/29/2021
10 |  | MUNFVLEK 69 KV BUS | MUNFVLEK | 69 KV | TARIFF | DUMMY TARIFF FACILITY | 69 | Yes | Yes | Low | Status Only | True | 01/29/2021
10 |  | MUNFVLKU 69 KV BUS | MUNFVLKU | 69 KV | TARIFF | DUMMY TARIFF FACILITY | 69 | Yes | Yes | Low | Status Only | True | 01/29/2021
10 |  | MUNK 69 KV BUS | MUNK | 69 KV | TARIFF | DUMMY TARIFF FACILITY | 69 | Yes | Yes | Low | Status Only | True | 01/29/2021
10 |  | MUNKJCT 69 KV BUS | MUNKJCT | 69 KV | TARIFF | DUMMY TARIFF FACILITY | 69 | Yes | Yes | Low | Status Only | True | 01/29/2021
10 |  | MURPHYSV 69 KV BUS | MURPHYSV | 69 KV | TARIFF | DUMMY TARIFF FACILITY | 69 | Yes | Yes | Low | Status Only | True | 01/29/2021
10 |  | MYSVL_EK 138 KV BUS | MYSVL_EK | 138 KV | TARIFF | DUMMY TARIFF FACILITY | 138 | Yes | Yes | Yes | Reliability & Markets | True | 01/29/2021
10 |  | NANCY 69 KV BUS | NANCY | 69 KV | TARIFF | DUMMY TARIFF FACILITY | 69 | Yes | Yes | Low | Status Only | True | 01/29/2021
10 |  | NELSON_C 138 KV BUS | NELSON_C | 138 KV | TARIFF | DUMMY TARIFF FACILITY | 138 | Yes | Yes | Yes | Reliability & Markets | True | 01/29/2021
10 |  | NELSON_C 69 KV BUS | NELSON_C | 69 KV | TARIFF | DUMMY TARIFF FACILITY | 69 | Yes | Yes | Low | Status Only | True | 01/29/2021
10 |  | NEWBY1 69 KV BUS | NEWBY1 | 69 KV | TARIFF | DUMMY TARIFF FACILITY | 69 | Yes | Yes | Low | Status Only | True | 01/29/2021
10 |  | NEWBY2 69 KV BUS | NEWBY2 | 69 KV | TARIFF | DUMMY TARIFF FACILITY | 69 | Yes | Yes | Low | Not monitored, no status | True | 01/30/2021
10 |  | NEWFUNDL 69 KV BUS | NEWFUNDL | 69 KV | TARIFF | DUMMY TARIFF FACILITY | 69 | Yes | Yes | Low | Status Only | True | 01/29/2021
10 |  | NICHLSVL 69 KV BUS | NICHLSVL | 69 KV | TARIFF | DUMMY TARIFF FACILITY | 69 | Yes | Yes | Low | Status Only | True | 01/29/2021
10 |  | NLEB_EK 161 KV BUS | NLEB_EK | 161 KV | TARIFF | DUMMY TARIFF FACILITY | 161 | Yes | Yes | Yes | Future | False | 03/13/2024
10 |  | NORWD_KU 69 KV BUS | NORWD_KU | 69 KV | TARIFF | DUMMY TARIFF FACILITY | 69 | Yes | Yes | Low | Status Only | True | 01/29/2021
10 |  | NORWOOD3 69 KV BUS | NORWOOD3 | 69 KV | TARIFF | DUMMY TARIFF FACILITY | 69 | Yes | Yes | Low | Status Only | True | 01/29/2021
10 |  | NORWOODJ 69 KV BUS | NORWOODJ | 69 KV | TARIFF | DUMMY TARIFF FACILITY | 69 | Yes | Yes | Low | Status Only | True | 01/29/2021
10 |  | NWCST_EK 69 KV BUS | NWCST_EK | 69 KV | TARIFF | DUMMY TARIFF FACILITY | 69 | Yes | Yes | Low | Status Only | True | 01/29/2021
10 |  | N_CLARK 345 KV BUS | N_CLARK | 345 KV | TARIFF | DUMMY TARIFF FACILITY | 345 | Yes | Yes | Yes | Reliability & Markets | True | 01/29/2021
10 |  | N_LONDON 69 KV BUS | N_LONDON | 69 KV | TARIFF | DUMMY TARIFF FACILITY | 69 | Yes | Yes | Low | Status Only | True | 01/29/2021
10 |  | N_SPRFLD 69 KV BUS | N_SPRFLD | 69 KV | TARIFF | DUMMY TARIFF FACILITY | 69 | Yes | Yes | Low | Status Only | True | 01/29/2021
10 |  | OAKDALE2 69 KV BUS | OAKDALE2 | 69 KV | TARIFF | DUMMY TARIFF FACILITY | 69 | Yes | Yes | No | Not monitored, no status | True | 01/29/2021
10 |  | OAKDALEJ 69 KV BUS | OAKDALEJ | 69 KV | TARIFF | DUMMY TARIFF FACILITY | 69 | Yes | Yes | Low | Status Only | True | 01/29/2021
10 |  | OAKHILLJ 69 KV BUS | OAKHILLJ | 69 KV | TARIFF | DUMMY TARIFF FACILITY | 69 | Yes | Yes | Low | Status Only | True | 01/29/2021
10 |  | OAKLY_NO 69 KV BUS | OAKLY_NO | 69 KV | TARIFF | DUMMY TARIFF FACILITY | 69 | Yes | Yes | Low | Status Only | True | 01/29/2021
10 |  | ONEIDAEK 69 KV BUS | ONEIDAEK | 69 KV | TARIFF | DUMMY TARIFF FACILITY | 69 | Yes | Yes | No | Not monitored, no status | True | 01/29/2021
10 |  | OWENS_IJ 69 KV BUS | OWENS_IJ | 69 KV | TARIFF | DUMMY TARIFF FACILITY | 69 | Yes | Yes | Low | Status Only | True | 01/29/2021
10 |  | OWEN_CO 138KV BUS | OWEN_CO | 138 KV | TARIFF | DUMMY TARIFF FACILITY | 138 | Yes | Yes | Yes | Reliability & Markets | True | 01/30/2021
10 |  | OWEN_CO 69KV BUS | OWEN_CO | 69 KV | TARIFF | DUMMY TARIFF FACILITY | 69 | Yes | Yes | Low | Status Only | True | 01/29/2021
10 |  | OWEN_J1 69 KV BUS | OWEN_J1 | 69 KV | TARIFF | DUMMY TARIFF FACILITY | 69 | Yes | Yes | Low | Status Only | True | 01/29/2021
10 |  | OWEN_J2 69 KV BUS | OWEN_J2 | 69 KV | TARIFF | DUMMY TARIFF FACILITY | 69 | Yes | Yes | Low | Status Only | True | 01/29/2021
10 |  | OWINGV_K 69 KV BUS | OWINGV_K | 69 KV | TARIFF | DUMMY TARIFF FACILITY | 69 | Yes | Yes | Low | Status Only | True | 01/29/2021
10 |  | PACTOLSJ 69 KV BUS | PACTOLSJ | 69 KV | TARIFF | DUMMY TARIFF FACILITY | 69 | Yes | Yes | Low | Status Only | True | 01/29/2021
10 |  | PARISTAP 138 KV BUS | PARISTAP | 138 KV | TARIFF | DUMMY TARIFF FACILITY | 138 | Yes | Yes | Yes | Reliability & Markets | True | 01/29/2021
10 |  | PARKWAY1 69 KV BUS | PARKWAY1 | 69 KV | TARIFF | DUMMY TARIFF FACILITY | 69 | Yes | Yes | Low | Status Only | True | 01/29/2021
10 |  | PATR_PKW 69 KV BUS | PATR_PKW | 69 KV | TARIFF | DUMMY TARIFF FACILITY | 69 | Yes | Yes | No | Status Only | False | 11/24/2021
10 |  | PATTONRJ 69 KV BUS | PATTONRJ | 69 KV | TARIFF | DUMMY TARIFF FACILITY | 69 | Yes | Yes | Low | Status Only | True | 01/29/2021
10 |  | PEASTICK 69 KV BUS | PEASTICK | 69 KV | TARIFF | DUMMY TARIFF FACILITY | 69 | Yes | Yes | Low | Status Only | True | 01/29/2021
10 |  | PELFRYEK 69 KV BUS | PELFRYEK | 69 KV | TARIFF | DUMMY TARIFF FACILITY | 69 | Yes | Yes | No | Not monitored, no status | True | 01/29/2021
10 |  | PENN2 69 KV BUS | PENN2 | 69 KV | TARIFF | DUMMY TARIFF FACILITY | 69 | Yes | Yes | Low | Status Only | True | 01/29/2021
10 |  | PERVL_KU 69 KV BUS | PERVL_KU | 69 KV | TARIFF | DUMMY TARIFF FACILITY | 69 | Yes | Yes | Low | Status Only | True | 01/29/2021
10 |  | PEYTONST 69 KV BUS | PEYTONST | 69 KV | TARIFF | DUMMY TARIFF FACILITY | 69 | Yes | Yes | Low | Status Only | True | 01/29/2021
10 |  | PHIL 69 KV BUS | PHIL | 69 KV | TARIFF | DUMMY TARIFF FACILITY | 69 | Yes | Yes | Low | Status Only | True | 01/29/2021
10 |  | PINEGRVJ 69 KV BUS | PINEGRVJ | 69 KV | TARIFF | DUMMY TARIFF FACILITY | 69 | Yes | Yes | Low | Status Only | True | 01/29/2021
10 |  | PINEKNOT 69 KV BUS | PINEKNOT | 69 KV | TARIFF | DUMMY TARIFF FACILITY | 69 | Yes | Yes | Low | Status Only | True | 01/29/2021
10 |  | PITTS_EK 161 KV BUS | PITTS_EK | 161 KV | TARIFF | DUMMY TARIFF FACILITY | 161 | Yes | Yes | Yes | Reliability & Markets | True | 01/29/2021
10 |  | PLEASGRV 69 KV BUS | PLEASGRV | 69 KV | TARIFF | DUMMY TARIFF FACILITY | 69 | Yes | Yes | Low | Not monitored, no status | True | 01/30/2021
10 |  | PLUMMERS 69 KV BUS | PLUMMERS | 69 KV | TARIFF | DUMMY TARIFF FACILITY | 69 | Yes | Yes | No | Not monitored, no status | True | 01/29/2021
10 |  | PLUMVILL 138 KV BUS | PLUMVILL | 138 KV | TARIFF | DUMMY TARIFF FACILITY | 138 | Yes | Yes | Yes | Reliability & Markets | True | 01/29/2021
10 |  | PLUMVILL 69 KV BUS | PLUMVILL | 69 KV | TARIFF | DUMMY TARIFF FACILITY | 69 | Yes | Yes | Low | Status Only | True | 01/29/2021
10 |  | POWELLCO 138 KV BUS | POWELLCO | 138 KV | TARIFF | DUMMY TARIFF FACILITY | 138 | Yes | Yes | Yes | Reliability & Markets | True | 01/29/2021
10 |  | POWELLCO 161 KV BUS | POWELLCO | 161 KV | TARIFF | DUMMY TARIFF FACILITY | 161 | Yes | Yes | Yes | Reliability & Markets | True | 01/29/2021
10 |  | POWELLCO 69 KV BUS | POWELLCO | 69 KV | TARIFF | DUMMY TARIFF FACILITY | 69 | Yes | Yes | Low | Status Only | True | 01/29/2021
10 |  | POWLTYLR 69 KV BUS | POWLTYLR | 69 KV | TARIFF | DUMMY TARIFF FACILITY | 69 | Yes | Yes | Low | Status Only | True | 01/29/2021
10 |  | PPG2 69 KV BUS | PPG2 | 69 KV | TARIFF | DUMMY TARIFF FACILITY | 69 | Yes | Yes | Low | Status Only | True | 01/29/2021
10 |  | PPGJCT 69 KV BUS | PPGJCT | 69 KV | TARIFF | DUMMY TARIFF FACILITY | 69 | Yes | Yes | Low | Status Only | True | 01/29/2021
10 |  | PRESTONJ 69 KV BUS | PRESTONJ | 69 KV | TARIFF | DUMMY TARIFF FACILITY | 69 | Yes | Yes | Low | Status Only | True | 01/29/2021
10 |  | PULASKI3 161 KV BUS | PULASKI3 | 161 KV | TARIFF | DUMMY TARIFF FACILITY | 161 | Yes | Yes | Yes | Reliability Non-BES | True | 11/24/2021
10 |  | PULASKI3 69 KV BUS | PULASKI3 | 69 KV | TARIFF | DUMMY TARIFF FACILITY | 69 | Yes | Yes | Low | Status Only | True | 01/29/2021
10 |  | PULASKIJ 161 KV BUS | PULASKIJ | 161 KV | TARIFF | DUMMY TARIFF FACILITY | 161 | Yes | Yes | Yes | Reliability & Markets | True | 01/29/2021
10 |  | RADCLIFF 69 KV BUS | RADCLIFF | 69 KV | TARIFF | DUMMY TARIFF FACILITY | 69 | Yes | Yes | No | Status Only | True | 01/29/2021
10 |  | RECTORVL 69 KV BUS | RECTORVL | 69 KV | TARIFF | DUMMY TARIFF FACILITY | 69 | Yes | Yes | Low | Status Only | True | 01/29/2021
10 |  | REDBUSH 69 KV BUS | REDBUSH | 69 KV | TARIFF | DUMMY TARIFF FACILITY | 69 | Yes | Yes | Low | Status Only | True | 01/29/2021
10 |  | REID_VIL 69 KV BUS | REID_VIL | 69 KV | TARIFF | DUMMY TARIFF FACILITY | 69 | Yes | Yes | Low | Status Only | True | 01/29/2021
10 |  | RENAKER 138 KV BUS | RENAKER | 138 KV | TARIFF | DUMMY TARIFF FACILITY | 138 | Yes | Yes | Yes | Reliability & Markets | True | 01/29/2021
10 |  | RENAKER 69 KV BUS | RENAKER | 69 KV | TARIFF | DUMMY TARIFF FACILITY | 69 | Yes | Yes | Low | Status Only | True | 01/29/2021
10 |  | REVELO_P 69 KV BUS | REVELO_P | 69 KV | TARIFF | DUMMY TARIFF FACILITY | 69 | Yes | Yes | Low | Status Only | True | 01/29/2021
10 |  | RICHRDSN 69 KV BUS | RICHRDSN | 69 KV | TARIFF | DUMMY TARIFF FACILITY | 69 | Yes | Yes | Low | Status Only | True | 01/29/2021
10 |  | RICHWOOD 138 KV BUS | RICHWOOD | 138 KV | TARIFF | DUMMY TARIFF FACILITY | 138 | Yes | Yes | Yes | Reliability & Markets | True | 01/29/2021
10 |  | RNYVILEK 69 KV BUS | RNYVILEK | 69 KV | TARIFF | DUMMY TARIFF FACILITY | 69 | Yes | Yes | Low | Status Only | True | 01/29/2021
10 |  | ROANOKE2 69 KV BUS | ROANOKE2 | 69 KV | TARIFF | DUMMY TARIFF FACILITY | 69 | Yes | Yes | No | Not monitored, no status | True | 01/29/2021
10 |  | ROGERSVJ 69 KV BUS | ROGERSVJ | 69 KV | TARIFF | DUMMY TARIFF FACILITY | 69 | Yes | Yes | Low | Status Only | True | 01/29/2021
10 |  | ROSEVILLE 69KV BUS | ROSEVILE | 69 KV | TARIFF | DUMMY TARIFF FACILITY | 69 | Yes | Yes | Low | Status Only | True | 01/29/2021
10 |  | ROWAN_CO 138 KV BUS | ROWAN_CO | 138 KV | TARIFF | DUMMY TARIFF FACILITY | 138 | Yes | Yes | Yes | Reliability & Markets | True | 01/29/2021
10 |  | ROWAN_CO 69 KV BUS | ROWAN_CO | 69 KV | TARIFF | DUMMY TARIFF FACILITY | 69 | Yes | Yes | Low | Status Only | True | 01/29/2021
10 |  | RUSSELCO 161 KV BUS | RUSSELCO | 161 KV | TARIFF | DUMMY TARIFF FACILITY | 161 | Yes | Yes | Yes | Reliability & Markets | True | 01/29/2021
10 |  | RUSSELCO 69 KV BUS | RUSSELCO | 69 KV | TARIFF | DUMMY TARIFF FACILITY | 69 | Yes | Yes | Low | Reliability Non-BES | True | 04/27/2021
10 |  | RUSSELJC 161 KV BUS | RUSSELJC | 161 KV | TARIFF | DUMMY TARIFF FACILITY | 161 | Yes | Yes | Yes | Reliability & Markets | True | 01/29/2021
10 |  | RUSSPEKJ 69 KV BUS | RUSSPEKJ | 69 KV | TARIFF | DUMMY TARIFF FACILITY | 69 | Yes | Yes | Low | Status Only | True | 01/29/2021
10 |  | RUSSPR_K 69 KV BUS | RUSSPR_K | 69 KV | TARIFF | DUMMY TARIFF FACILITY | 69 | Yes | Yes | Low | Status Only | True | 01/29/2021
10 |  | S ANDERSON 69 KV BUS | S_ANDRSN | 69 KV | TARIFF | DUMMY TARIFF FACILITY | 69 | Yes | Yes | Low | Status Only | True | 01/29/2021
10 |  | SALBANY 69 KV BUS | SALBANY | 69 KV | TARIFF | DUMMY TARIFF FACILITY | 69 | Yes | Yes | No | Not monitored, no status | True | 01/30/2021
10 |  | SALEMEKJ 69 KV BUS | SALEMEKJ | 69 KV | TARIFF | DUMMY TARIFF FACILITY | 69 | Yes | Yes | Low | Status Only | True | 01/29/2021
10 |  | SALOMA 161 KV BUS | SALOMA | 161 KV | TARIFF | DUMMY TARIFF FACILITY | 161 | Yes | Yes | Yes | Reliability & Markets | True | 01/29/2021
10 |  | SANDGAPJ 69 KV BUS | SANDGAPJ | 69 KV | TARIFF | DUMMY TARIFF FACILITY | 69 | Yes | Yes | Low | Status Only | True | 01/29/2021
10 |  | SBOUNDRY 69 KV BUS | SBOUNDRY | 69 KV | TARIFF | DUMMY TARIFF FACILITY | 69 | Yes | Yes | No | Reliability BES | True | 01/29/2021
10 |  | SEWELLTJ 69 KV BUS | SEWELLTJ | 69 KV | TARIFF | DUMMY TARIFF FACILITY | 69 | Yes | Yes | Low | Status Only | True | 01/29/2021
10 |  | SEWELLTN 69 KV BUS | SEWELLTN | 69 KV | TARIFF | DUMMY TARIFF FACILITY | 69 | Yes | Yes | Yes | Reliability Non-BES | True | 04/27/2021
10 |  | SEYMOURJ 69 KV BUS | SEYMOURJ | 69 KV | TARIFF | DUMMY TARIFF FACILITY | 69 | Yes | Yes | Low | Status Only | True | 01/29/2021
10 |  | SHELBYCO 161 KV BUS | SHELBYCO | 161 KV | TARIFF | DUMMY TARIFF FACILITY | 161 | Yes | Yes | Yes | Reliability Non-BES | True | 11/24/2021
10 |  | SHELBYCO 69 KV BUS | SHELBYCO | 69 KV | TARIFF | DUMMY TARIFF FACILITY | 69 | Yes | Yes | Yes | Reliability & Markets | True | 01/30/2021
10 |  | SHEPVILJ 69 KV BUS | SHEPVILJ | 69 KV | TARIFF | DUMMY TARIFF FACILITY | 69 | Yes | Yes | Low | Status Only | True | 01/29/2021
10 |  | SHOPVILL 69 KV BUS | SHOPVILL | 69 KV | TARIFF | DUMMY TARIFF FACILITY | 69 | Yes | Yes | Low | Status Only | True | 01/29/2021
10 |  | SIDEVIEW 69 KV BUS | SIDEVIEW | 69 KV | TARIFF | DUMMY TARIFF FACILITY | 69 | Yes | Yes | Low | Status Only | True | 01/29/2021
10 |  | SINAI_EK 69 KV BUS | SINAI_EK | 69 KV | TARIFF | DUMMY TARIFF FACILITY | 69 | Yes | Yes | Low | Status Only | True | 01/29/2021
10 |  | SKAGGS 138 KV BUS | SKAGGS | 138 KV | TARIFF | DUMMY TARIFF FACILITY | 138 | Yes | Yes | Low | Status Only | True | 01/29/2021
10 |  | SKAGGS 69 KV BUS | SKAGGS | 69 KV | TARIFF | DUMMY TARIFF FACILITY | 69 | Yes | Yes | Low | Status Only | True | 01/29/2021
10 |  | SLAT 69 KV BUS | SLAT | 69 KV | TARIFF | DUMMY TARIFF FACILITY | 69 | Yes | Yes | Low | Status Only | True | 01/29/2021
10 |  | SMITHVLJ 69 KV BUS | SMITHVLJ | 69 KV | TARIFF | DUMMY TARIFF FACILITY | 69 | Yes | Yes | Low | Status Only | True | 01/29/2021
10 |  | SMRST_EK 69 KV BUS | SMRST_EK | 69 KV | TARIFF | DUMMY TARIFF FACILITY | 69 | Yes | Yes | Yes | Status Only | True | 01/30/2021
10 |  | SMRSV_EK 69 KV BUS | SMRSV_EK | 69 KV | TARIFF | DUMMY TARIFF FACILITY | 69 | Yes | Yes | Low | Status Only | True | 01/29/2021
10 |  | SNOW 69 KV BUS | SNOW | 69 KV | TARIFF | DUMMY TARIFF FACILITY | 69 | Yes | Yes | Low | Not monitored, no status | True | 01/30/2021
10 |  | SNOWJCT 69 KV BUS | SNOWJCT | 69 KV | TARIFF | DUMMY TARIFF FACILITY | 69 | Yes | Yes | Low | Status Only | True | 01/29/2021
10 |  | SNOW_HIL 69 KV BUS | SNOW_HIL | 69 KV | TARIFF | DUMMY TARIFF FACILITY | 69 | Yes | Yes | Low | Status Only | True | 01/29/2021
10 |  | SOAKHILL 161 KV BUS | SOAKHILL | 161 KV | TARIFF | DUMMY TARIFF FACILITY | 161 | Yes | Yes | Yes | Reliability & Markets | True | 01/29/2021
10 |  | SOUFLOYD 69 KV BUS | SOUFLOYD | 69 KV | TARIFF | DUMMY TARIFF FACILITY | 69 | Yes | Yes | Low | Status Only | True | 01/29/2021
10 |  | SPEDWLRD 69 KV BUS | SPEDWLRD | 69 KV | TARIFF | DUMMY TARIFF FACILITY | 69 | Yes | Yes | No | Not monitored, no status | False | 10/06/2021
10 |  | SPURLOCK 138 KV BUS | SPURLOCK | 138 KV | TARIFF | DUMMY TARIFF FACILITY | 138 | Yes | Yes | Yes | Reliability & Markets | True | 01/29/2021
10 |  | SPURLOCK 18 KV BUS | SPURLOCK | 18 KV | TARIFF | DUMMY TARIFF FACILITY | 18 | No | Yes | No | GSU | False | 01/29/2021
10 |  | SPURLOCK 22 KV BUS | SPURLOCK | 22 KV | TARIFF | DUMMY TARIFF FACILITY | 22 | No | Yes | No | GSU | False | 01/29/2021
10 |  | SPURLOCK 345 KV BUS | SPURLOCK | 345 KV | TARIFF | DUMMY TARIFF FACILITY | 345 | Yes | Yes | Yes | Reliability & Markets | True | 01/29/2021
10 |  | SS_615EK 69 KV BUS | SS_615EK | 69 KV | TARIFF | DUMMY TARIFF FACILITY | 69 | Yes | Yes | Low | Status Only | True | 01/29/2021
10 |  | SS_PJ_TH 69 KV BUS | SS_PJ_TH | 69 KV | TARIFF | DUMMY TARIFF FACILITY | 69 | Yes | Yes | Low | Status Only | True | 01/29/2021
10 |  | STANPARK 138 KV BUS | STANPARK | 138 KV | TARIFF | DUMMY TARIFF FACILITY | 138 | Yes | Yes | Yes | Reliability & Markets | True | 01/29/2021
10 |  | STANPARK 69 KV BUS | STANPARK | 69 KV | TARIFF | DUMMY TARIFF FACILITY | 69 | Yes | Yes | Low | Status Only | True | 01/29/2021
10 |  | STANTONE 69 KV BUS | STANTONE | 69 KV | TARIFF | DUMMY TARIFF FACILITY | 69 | Yes | Yes | Low | Status Only | True | 01/29/2021
10 |  | STEPHNSB 69 KV BUS | STEPHNSB | 69 KV | TARIFF | DUMMY TARIFF FACILITY | 69 | Yes | Yes | Low | Status Only | True | 01/29/2021
10 |  | STNLYPJ1 69 KV BUS | STNLYPJ1 | 69 KV | TARIFF | DUMMY TARIFF FACILITY | 69 | Yes | Yes | Low | Status Only | True | 01/29/2021
10 |  | STNLYPJ2 69 KV BUS | STNLYPJ2 | 69 KV | TARIFF | DUMMY TARIFF FACILITY | 69 | Yes | Yes | Low | Status Only | True | 01/29/2021
10 |  | STRLG_EK 138 KV BUS | STRLG_EK | 138 KV | TARIFF | DUMMY TARIFF FACILITY | 138 | Yes | Yes | Yes | Reliability & Markets | True | 01/29/2021
10 |  | SUBLETT 69 KV BUS | SUBLETT | 69 KV | TARIFF | DUMMY TARIFF FACILITY | 69 | Yes | Yes | Low | Status Only | True | 01/29/2021
10 |  | SUBLETTJ 69 KV BUS | SUBLETTJ | 69 KV | TARIFF | DUMMY TARIFF FACILITY | 69 | Yes | Yes | Low | Status Only | True | 01/29/2021
10 |  | SULPHRCR 69 KV BUS | SULPHRCR | 69 KV | TARIFF | DUMMY TARIFF FACILITY | 69 | Yes | Yes | Low | Status Only | True | 01/29/2021
10 |  | SUMSHADE 161 KV BUS | SUMSHADE | 161 KV | TARIFF | DUMMY TARIFF FACILITY | 161 | Yes | Yes | Yes | Reliability & Markets | True | 01/29/2021
10 |  | SUMSHADE 69 KV BUS | SUMSHADE | 69 KV | TARIFF | DUMMY TARIFF FACILITY | 69 | Yes | Yes | Low | Status Only | True | 01/29/2021
10 |  | S_BARDST 69 KV BUS | S_BARDST | 69 KV | TARIFF | DUMMY TARIFF FACILITY | 69 | Yes | Yes | No | Status Only | True | 01/29/2021
10 |  | S_CORBIN 69 KV BUS | S_CORBIN | 69 KV | TARIFF | DUMMY TARIFF FACILITY | 69 | Yes | Yes | Low | Status Only | True | 01/29/2021
10 |  | S_FORK 69 KV BUS | S_FORK | 69 KV | TARIFF | DUMMY TARIFF FACILITY | 69 | Yes | Yes | Low | Status Only | True | 01/29/2021
10 |  | S_JESSMJ 69 KV BUS | S_JESSMJ | 69 KV | TARIFF | DUMMY TARIFF FACILITY | 69 | Yes | Yes | Low | Status Only | True | 01/29/2021
10 |  | S_LANCAS 69 KV BUS | S_LANCAS | 69 KV | TARIFF | DUMMY TARIFF FACILITY | 69 | Yes | Yes | No | Status Only | False | 02/28/2023
10 |  | S_SPRFLJ 69 KV BUS | S_SPRFLJ | 69 KV | TARIFF | DUMMY TARIFF FACILITY | 69 | Yes | Yes | Low | Status Only | True | 01/29/2021
10 |  | TAYLORCO 161 KV BUS | TAYLORCO | 161 KV | TARIFF | DUMMY TARIFF FACILITY | 161 | Yes | Yes | Yes | Reliability & Markets | True | 01/29/2021
10 |  | TAYLRSVI 161 KV BUS | TAYLRSVI | 161 KV | TARIFF | DUMMY TARIFF FACILITY | 161 | Yes | Yes | Yes | Future | False | 09/20/2023
10 |  | TEMPLEHL 69 KV BUS | TEMPLEHL | 69 KV | TARIFF | DUMMY TARIFF FACILITY | 69 | Yes | Yes | Low | Status Only | True | 01/29/2021
10 |  | THARPJCT 69 KV BUS | THARPJCT | 69 KV | TARIFF | DUMMY TARIFF FACILITY | 69 | Yes | Yes | Low | Status Only | True | 01/29/2021
10 |  | THELMAEK 69 KV BUS | THELMAEK | 69 KV | TARIFF | DUMMY TARIFF FACILITY | 69 | Yes | Yes | Low | Status Only | True | 01/29/2021
10 |  | THREEFKJ 138 KV BUS | THREEFKJ | 138 KV | TARIFF | DUMMY TARIFF FACILITY | 138 | Yes | Yes | No | Not monitored, no status | False | 08/18/2023
10 |  | THREELKJ 69 KV BUS | THREELKJ | 69 KV | TARIFF | DUMMY TARIFF FACILITY | 69 | Yes | Yes | Low | Status Only | True | 01/29/2021
10 |  | THREELNK 69 KV BUS | THREELNK | 69 KV | TARIFF | DUMMY TARIFF FACILITY | 69 | Yes | Yes | Low | Status Only | True | 01/29/2021
10 |  | THREFRKS 138 KV BUS | THREFRKS | 138 KV | TARIFF | DUMMY TARIFF FACILITY | 138 | Yes | Yes | Yes | Reliability & Markets | True | 01/29/2021
10 |  | TODDVILL 69 KV BUS | TODDVILL | 69 KV | TARIFF | DUMMY TARIFF FACILITY | 69 | Yes | Yes | Low | Status Only | True | 01/29/2021
10 |  | TRAPP 69 KV BUS | TRAPP | 69 KV | TARIFF | DUMMY TARIFF FACILITY | 69 | Yes | Yes | Low | Status Only | True | 01/29/2021
10 |  | TREEHVT 69 KV BUS | TREEHVT | 69 KV | TARIFF | DUMMY TARIFF FACILITY | 69 | Yes | Yes | No | Not monitored, no status | True | 01/29/2021
10 |  | TUNNELHJ 69 KV BUS | TUNNELHJ | 69 KV | TARIFF | DUMMY TARIFF FACILITY | 69 | Yes | Yes | Low | Status Only | True | 01/29/2021
10 |  | TUNNELHL 69 KV BUS | TUNNELHL | 69 KV | TARIFF | DUMMY TARIFF FACILITY | 69 | Yes | Yes | Low | Status Only | True | 01/29/2021
10 |  | TURKEYFJ 69 KV BUS | TURKEYFJ | 69 KV | TARIFF | DUMMY TARIFF FACILITY | 69 | Yes | Yes | Low | Status Only | True | 01/29/2021
10 |  | TURKEYFT 69 KV BUS | TURKEYFT | 69 KV | TARIFF | DUMMY TARIFF FACILITY | 69 | Yes | Yes | Low | Status Only | True | 01/29/2021
10 |  | TYNER 161 KV BUS | TYNER | 161 KV | TARIFF | DUMMY TARIFF FACILITY | 161 | Yes | Yes | Yes | Reliability & Markets | True | 01/29/2021
10 |  | TYNER 69 KV BUS | TYNER | 69 KV | TARIFF | DUMMY TARIFF FACILITY | 69 | Yes | Yes | Low | Status Only | True | 01/29/2021
10 |  | T_GOOCH 69 KV BUS | T_GOOCH | 69 KV | TARIFF | DUMMY TARIFF FACILITY | 69 | Yes | Yes | Low | Status Only | True | 01/29/2021
10 |  | UNION_EK 138 KV BUS | UNION_EK | 138 KV | TARIFF | DUMMY TARIFF FACILITY | 138 | Yes | Yes | Yes | Reliability & Markets | True | 01/29/2021
10 |  | UPCHURCH 69 KV BUS | UPCHURCH | 69 KV | TARIFF | DUMMY TARIFF FACILITY | 69 | Yes | Yes | Low | Not monitored, no status | True | 01/30/2021
10 |  | UPTONJCT 69 KV BUS | UPTONJCT | 69 KV | TARIFF | DUMMY TARIFF FACILITY | 69 | Yes | Yes | Low | Status Only | True | 01/29/2021
10 |  | VANARSDL 69 KV BUS | VANARSDL | 69 KV | TARIFF | DUMMY TARIFF FACILITY | 69 | Yes | Yes | No | Status Only | True | 01/29/2021
10 |  | VAN_MTR 69 KV BUS | VAN_MTR | 69 KV | TARIFF | DUMMY TARIFF FACILITY | 69 | Yes | Yes | No | Not monitored, no status | True | 01/29/2021
10 |  | VERTREES 69 KV BUS | VERTREES | 69 KV | TARIFF | DUMMY TARIFF FACILITY | 69 | Yes | Yes | No | Status Only | True | 01/29/2021
10 |  | VNEGROVE 69 KV BUS | VNEGROVE | 69 KV | TARIFF | DUMMY TARIFF FACILITY | 69 | Yes | Yes | No | Status Only | True | 01/29/2021
10 |  | VOLGA 69 KV BUS | VOLGA | 69 KV | TARIFF | DUMMY TARIFF FACILITY | 69 | Yes | Yes | Low | Status Only | True | 01/29/2021
10 |  | WALNUTGR 69 KV BUS | WALNUTGR | 69 KV | TARIFF | DUMMY TARIFF FACILITY | 69 | Yes | Yes | Low | Status Only | True | 01/29/2021
10 |  | WARNOCK 69 KV BUS | WARNOCK | 69 KV | TARIFF | DUMMY TARIFF FACILITY | 69 | Yes | Yes | Low | Status Only | True | 01/29/2021
10 |  | WEBSCRS 69 KV BUS | WEBSCRS | 69 KV | TARIFF | DUMMY TARIFF FACILITY | 69 | Yes | Yes | Low | Status Only | True | 01/29/2021
10 |  | WEBSTER3 138 KV BUS | WEBSTER3 | 138 KV | TARIFF | DUMMY TARIFF FACILITY | 138 | Yes | Yes | Yes | Reliability & Markets | True | 01/29/2021
10 |  | WEBSTER3 69 KV BUS | WEBSTER3 | 69 KV | TARIFF | DUMMY TARIFF FACILITY | 69 | Yes | Yes | Low | Status Only | True | 01/29/2021
10 |  | WGLASGOW 69 KV BUS | WGLASGOW | 69 KV | TARIFF | DUMMY TARIFF FACILITY | 69 | Yes | Yes | No | Status Only | True | 01/29/2021
10 |  | WGLASGWJ 69 KV BUS | WGLASGWJ | 69 KV | TARIFF | DUMMY TARIFF FACILITY | 69 | Yes | Yes | No | Status Only | True | 01/29/2021
10 |  | WHITLYKU 69 KV BUS | WHITLYKU | 69 KV | TARIFF | DUMMY TARIFF FACILITY | 69 | Yes | Yes | Low | Status Only | True | 01/29/2021
10 |  | WHITOAK 69 KV BUS | WHITOAK | 69 KV | TARIFF | DUMMY TARIFF FACILITY | 69 | Yes | Yes | No | Future | False | 09/20/2023
10 |  | WIBORG_J 69 KV BUS | WIBORG_J | 69 KV | TARIFF | DUMMY TARIFF FACILITY | 69 | Yes | Yes | Low | Status Only | True | 01/29/2021
10 |  | WILLMSTN 69 KV BUS | WILLMSTN | 69 KV | TARIFF | DUMMY TARIFF FACILITY | 69 | Yes | Yes | Low | Reliability & Markets | True | 01/29/2021
10 |  | WINDSOR2 69 KV BUS | WINDSOR2 | 69 KV | TARIFF | DUMMY TARIFF FACILITY | 69 | Yes | Yes | Low | Status Only | True | 01/29/2021
10 |  | WOODLAWE 69 KV BUS | WOODLAWE | 69 KV | TARIFF | DUMMY TARIFF FACILITY | 69 | Yes | Yes | Low | Status Only | True | 01/29/2021
10 |  | WOODSTCK 69 KV BUS | WOODSTCK | 69 KV | TARIFF | DUMMY TARIFF FACILITY | 69 | Yes | Yes | No | Future | False | 09/20/2023
10 |  | WOOSLEY 69 KV BUS | WOOSLEY | 69 KV | TARIFF | DUMMY TARIFF FACILITY | 69 | Yes | Yes | Low | Status Only | True | 01/29/2021
10 |  | WYNCO_EK 161 KV BUS | WYNCO_EK | 161 KV | TARIFF | DUMMY TARIFF FACILITY | 161 | Yes | Yes | Yes | Reliability & Markets | True | 01/29/2021
10 |  | WYNCO_EK 69 KV BUS | WYNCO_EK | 69 KV | TARIFF | DUMMY TARIFF FACILITY | 69 | Yes | Yes | Low | Not monitored, no status | True | 01/30/2021
10 |  | W_BARDSJ 69 KV BUS | W_BARDSJ | 69 KV | TARIFF | DUMMY TARIFF FACILITY | 69 | Yes | Yes | Low | Status Only | True | 01/29/2021
10 |  | W_BARDST 69 KV BUS | W_BARDST | 69 KV | TARIFF | DUMMY TARIFF FACILITY | 69 | Yes | Yes | Low | Status Only | True | 01/29/2021
10 |  | W_BEREA 138 KV BUS | W_BEREA | 138 KV | TARIFF | DUMMY TARIFF FACILITY | 138 | Yes | Yes | Low | Status Only | True | 01/29/2021
10 |  | W_BEREA 69 KV BUS | W_BEREA | 69 KV | TARIFF | DUMMY TARIFF FACILITY | 69 | Yes | Yes | Low | Status Only | True | 01/29/2021
10 |  | W_BEREAJ 69 KV BUS | W_BEREAJ | 69 KV | TARIFF | DUMMY TARIFF FACILITY | 69 | Yes | Yes | Low | Reliability BES | True | 01/29/2021
10 |  | W_COLUMB 69 KV BUS | W_COLUMB | 69 KV | TARIFF | DUMMY TARIFF FACILITY | 69 | Yes | Yes | Low | Status Only | True | 01/29/2021
10 |  | W_COLUMJ 69 KV BUS | W_COLUMJ | 69 KV | TARIFF | DUMMY TARIFF FACILITY | 69 | Yes | Yes | Low | Status Only | True | 01/29/2021
10 |  | W_LIBERT 69 KV BUS | W_LIBERT | 69 KV | TARIFF | DUMMY TARIFF FACILITY | 69 | Yes | Yes | Low | Status Only | True | 01/29/2021
10 |  | W_LONDON 69 KV BUS | W_LONDON | 69 KV | TARIFF | DUMMY TARIFF FACILITY | 69 | Yes | Yes | Low | Status Only | True | 01/29/2021
10 |  | W_NICHS2 69 KV BUS | W_NICHS2 | 69 KV | TARIFF | DUMMY TARIFF FACILITY | 69 | Yes | Yes | Low | Status Only | True | 01/29/2021
10 |  | W_NICHVJ 69 KV BUS | W_NICHVJ | 69 KV | TARIFF | DUMMY TARIFF FACILITY | 69 | Yes | Yes | Low | Status Only | True | 01/29/2021
10 |  | W_SOMERS 69 KV BUS | W_SOMERS | 69 KV | TARIFF | DUMMY TARIFF FACILITY | 69 | Yes | Yes | Low | Status Only | True | 01/29/2021
10 |  | ZACHARIA 69 KV BUS | ZACHARIA | 69 KV | TARIFF | DUMMY TARIFF FACILITY | 69 | Yes | Yes | Low | Status Only | True | 01/29/2021
10 |  | ZOLLICOF 69 KV BUS | ZOLLICOF | 69 KV | TARIFF | DUMMY TARIFF FACILITY | 69 | Yes | Yes | No | Status Only | True | 01/30/2021
10 |  | ZULAJCT 69 KV BUS | ZULAJCT | 69 KV | TARIFF | DUMMY TARIFF FACILITY | 69 | Yes | Yes | Low | Status Only | True | 01/29/2021
10 |  | ZULA_J2 69 KV BUS | ZULA_J2 | 69 KV | TARIFF | DUMMY TARIFF FACILITY | 69 | Yes | Yes | Low | Status Only | True | 01/29/2021