## Monte Carlo Draws, System Level
| Current VRR Curve with Updated CT Net CONE (Curve A) | [5 empty] | 1% Left-Shifted Curve with CC Net CONE and Price Cap at 0.7 × Gross CONE (Curve E)
| Market Entry Price = CC Net CONE ($129/MW-day) | [5 empty] | Market Entry Price = CC Net CONE ($129/MW-day)
| Quantities are net of FRR | [5 empty] | Quantities are net of FRR
Draw | Reliability Requirement | Administrative Net CONE | Offered Quantity | Cleared Quantity | Clearing Price | LOLE | Reliability Requirement | Administrative Net CONE | Offered Quantity | Cleared Quantity | Clearing Price | LOLE
| MW | $/MW-d | MW | MW | $/MW-d | Ev/Yr | MW | $/MW-d | MW | MW | $/MW-d | Ev/Yr
1 | 154530.6795 | 231.4226 | 176594.4984 | 158273.9 | 181.0253 | 0.026253 | 154530.6795 | 159.6539 | 168308.0532 | 156925.3 | 125.3199 | 0.049132
2 | 153385.386 | 232.6605 | 170826.9752 | 158413.6 | 149.1286 | 0.01133 | 153385.386 | 145.5054 | 162540.4564 | 154595.9 | 152.22 | 0.070042
3 | 156650.069 | 221.0563 | 173607.4789 | 162550.3882 | 125.767 | 0.0070191 | 156650.069 | 125.5264 | 165320.8992 | 158426.1992 | 122.5029 | 0.059768
4 | 154569.6706 | 214.047 | 173618.1705 | 162890.9051 | 69.6568 | 0.0014556 | 154569.6706 | 108.6906 | 165331.5452 | 158901.0452 | 63.4656 | 0.01811
5 | 155166.0707 | 207.498 | 172129.7115 | 163322 | 72.4619 | 0.0016367 | 155166.0707 | 93.8976 | 163843.0545 | 156778.3545 | 109.0433 | 0.062331
6 | 152465.8895 | 188.5318 | 174492.2895 | 158546.7 | 101.1 | 0.0056613 | 152465.8895 | 57.6294 | 166205.6386 | 153426.5 | 114.81 | 0.075471
7 | 155276.3537 | 205.074 | 173054.5905 | 159033.7 | 160.6823 | 0.026253 | 155276.3537 | 80.4534 | 164767.9139 | 157391.5 | 81.02 | 0.053686
8 | 158247.0674 | 208.5482 | 176566.7566 | 162071.7 | 163.7007 | 0.026253 | 158247.0674 | 77.9147 | 168279.971 | 158397.5 | 167.32 | 0.096644
9 | 150012.6251 | 217.7443 | 175775.7809 | 155414.5 | 129.2024 | 0.0082875 | 150012.6251 | 107.0419 | 167488.904 | 152161.7 | 94.77 | 0.051961
10 | 158211.6521 | 203.9925 | 170698.9616 | 164046.6 | 118.42 | 0.0075898 | 158211.6521 | 106.8436 | 162411.9913 | 157004.6583 | 208.4091 | 0.14436
11 | 149249.7589 | 250.7652 | 169665.1044 | 154883.6 | 142.3663 | 0.0070191 | 149249.7589 | 173.937 | 161378.0736 | 151363.2874 | 142.946 | 0.052204
12 | 153096.809 | 222.6932 | 171063.8006 | 157476.9 | 156.4416 | 0.017079 | 153096.809 | 127.7835 | 162776.7139 | 155190.9139 | 111.04 | 0.053436
13 | 156730.5346 | 198.4982 | 172228.9193 | 162636.9 | 112.8766 | 0.0070191 | 156730.5346 | 86.0497 | 163941.7306 | 157622.8 | 130.74 | 0.077614
14 | 153260.8104 | 229.1475 | 172090.8379 | 158233.6 | 148.0092 | 0.011781 | 153260.8104 | 136.7816 | 163803.5642 | 155872.1 | 102.0276 | 0.045811
15 | 155190.8738 | 196.9844 | 175123.7852 | 161105 | 110.78 | 0.00675 | 155190.8738 | 91.0085 | 166836.4111 | 157320.9 | 85.45 | 0.053436
16 | 149705.8748 | 226.667 | 172278.0467 | 154145.1 | 155.7459 | 0.015338 | 149705.8748 | 121.4747 | 163990.5491 | 151425.8 | 121.22 | 0.059213
17 | 153023.5796 | 201.4214 | 171788.7915 | 158291.6 | 124.2203 | 0.00969 | 153023.5796 | 95.4994 | 163501.1051 | 154004.0051 | 130.385 | 0.07512
18 | 155878.3804 | 218.0493 | 173375.8737 | 159383.3 | 181.03 | 0.030998 | 155878.3804 | 117.2505 | 165088.0235 | 154841.9 | 216.11 | 0.13778
19 | 152909.6001 | 235.8164 | 173863.6717 | 161927.7 | 60.0432 | 0.00087572 | 152909.6001 | 151.4469 | 165575.6842 | 156786.6 | 94.39 | 0.023349
20 | 155791.7094 | 236.1661 | 176324.5484 | 162196.3148 | 122.3656 | 0.0050349 | 155791.7094 | 145.1182 | 168036.3963 | 157426.7 | 140.52 | 0.062041
21 | 153002.879 | 250.0862 | 170282.4383 | 159534.9 | 123.7426 | 0.0043062 | 153002.879 | 188.563 | 161994.1837 | 155665.8837 | 139.6314 | 0.044964
22 | 153702.6873 | 259.199 | 172206.109 | 160516.4573 | 121.9867 | 0.0036829 | 153702.6873 | 207.7016 | 163917.7762 | 157913.2762 | 123.2023 | 0.019204
23 | 152229.2738 | 257.4378 | 181330.9042 | 160318.3 | 87.7211 | 0.0015586 | 152229.2738 | 207.2615 | 173042.5183 | 157835.3283 | 94.1087 | 0.0076643
24 | 154703.6285 | 228.9824 | 174205.3245 | 162342.3844 | 90.7244 | 0.0022375 | 154703.6285 | 146.5335 | 165916.919 | 157166.7 | 113.78 | 0.048223
25 | 156076.5495 | 213.2707 | 173309.3603 | 161491.7 | 130.6803 | 0.00941 | 156076.5495 | 112.8133 | 165020.96 | 157814.26 | 115.251 | 0.060328
26 | 155249.0241 | 211.9705 | 169004.8638 | 159677.2 | 149.1818 | 0.017247 | 155249.0241 | 105.7416 | 160716.4503 | 155149.0832 | 178.8561 | 0.10413
27 | 148417.0019 | 224.2466 | 171641.8618 | 152441.2 | 162.48 | 0.019775 | 148417.0019 | 137.627 | 163353.4664 | 148741.3 | 173.31 | 0.091382
28 | 153783.9415 | 221.678 | 171101.7503 | 158320.2 | 152.8275 | 0.015641 | 153783.9415 | 124.7371 | 162813.3921 | 155650.7 | 118.05 | 0.057578
29 | 154439.5564 | 236.5468 | 169420.6271 | 160033.2 | 139.627 | 0.0081271 | 154439.5564 | 156.9414 | 161132.2697 | 155221.8716 | 170.3972 | 0.079817
30 | 155777.6659 | 229.7751 | 169971.8975 | 161392.5 | 136.2238 | 0.0082875 | 155777.6659 | 152.9599 | 161683.6068 | 156232.3256 | 174.9567 | 0.088445
31 | 152601.4998 | 259.637 | 173335.2148 | 158872.6 | 134.586 | 0.0050349 | 152601.4998 | 207.6202 | 165047.0161 | 156112.5 | 136.5871 | 0.02952
32 | 155851.7526 | 250.9371 | 174954.9443 | 162414.5 | 126.3232 | 0.0045662 | 155851.7526 | 198.8155 | 166666.8319 | 159554.4 | 128.5957 | 0.0273
33 | 151939.1843 | 236.7261 | 171363.9815 | 155615.1 | 185.3667 | 0.026253 | 151939.1843 | 171.8795 | 163075.9481 | 154293.8 | 134.9098 | 0.049132
34 | 148035.004 | 230.9857 | 176308.69 | 154049.5 | 121.3197 | 0.005287 | 148035.004 | 162.3604 | 168020.6982 | 152466.8 | 90.2167 | 0.015042
35 | 154780.0514 | 210.2189 | 176837.1646 | 162235.9746 | 87.0283 | 0.0025159 | 154780.0514 | 109.4718 | 168549.1725 | 157763.5 | 78.0438 | 0.041149
36 | 156050.0243 | 227.1907 | 169908.2013 | 160909.1 | 151.1311 | 0.013377 | 156050.0243 | 145.0287 | 161620.2128 | 156266.2046 | 179.5327 | 0.094857
37 | 150001.036 | 243.6456 | 171822.3013 | 156823.8 | 110.52 | 0.0032754 | 150001.036 | 152.3158 | 163534.3532 | 153398.5 | 101.01 | 0.030696
38 | 152300.8479 | 216.2465 | 175583.8977 | 156875.3977 | 147.364 | 0.014895 | 152300.8479 | 124.441 | 167295.9905 | 152401.7 | 174.41 | 0.098006
39 | 152864.7522 | 211.3427 | 172479.5439 | 158512.9 | 122.4755 | 0.0075898 | 152864.7522 | 95.5618 | 164191.7045 | 154596.6 | 105.23 | 0.059768
40 | 155528.049 | 241.8231 | 171383.9077 | 159269.2267 | 190.2844 | 0.026511 | 155528.049 | 159.3056 | 163096.1521 | 154427.6 | 230.57 | 0.14103
41 | 152300.2261 | 241.1555 | 175109.413 | 157350.8 | 153.2212 | 0.010896 | 152300.2261 | 169.2475 | 166821.741 | 152992.9 | 184.04 | 0.082083
42 | 153771.0523 | 244.965 | 175061.2952 | 163272.4 | 52.2115 | 0.0006661 | 153771.0523 | 168.0268 | 166773.7369 | 159094.7 | 81.76 | 0.0095024
43 | 158112.8911 | 206.6368 | 175889.5236 | 163806.6 | 122.6072 | 0.0082875 | 158112.8911 | 91.477 | 167602.1077 | 160620.6 | 74.13 | 0.048223
44 | 153044.6905 | 196.8991 | 169590.2964 | 157857.7 | 130.078 | 0.012991 | 153044.6905 | 64.8988 | 161303.0288 | 153643.1288 | 137.5995 | 0.084414
45 | 150566.91 | 197.2164 | 173797.7824 | 155638.8815 | 123.7799 | 0.010376 | 150566.91 | 48.7434 | 165510.6624 | 152841.9459 | 49.2965 | 0.050057
46 | 154247.8881 | 198.1866 | 172633.7938 | 160752.4 | 99.5907 | 0.0045218 | 154247.8881 | 70.2439 | 164346.7382 | 157481.9153 | 48.326 | 0.035891
47 | 152962.1996 | 187.6452 | 168338.9763 | 158069.8 | 118.5875 | 0.010685 | 152962.1996 | 58.6499 | 160051.954 | 153854.2 | 117.75 | 0.077253
48 | 152258.3783 | 230.2031 | 176342.8521 | 158622.4 | 116.9418 | 0.004702 | 152258.3783 | 134.2231 | 168055.8758 | 154366.4 | 116.05 | 0.053187
49 | 151495.8259 | 212.3574 | 173358.5086 | 160103.7 | 60.8268 | 0.0010857 | 151495.8259 | 94.1698 | 165071.57 | 153956.7 | 73.89 | 0.047553
50 | 155709.6627 | 234.1025 | 175516.9323 | 160465.9 | 157.7744 | 0.014185 | 155709.6627 | 150.5359 | 167230.0233 | 158319 | 112.917 | 0.04624
51 | 156957.9799 | 248.3225 | 179363.9169 | 162182.1 | 157.3296 | 0.01079 | 156957.9799 | 174.7869 | 171076.9974 | 160593.2754 | 114.0524 | 0.028948
52 | 151830.3048 | 230.8923 | 174485.663 | 156868.272 | 146.6333 | 0.010896 | 151830.3048 | 166.2904 | 166198.7607 | 154556.5 | 121.788 | 0.043722
53 | 156812.9682 | 230.4939 | 179564.2915 | 163551.4248 | 113.0991 | 0.0041818 | 156812.9682 | 148.9456 | 171277.3814 | 161474.3 | 83.2297 | 0.015338
54 | 153314.4404 | 234.3783 | 178883.4654 | 158735.1 | 141.33 | 0.0087879 | 153314.4404 | 150.1405 | 170596.516 | 154598.6 | 152.21 | 0.068427
55 | 150411.5366 | 253.4834 | 176711.6845 | 157435.5 | 110.44 | 0.002913 | 150411.5366 | 191.6883 | 168424.7017 | 155156.9 | 101.957 | 0.012864
56 | 151089.5433 | 247.4331 | 171999.8834 | 158737.128 | 93.5111 | 0.0019899 | 151089.5433 | 182.7713 | 163712.8508 | 153743.8 | 134.9 | 0.044546
57 | 156293.2922 | 230.9862 | 171367.9808 | 164278.2 | 85.68 | 0.001895 | 156293.2922 | 153.6377 | 163080.9109 | 157337.3109 | 159.3913 | 0.074076
58 | 153751.419 | 212.9127 | 175046.0174 | 158076.5 | 151.08 | 0.017934 | 153751.419 | 121.3773 | 166758.9564 | 153531.9003 | 182.2289 | 0.1081
59 | 153137.0066 | 208.8813 | 178364.5264 | 158219 | 132.6408 | 0.010896 | 153137.0066 | 116.1948 | 170077.4918 | 156169.1 | 81.9379 | 0.0402
60 | 153288.0322 | 212.3975 | 178624.9896 | 159742.0502 | 106.937 | 0.0045662 | 153288.0322 | 108.3466 | 170337.9399 | 157454.1 | 64.6137 | 0.019583
61 | 153976.9376 | 199.5146 | 168008.9574 | 160452.9 | 100.5859 | 0.0045662 | 153976.9376 | 88.7333 | 159721.8668 | 153878.2 | 169.3 | 0.10413
62 | 148843.3992 | 229.9233 | 176009.6188 | 154442.3 | 130.9807 | 0.007088 | 148843.3992 | 142.9232 | 167722.5022 | 152557.6 | 89.9225 | 0.024279
63 | 151484.8302 | 221.0457 | 177270.7407 | 158377.4 | 100.219 | 0.0032754 | 151484.8302 | 128.6656 | 168983.5657 | 155425.6 | 78.94 | 0.022019
64 | 152843.7716 | 242.1521 | 174044.9767 | 156536.1 | 189.8561 | 0.026253 | 152843.7716 | 178.3499 | 165757.7223 | 155211.9 | 140.0047 | 0.049132
65 | 155815.3058 | 218.9505 | 171664.291 | 160846.6 | 141.9273 | 0.011897 | 155815.3058 | 119.3769 | 163376.935 | 156660.9 | 150.94 | 0.078708
66 | 148950.8608 | 223.6029 | 181198.6953 | 154653.1 | 125.18 | 0.0066194 | 148950.8608 | 140.1944 | 172911.2311 | 152382.7 | 92.1621 | 0.02952
67 | 153364.7748 | 215.1659 | 169958.7092 | 157065.4 | 168.8647 | 0.026511 | 153364.7748 | 103.3716 | 161671.1169 | 153163.5642 | 185.9133 | 0.10759
68 | 152329.7119 | 225.1223 | 176546.3442 | 157107.1 | 149.0097 | 0.012991 | 152329.7119 | 124.0312 | 168258.6378 | 154239.2 | 116.3 | 0.056513
69 | 153414.0311 | 209.4046 | 167716.8177 | 159070.6 | 121.5903 | 0.0075898 | 153414.0311 | 88.5168 | 159428.9926 | 153225.6 | 181.87 | 0.10709
70 | 153039.2674 | 194.5284 | 169754.9215 | 158022.1215 | 125.3249 | 0.011553 | 153039.2674 | 74.3346 | 161466.9609 | 153108.1 | 159.23 | 0.099388
71 | 155984.8256 | 201.9384 | 171612.9955 | 161811.7 | 115.8135 | 0.0072279 | 155984.8256 | 62.4326 | 163324.9286 | 157168.9286 | 113.7273 | 0.07103
72 | 151821.0107 | 204.63 | 168171.6188 | 155247.0372 | 169.4327 | 0.030696 | 151821.0107 | 85.1201 | 159883.4214 | 150440 | 227.76 | 0.15482
73 | 157382.0547 | 191.8724 | 172290.49 | 162706.4 | 120.02 | 0.010275 | 157382.0547 | 57.0359 | 164002.1417 | 157320.8249 | 163.555 | 0.10317
74 | 156830.1485 | 227.0005 | 174590.7989 | 164058.8 | 100.9368 | 0.0030889 | 156830.1485 | 131.8232 | 166302.3428 | 159916.7 | 93.1904 | 0.040389
75 | 157330.0571 | 210.849 | 175412.3988 | 164364.2 | 98.05 | 0.0035417 | 157330.0571 | 105.4398 | 167123.839 | 158778.9 | 121.95 | 0.06592
76 | 158616.9004 | 239.9206 | 174572.6994 | 162388.7 | 190.61 | 0.0273 | 158616.9004 | 167.6017 | 166284.0578 | 157522.6578 | 235.2485 | 0.13972
77 | 156791.1069 | 229.7738 | 180191.5627 | 164077.8436 | 100.8746 | 0.0029705 | 156791.1069 | 152.1865 | 171902.826 | 161631.2 | 82.47 | 0.013641
78 | 159354.0192 | 235.4881 | 177671.2662 | 165797.7 | 124.3553 | 0.0053914 | 159354.0192 | 165.6412 | 169382.4338 | 161244.0596 | 146.6548 | 0.058118
79 | 155839.6175 | 226.2355 | 172762.6995 | 161006.3 | 143.77 | 0.010896 | 155839.6175 | 153.9841 | 164473.7971 | 156427.4971 | 170.7409 | 0.084808
80 | 157854.5625 | 229.3719 | 176791.5606 | 161666.1 | 179.9079 | 0.026511 | 157854.5625 | 146.2173 | 168502.616 | 158998.8 | 153.96 | 0.072368
81 | 159529.9956 | 248.1271 | 179000.0933 | 164485.2577 | 165.3369 | 0.013377 | 159529.9956 | 183.9637 | 170711.0841 | 160180.848 | 202.4203 | 0.08363
82 | 152529.1704 | 225.739 | 176101.5565 | 157830 | 138.1286 | 0.0093185 | 152529.1704 | 144.0775 | 167812.5096 | 155542.5 | 101.6941 | 0.0402
83 | 155220.4072 | 238.6559 | 176438.5918 | 160839.9 | 140.928 | 0.0081271 | 155220.4072 | 173.9839 | 168149.5165 | 157754 | 132.5957 | 0.047332
84 | 154478.1032 | 222.1157 | 170432.1699 | 158208.6 | 174.1974 | 0.026511 | 154478.1032 | 137.3944 | 162143.0566 | 155469.9 | 151.76 | 0.07512
85 | 153360.5523 | 217.4756 | 178254.833 | 157090.4 | 169.5292 | 0.025998 | 153360.5523 | 124.843 | 169965.6654 | 155482.6 | 108.48 | 0.053187
86 | 145604.0392 | 212.1612 | 173971.2324 | 152394.9 | 92.6252 | 0.0029416 | 145604.0392 | 114.2802 | 165681.9645 | 150080.5 | 62.1418 | 0.01391
87 | 152141.7427 | 218.5635 | 172407.9356 | 155820.3 | 171.233 | 0.026253 | 152141.7427 | 106.3712 | 164118.5611 | 153482 | 127.69 | 0.067162
88 | 154278.9673 | 195.8234 | 169832.1493 | 159364.3879 | 124.9947 | 0.011111 | 154278.9673 | 74.0437 | 161542.654 | 155231.8 | 123.53 | 0.075824
89 | 152647.4668 | 167.7152 | 177238.2738 | 158626.646 | 91.6983 | 0.0060621 | 152647.4668 | 19.1781 | 168948.6674 | 153367.3 | 106.35 | 0.081321
90 | 155866.1724 | 217.76 | 179389.1258 | 159634.1 | 170.6305 | 0.026253 | 155866.1724 | 113.9849 | 171099.4297 | 158368 | 89.4758 | 0.047775
91 | 152731.595 | 211.5603 | 171214.5493 | 156844.5 | 153.87 | 0.020165 | 152731.595 | 109.4326 | 162924.731 | 151845.5 | 206.64 | 0.13273
92 | 151482.6283 | 218.6992 | 171045.616 | 158088 | 105.268 | 0.0039437 | 151482.6283 | 112.7175 | 162755.6211 | 155550.2211 | 67.7625 | 0.020165
93 | 158013.7596 | 209.8056 | 170668.8439 | 162419.5134 | 149.6408 | 0.018288 | 158013.7596 | 95.1775 | 162378.6721 | 155515.3416 | 237.4939 | 0.21164
94 | 158353.7945 | 206.9485 | 172398.3175 | 162993.8 | 143.2712 | 0.01595 | 158353.7945 | 100.6373 | 164107.9574 | 158623.2 | 161.46 | 0.093539
95 | 156826.0509 | 229.1103 | 178802.3762 | 161487.4 | 157.1881 | 0.015338 | 156826.0509 | 141.7887 | 170511.8424 | 159294.1 | 111.31 | 0.048675
96 | 156690.0972 | 210.4758 | 174436.1621 | 162815 | 115.33 | 0.0061216 | 156690.0972 | 107.0147 | 166145.4379 | 159441.7379 | 78.9983 | 0.044546
97 | 152923.3982 | 208.1004 | 176106.754 | 157934.6 | 133.42 | 0.01133 | 152923.3982 | 100.5571 | 167815.8387 | 154636.5 | 107.5 | 0.060047
98 | 149548.9222 | 224.4221 | 174863.0012 | 153191.6 | 174.7124 | 0.025745 | 149548.9222 | 124.4183 | 166571.9044 | 151941.7 | 97.4637 | 0.047999
99 | 154971.6921 | 197.5851 | 175505.1542 | 160441.1711 | 119.3264 | 0.0088742 | 154971.6921 | 92.6309 | 167213.8321 | 157945.1 | 66.1586 | 0.041342
100 | 155916.7775 | 243.1993 | 175912.8483 | 162228.9 | 128.2555 | 0.0053389 | 155916.7775 | 156.1399 | 167621.2392 | 159472.9 | 103.1796 | 0.030102
101 | 156796.9787 | 224.5917 | 175771.1345 | 162474.9 | 132.5933 | 0.0081271 | 156796.9787 | 127.1877 | 167479.238 | 157896.438 | 147.3507 | 0.073046
102 | 153785.0066 | 218.9152 | 173373.1129 | 158634 | 144.3563 | 0.012864 | 153785.0066 | 131.2182 | 165080.8821 | 155708.9 | 119.01 | 0.056513
103 | 156265.7757 | 214.9793 | 168426.5851 | 160294.9 | 159.9832 | 0.022454 | 156265.7757 | 113.008 | 160134.0184 | 155737.1184 | 196.0093 | 0.11867
104 | 148597.3801 | 217.7249 | 169429.236 | 156237.1 | 79.73 | 0.0018403 | 148597.3801 | 118.1207 | 161136.356 | 150975.756 | 92.6826 | 0.047999
105 | 155822.5197 | 219.0511 | 170412.5093 | 163527.9 | 86.55 | 0.0022375 | 155822.5197 | 102.0104 | 162119.3535 | 156443.6535 | 156.4908 | 0.084021
106 | 159311.4017 | 192.2492 | 173024.6092 | 163442.7 | 142.6475 | 0.022235 | 159311.4017 | 66.634 | 164731.1736 | 158956.3 | 175.29 | 0.11221
107 | 154580.0542 | 210.4978 | 170834.4844 | 159382.3 | 140.25 | 0.013377 | 154580.0542 | 97.666 | 162540.798 | 154373.4 | 182.45 | 0.10759
108 | 159242.2414 | 208.8274 | 178761.4926 | 162930.6 | 169.47 | 0.028948 | 159242.2414 | 92.0312 | 170467.5491 | 158559.9 | 199.94 | 0.12376
109 | 156518.7662 | 221.4413 | 171724.642 | 162032.7 | 133.9452 | 0.0089613 | 156518.7662 | 117.1233 | 163430.4563 | 157549.6 | 145.38 | 0.074422
110 | 157705.9507 | 205.2988 | 176428.572 | 162050 | 147.4454 | 0.019017 | 157705.9507 | 79.9508 | 168134.1668 | 158434.9 | 140.35 | 0.081701
111 | 154257.3798 | 209.7207 | 165238.4911 | 158871.6 | 143.3004 | 0.015042 | 154257.3798 | 108.3754 | 156943.8099 | 151842.1099 | 229.998 | 0.21065
112 | 155016.7596 | 222.0265 | 177739.1139 | 161729.3 | 107.862 | 0.004061 | 155016.7596 | 125.9934 | 169444.1788 | 158774.0246 | 80.6012 | 0.026253
113 | 157195.4046 | 229.1089 | 173727.3241 | 164247.1 | 106.04 | 0.0034732 | 157195.4046 | 162.6741 | 165432.137 | 159957.5316 | 120.0615 | 0.044546
114 | 155516.9839 | 244.2795 | 171360.4224 | 160846.7 | 151.211 | 0.0097851 | 155516.9839 | 170.9241 | 163064.9977 | 156918.9471 | 164.7697 | 0.066538
115 | 154986.2542 | 234.7614 | 168399.6623 | 159449.3 | 164.2749 | 0.016748 | 154986.2542 | 166.6462 | 160104.0126 | 155160.9126 | 196.9597 | 0.096194
116 | 153815.9754 | 225.1947 | 166085.6054 | 158318 | 156.01 | 0.01595 | 153815.9754 | 133.4704 | 157789.7018 | 150930.4339 | 237.4093 | 0.24343
117 | 157415.1805 | 204.9126 | 173017.7295 | 162203.3634 | 138.488 | 0.014324 | 157415.1805 | 90.1596 | 164721.4894 | 157946.575 | 149.4144 | 0.086406
118 | 152378.6406 | 213.9302 | 175967.0898 | 158414.2 | 115.5814 | 0.0058297 | 152378.6406 | 98.7506 | 167670.5369 | 155801.7 | 65.756 | 0.030998
119 | 149120.6238 | 224.7246 | 173995.3895 | 153273.4 | 160.3929 | 0.018468 | 149120.6238 | 124.5594 | 165698.5272 | 149895.3 | 156.61 | 0.079446
120 | 156958.6562 | 218.5464 | 173674.8088 | 161494.7 | 152.5948 | 0.016586 | 156958.6562 | 130.8666 | 165377.635 | 157678.7 | 157.12 | 0.081701
121 | 160375.8497 | 203.6079 | 176704.6993 | 167840.1371 | 89.1822 | 0.0029705 | 160375.8497 | 118.3371 | 168407.1706 | 161941.8706 | 121.5345 | 0.0641
122 | 152952.4298 | 231.2914 | 171948.8049 | 157567.8 | 157.1435 | 0.014607 | 152952.4298 | 130.3899 | 163650.9727 | 153953.8 | 154.15 | 0.07477
123 | 152107.1097 | 228.3597 | 170458.0196 | 157682.1 | 133.3372 | 0.0077396 | 152107.1097 | 131.4259 | 162159.8924 | 153923.9955 | 124.1807 | 0.058118
124 | 157732.5093 | 196.1335 | 174080.4643 | 162535.5 | 132.46 | 0.014185 | 157732.5093 | 82.6512 | 165782.0471 | 157821.5 | 159.57 | 0.098465
125 | 148945.1817 | 182.1052 | 176897.3708 | 156161.1 | 74.6482 | 0.0024672 | 148945.1817 | 56.4396 | 168598.689 | 152185.8 | 38.1711 | 0.033192
126 | 156051.8702 | 213.5917 | 168450.4317 | 160543.1 | 149.5106 | 0.016748 | 156051.8702 | 89.6696 | 160151.4965 | 155754.3 | 190.04 | 0.11065
127 | 155445.9945 | 212.7756 | 176352.7412 | 162323.5 | 100.4115 | 0.0037191 | 155445.9945 | 104.9133 | 168053.5361 | 157558 | 97.1 | 0.053686
128 | 150752.2626 | 231.6151 | 175988.0859 | 158532.5846 | 84.1383 | 0.0018047 | 150752.2626 | 160.8589 | 167688.6274 | 154003.1274 | 109.2484 | 0.033847
129 | 155592.9319 | 250.2722 | 174301.1552 | 162241.9 | 123.6842 | 0.0043062 | 155592.9319 | 199.8086 | 166001.4769 | 159769.1142 | 120.1528 | 0.020363
130 | 152078.9805 | 237.4429 | 173405.6331 | 157880.6 | 133.4 | 0.00675 | 152078.9805 | 168.5832 | 165105.7715 | 154224.7 | 138.79 | 0.052448
131 | 155804.003 | 224.8048 | 169646.3286 | 162500.8286 | 110.2709 | 0.0041818 | 155804.003 | 147.0672 | 161346.2982 | 156636.4 | 160.34 | 0.079076
132 | 151520.5048 | 224.3186 | 174590.2444 | 155210.2 | 174.6724 | 0.025745 | 151520.5048 | 118.8873 | 166290.0378 | 153950.9 | 93.285 | 0.047999
133 | 151033.117 | 209.7866 | 174829.4937 | 158258.6 | 87.8735 | 0.0026161 | 151033.117 | 103.6228 | 166529.076 | 154326.5 | 70.0071 | 0.033192
134 | 155966.9478 | 216.1701 | 175009.6893 | 162496 | 109.609 | 0.0046563 | 155966.9478 | 106.4604 | 166709.0495 | 159430.8734 | 71.2904 | 0.03192
135 | 155355.2826 | 222.7915 | 172805.0153 | 162338 | 102.8289 | 0.0034732 | 155355.2826 | 123.3877 | 164504.1497 | 157007.9 | 125.74 | 0.061752
136 | 150379.7011 | 207.752 | 168728.0138 | 155895.9 | 121.2128 | 0.0077396 | 150379.7011 | 112.2177 | 160426.9584 | 153115.9274 | 81.7891 | 0.043316
137 | 153903.3657 | 226.5711 | 174082.1702 | 158369.6 | 157.8 | 0.016424 | 153903.3657 | 109.653 | 165780.9164 | 154179.5 | 176.18 | 0.093103
138 | 155093.3982 | 205.7417 | 166086.5456 | 159605.7 | 143.065 | 0.016265 | 155093.3982 | 84.3862 | 157785.0521 | 153922.3 | 219.65 | 0.14436
139 | 150487.0286 | 205.933 | 172196.4038 | 154346 | 153.68 | 0.022897 | 150487.0286 | 80.2193 | 163894.7216 | 150203.5304 | 184.0072 | 0.11065
140 | 153957.6496 | 229.2376 | 168145.1456 | 159827.3 | 128.868 | 0.00675 | 153957.6496 | 120.7928 | 159843.296 | 155438.296 | 132.5658 | 0.064701
141 | 153419.4613 | 205.153 | 173701.6276 | 158352.3 | 133.4 | 0.012014 | 153419.4613 | 98.0441 | 165399.6092 | 154391.6 | 133.4 | 0.075471
142 | 156804.7314 | 215.4701 | 178778.7695 | 163706.6 | 102.4072 | 0.0037925 | 156804.7314 | 118.2631 | 170476.6067 | 159915.9 | 83.32 | 0.0402
143 | 152041.7708 | 212.5284 | 173127.3004 | 160173.7 | 71.327 | 0.0014989 | 152041.7708 | 119.0538 | 164824.9994 | 154326.9012 | 98.1312 | 0.050291
144 | 153836.4448 | 220.049 | 172170.9716 | 160052.1 | 116.3054 | 0.0053914 | 153836.4448 | 128.3928 | 163868.5611 | 157101.1 | 87.848 | 0.035196
145 | 150639.2858 | 242.3325 | 173408.6352 | 156744.4 | 127.64 | 0.0053389 | 150639.2858 | 154.7155 | 165106.1246 | 153030.7 | 120.39 | 0.048223
146 | 156048.0787 | 215.812 | 170161.9098 | 161207.131 | 137.4411 | 0.011003 | 156048.0787 | 120.6251 | 161859.3008 | 156462.0267 | 163.8053 | 0.089275
147 | 151635.0018 | 214.0204 | 173824.4413 | 156231.8 | 144.9677 | 0.014465 | 151635.0018 | 115.9591 | 165521.733 | 154230.9 | 86.3569 | 0.045598
148 | 154314.0071 | 217.7601 | 177586.9421 | 158060 | 170.0217 | 0.025998 | 154314.0071 | 112.6489 | 169284.1123 | 156794.5 | 88.3891 | 0.047775
149 | 154705.5 | 230.9157 | 174992.5394 | 162409.7 | 90.05 | 0.0021517 | 154705.5 | 132.9141 | 166689.5399 | 156922 | 112.77 | 0.051961
150 | 155688.4496 | 205.9642 | 179883.6153 | 159453.6 | 161.3316 | 0.026253 | 155688.4496 | 95.0393 | 171580.4746 | 157381.6 | 106.18 | 0.060894
151 | 161911.9982 | 212.4942 | 174793.7584 | 166804.8 | 144.2351 | 0.014607 | 161911.9982 | 113.0743 | 166490.4519 | 161109.8 | 201.92 | 0.12787
152 | 153635.5012 | 211.5913 | 170063.4446 | 158810.7 | 132.8046 | 0.010376 | 153635.5012 | 119.2764 | 161760.01 | 155135.5 | 124.78 | 0.0641
153 | 154168.2234 | 229.3483 | 174859.8 | 160830.6 | 111.71 | 0.0041009 | 154168.2234 | 164.895 | 166556.244 | 156138.9 | 141.79 | 0.055728
154 | 151267.4097 | 219.219 | 174242.7013 | 158251.1 | 97.2311 | 0.0030589 | 151267.4097 | 127.3317 | 165939.044 | 154929.9 | 81.51 | 0.026253
155 | 151760.6918 | 203.7137 | 172003.7309 | 159784.1 | 70.2199 | 0.0015894 | 151760.6918 | 96.0932 | 163699.9572 | 155743.5 | 58.6301 | 0.021593
156 | 158635.2143 | 226.5273 | 178128.0684 | 164666.8 | 127.69 | 0.0068163 | 158635.2143 | 126.945 | 169824.151 | 162217.2 | 84.314 | 0.030696
157 | 156422.699 | 220.4358 | 171138.4902 | 161899.9 | 134.03 | 0.0091382 | 156422.699 | 120.2207 | 162834.4278 | 156325.5278 | 184.9609 | 0.10413
158 | 155406.7187 | 225.0519 | 176529.784 | 161762.1 | 117.32 | 0.0051343 | 155406.7187 | 135.59 | 168225.611 | 156875 | 137.88 | 0.065308
159 | 154138.3863 | 199.6717 | 172846.111 | 160493.3139 | 103.1071 | 0.004986 | 154138.3863 | 70.1404 | 164541.8314 | 155184.4 | 120.52 | 0.073731
160 | 156685.9644 | 202.6916 | 173680.6304 | 162503.8019 | 116.9181 | 0.0074429 | 156685.9644 | 83.3337 | 165376.2503 | 157137.1 | 150.32 | 0.088445
161 | 160013.1063 | 236.1777 | 176643.8926 | 163775.7 | 189.37 | 0.028112 | 160013.1063 | 134.529 | 168339.4353 | 159020.0353 | 228.7573 | 0.13523
162 | 157980.1596 | 217.3393 | 170377.1729 | 162567.2 | 151.32 | 0.016424 | 157980.1596 | 125.3218 | 162072.6681 | 157025.272 | 209.1491 | 0.13397
163 | 154967.884 | 241.2172 | 173795.7854 | 160937.2 | 134.1978 | 0.0064913 | 154967.884 | 166.1021 | 165491.2589 | 158359.7589 | 112.0173 | 0.032869
164 | 155319.5452 | 212.1357 | 171995.6486 | 158926.1142 | 171.814 | 0.028948 | 155319.5452 | 124.2843 | 163691.0755 | 153890.9755 | 218.6982 | 0.15555
165 | 158422.8197 | 232.9516 | 172373.7106 | 162244.4 | 182.8669 | 0.026511 | 158422.8197 | 159.1982 | 164069.0989 | 159004.2989 | 169.46 | 0.085205
166 | 157430.7522 | 221.1619 | 173526.958 | 162883.1 | 135.7181 | 0.0095024 | 157430.7522 | 135.7813 | 165222.2938 | 158276.8 | 155.82 | 0.078708
167 | 149577.0683 | 214.1936 | 172495.2007 | 156041 | 104.3315 | 0.0041009 | 149577.0683 | 126.9595 | 164190.489 | 153373 | 79.0847 | 0.023349
168 | 154939.9955 | 218.8887 | 170779.4433 | 158682 | 171.6542 | 0.026253 | 154939.9955 | 125.945 | 162474.6636 | 155448 | 163.2 | 0.08681
169 | 153135.3797 | 230.5067 | 170116.0721 | 159537.9992 | 117.0529 | 0.004702 | 153135.3797 | 150.9011 | 161811.2376 | 154193.224 | 157.3989 | 0.073388
170 | 156705.1981 | 229.9268 | 168838.1563 | 162808.1563 | 126.4734 | 0.0062424 | 156705.1981 | 132.2638 | 160533.2922 | 156441.3 | 198.01 | 0.10962
171 | 150407.334 | 230.7373 | 172793.2949 | 154057.5 | 180.1995 | 0.025998 | 150407.334 | 126.0558 | 164488.4247 | 152272.4 | 119.39 | 0.056778
172 | 158089.5415 | 210.695 | 173704.4935 | 162719.1 | 145.92 | 0.01595 | 158089.5415 | 84.1524 | 165399.5728 | 158952.3728 | 138.7954 | 0.078342
173 | 156102.1473 | 200.5669 | 175698.9984 | 159893.3 | 157.1483 | 0.025998 | 156102.1473 | 61.8239 | 167394.0205 | 156718.2 | 139.34 | 0.084414
174 | 157929.2979 | 171.8597 | 174985.1422 | 160839.0056 | 169.9941 | 0.042914 | 157929.2979 | 27.5998 | 166680.0894 | 156755 | 200.73 | 0.14302
175 | 157646.9946 | 198.189 | 175136.8699 | 164195.5699 | 101.4331 | 0.0048419 | 157646.9946 | 43.687 | 166831.7555 | 158327.2 | 132.44 | 0.082853
176 | 148094.5319 | 207.5961 | 169353.3295 | 153121.3 | 129.5082 | 0.010175 | 148094.5319 | 80.6103 | 161048.1761 | 150285.2761 | 73.6603 | 0.050763
177 | 157436.2483 | 210.3172 | 173372.0659 | 164645.8 | 94.44 | 0.0031808 | 157436.2483 | 89.4794 | 165066.8123 | 158470.9 | 132.52 | 0.074422
178 | 160727.2217 | 198.2887 | 173291.7666 | 164952.1251 | 146.0939 | 0.021383 | 160727.2217 | 93.9774 | 164986.4276 | 157830.1276 | 222.2072 | 0.23452
179 | 154144.5284 | 225.9179 | 172743.3359 | 161116.4 | 103.3294 | 0.0033729 | 154144.5284 | 122.7694 | 164437.955 | 157691.6 | 80.7595 | 0.02952
180 | 157183.3967 | 229.1346 | 177343.951 | 162535.6 | 142.579 | 0.0099782 | 157183.3967 | 127.6516 | 169038.5309 | 159842 | 95.451 | 0.046025
181 | 153335.7564 | 206.9188 | 173113.5543 | 159358.0168 | 112.812 | 0.0060032 | 153335.7564 | 81.6762 | 164808.0462 | 154167.1 | 136.35 | 0.078708
182 | 153324.6518 | 191.2443 | 176352.7086 | 157703.9 | 134.48 | 0.017079 | 153324.6518 | 53.6676 | 168047.1413 | 153213.8 | 165.66 | 0.10462
183 | 152158.9294 | 200.136 | 177671.8037 | 158471.9 | 102.5772 | 0.0048419 | 152158.9294 | 67.4801 | 169366.2025 | 154752.7 | 50.3259 | 0.045811
184 | 151732.0754 | 227.8613 | 176678.3936 | 157908.8 | 119.4129 | 0.0052356 | 151732.0754 | 131.0891 | 168372.726 | 154086.3521 | 104.9258 | 0.049132
185 | 153152.832 | 241.0117 | 176003.7754 | 161758.2173 | 71.2774 | 0.0011513 | 153152.832 | 162.1508 | 167698.0233 | 159029.9 | 69.9245 | 0.006555
186 | 153099.9209 | 235.7992 | 172425.5622 | 160539.8 | 96.14 | 0.0024194 | 153099.9209 | 158.5045 | 164119.7127 | 157055.3 | 97.66 | 0.022454
187 | 151875.2489 | 244.5462 | 173821.6423 | 157686.7 | 136.9712 | 0.0066194 | 151875.2489 | 159.7293 | 165515.7226 | 155298.8 | 106.1787 | 0.030998
188 | 151356.4265 | 222.0408 | 171829.6681 | 157479.3938 | 117.1954 | 0.0053389 | 151356.4265 | 124.215 | 163523.6896 | 154811.9 | 82.043 | 0.030102
189 | 157248.0276 | 227.1399 | 177793.9253 | 163325.7 | 125.9301 | 0.0063656 | 157248.0276 | 151.4341 | 169487.865 | 159022 | 137.09 | 0.059768
190 | 157398.7475 | 223.4714 | 173085.5275 | 163715.6 | 119.0094 | 0.0055517 | 157398.7475 | 129.1448 | 164779.3831 | 158635.2831 | 142.9702 | 0.070042
191 | 152225.6946 | 217.0346 | 173644.9866 | 158634.6 | 109.2797 | 0.0045662 | 152225.6946 | 102.7934 | 165338.7604 | 154690 | 80.6 | 0.047553
192 | 152620.4748 | 190.9769 | 173109.2968 | 158154.8 | 112.61 | 0.0080481 | 152620.4748 | 46.8388 | 164802.9513 | 154894.7513 | 49.0536 | 0.050527
193 | 154648.6122 | 196.2797 | 171189.3093 | 157601.7 | 184.06 | 0.041535 | 154648.6122 | 64.5779 | 162882.7959 | 153303.8 | 224.18 | 0.15196
194 | 154419.8978 | 206.674 | 174997.7679 | 160145.9 | 119.3674 | 0.0074429 | 154419.8978 | 97.1931 | 166691.1044 | 158270.5 | 61.1762 | 0.024518
195 | 157684.253 | 214.0415 | 174334.0999 | 162802.8 | 138.21 | 0.011667 | 157684.253 | 116.2555 | 166027.2584 | 157534.2 | 181.4 | 0.1061
196 | 152984.1102 | 225.2333 | 173053.2799 | 156769.3 | 172.95 | 0.025001 | 152984.1102 | 132.1513 | 164746.2789 | 152568.6 | 198.9 | 0.11485
197 | 156348.3176 | 218.0564 | 172991.6172 | 159690.5 | 187.72 | 0.034515 | 156348.3176 | 124.0737 | 164684.4723 | 155091.1 | 220.7 | 0.14708
198 | 152534.0481 | 210.2867 | 172317.0178 | 156234.8 | 164.2657 | 0.025998 | 152534.0481 | 117.8713 | 164009.7602 | 154966.3 | 92.5212 | 0.048223
199 | 158801.9522 | 229.9524 | 173199.2123 | 165802.6 | 109.06 | 0.0037556 | 158801.9522 | 141.8622 | 164891.804 | 159561.804 | 165.0291 | 0.080942
200 | 155787.6335 | 225.0019 | 173251.6581 | 159509.6538 | 178.0618 | 0.027034 | 155787.6335 | 130.6698 | 164944.1657 | 154663.2 | 222.28 | 0.14169
201 | 154314.7041 | 212.2016 | 178689.8987 | 161898.6 | 84.7991 | 0.0023041 | 154314.7041 | 103.8007 | 170382.3184 | 157278.1498 | 74.1106 | 0.041342
202 | 155928.7959 | 206.4762 | 172798.7332 | 160274.1 | 147.3105 | 0.018288 | 155928.7959 | 98.2346 | 164491.0989 | 155872.2989 | 173.0128 | 0.10317
203 | 155437.1192 | 215.416 | 176673.4144 | 161499.3 | 118.3166 | 0.0061817 | 155437.1192 | 95.1559 | 168365.7402 | 156740.6 | 125.02 | 0.068427
204 | 158788.7429 | 195.2178 | 175670.1943 | 164459.3 | 116.6935 | 0.008534 | 158788.7429 | 79.6539 | 167362.4914 | 159538.5914 | 133.4483 | 0.081321
205 | 157599.1195 | 192.3924 | 171096.3064 | 164257.6 | 96.45 | 0.0045218 | 157599.1195 | 60.1249 | 162788.566 | 157559.1 | 162.84 | 0.10269
206 | 154752.4205 | 212.9017 | 166136.0102 | 158487.3 | 167.0558 | 0.026511 | 154752.4205 | 119.3581 | 157828.2852 | 153928.6852 | 202.3821 | 0.12967
207 | 157588.8218 | 221.4548 | 172477.16 | 161996.8 | 157.6585 | 0.01811 | 157588.8218 | 136.5042 | 164169.462 | 158701.062 | 148.1812 | 0.072706
208 | 153597.5055 | 235.0662 | 169696.807 | 162239.6 | 69.2551 | 0.0011401 | 153597.5055 | 170.7712 | 161389.1434 | 155596.1434 | 145.7642 | 0.05521
209 | 152056.2382 | 211.2678 | 176518.5137 | 161139.9 | 51.4172 | 0.00081782 | 152056.2382 | 112.7102 | 168210.9163 | 156835.7 | 60.14 | 0.012991
210 | 155182.1246 | 217.3391 | 170851.0227 | 161509 | 113.7 | 0.0051847 | 155182.1246 | 111.0921 | 162543.5077 | 156773.5077 | 120.6359 | 0.062622
211 | 159674.8338 | 206.8933 | 167386.6945 | 163611.3 | 159.4173 | 0.025001 | 159674.8338 | 83.2757 | 159079.2706 | 155770.0706 | 240.1122 | 0.3176
212 | 153305.8118 | 219.0417 | 169511.0679 | 157009.6 | 171.724 | 0.026253 | 153305.8118 | 96.7293 | 161203.7296 | 154715.9 | 121.82 | 0.06592
213 | 152933.9257 | 197.5921 | 174746.1039 | 156621.4 | 155.5 | 0.026511 | 152933.9257 | 71.6517 | 166438.8163 | 152604.6374 | 179.132 | 0.11221
214 | 152721.4065 | 215.7544 | 177677.5985 | 160354.4 | 83.5649 | 0.0021101 | 152721.4065 | 120.6861 | 169370.3881 | 157372.5 | 66.14 | 0.014185
215 | 153567.2987 | 199.6834 | 176637.145 | 160357.1044 | 94.3214 | 0.0037191 | 153567.2987 | 95.9907 | 168330.0175 | 155799.4 | 84.38 | 0.051478
216 | 154389.7531 | 254.093 | 177092.5484 | 160714.3 | 132.1973 | 0.0050844 | 154389.7531 | 184.6327 | 168785.4671 | 157723.5844 | 125.3147 | 0.033847
217 | 152047.4615 | 221.5329 | 173592.2057 | 157672.4 | 128.231 | 0.007516 | 152047.4615 | 147.0573 | 165285.1931 | 155167.7931 | 102.1354 | 0.037688
218 | 154611.3842 | 261.1404 | 174120.2906 | 163760.9909 | 65.7145 | 0.00085877 | 154611.3842 | 218.2273 | 165813.3471 | 159592.4471 | 113.9247 | 0.012014
219 | 150258.7787 | 229.6407 | 178802.0482 | 157106 | 103.8802 | 0.0032436 | 150258.7787 | 156.8531 | 170495.226 | 154152.8 | 96.4613 | 0.022235
220 | 153328.8971 | 248.603 | 173282.5112 | 158174.3 | 163.6748 | 0.012739 | 153328.8971 | 162.3204 | 164975.8304 | 155119.7 | 146.44 | 0.058663
221 | 153380.1774 | 219.8425 | 179916.9956 | 158615.8156 | 136.5242 | 0.0099782 | 153380.1774 | 136.0146 | 171610.4481 | 156852.7 | 90.2169 | 0.030696
222 | 153264.5116 | 231.8093 | 176725.4988 | 160097.9 | 108.2259 | 0.0035765 | 153264.5116 | 131.0148 | 168419.0678 | 157387.7 | 78.6643 | 0.020165
223 | 153422.6594 | 218.2938 | 172983.8219 | 159042.5 | 127.5307 | 0.0078156 | 153422.6594 | 108.4195 | 164677.5012 | 155138.6 | 114.29 | 0.060047
224 | 153325.1628 | 207.1166 | 175000.8852 | 157607 | 147.59 | 0.018288 | 153325.1628 | 98.0043 | 166694.6774 | 153231.2 | 175.05 | 0.10413
225 | 152538.1874 | 234.7536 | 169455.4924 | 158581.2 | 126.8043 | 0.0058297 | 152538.1874 | 150.1782 | 161149.4247 | 155574.8403 | 105.6643 | 0.040013
226 | 152369.1765 | 245.568 | 174207.3823 | 158642.8 | 127.0058 | 0.004986 | 152369.1765 | 172.0185 | 165901.4749 | 154812.2 | 132.47 | 0.047999
227 | 153553.7821 | 206.5933 | 176987.5375 | 161223.4 | 80.11 | 0.0021308 | 153553.7821 | 105.6781 | 168681.807 | 155920 | 86.62 | 0.049362
228 | 159999.7547 | 222.0103 | 175272.5885 | 167332.1 | 99.5842 | 0.0031808 | 159999.7547 | 115.3352 | 166967.0629 | 160956.6629 | 148.6986 | 0.076535
229 | 155989.584 | 210.6841 | 174285.5326 | 161251.4 | 132.09 | 0.010376 | 155989.584 | 115.7347 | 165980.274 | 158774.7 | 84.9342 | 0.043927
230 | 150795.4865 | 221.7965 | 169251.2885 | 156381.6 | 128.2201 | 0.007516 | 150795.4865 | 141.0951 | 160946.2986 | 153897.1 | 97.8983 | 0.037321
231 | 150902.2915 | 226.3129 | 176322.0206 | 157613.5 | 106.0328 | 0.0036116 | 150902.2915 | 140.3493 | 168017.2881 | 155534.0581 | 76.4211 | 0.01391
232 | 156371.237 | 226.2171 | 175187.1282 | 161145.3 | 152.5103 | 0.014185 | 156371.237 | 136.324 | 166882.6677 | 157480.1 | 150.32 | 0.072706
233 | 158065.391 | 225.0595 | 176949.6738 | 164933.8 | 108.8335 | 0.0039824 | 158065.391 | 138.3241 | 168645.5104 | 160713.4 | 103.78 | 0.04624
234 | 154498.4079 | 219.8025 | 175812.3542 | 159865.7 | 134.5378 | 0.00941 | 154498.4079 | 139.4018 | 167508.5246 | 157053.9246 | 105.5417 | 0.046892
235 | 154039.0655 | 225.9573 | 175839.3167 | 158889.6 | 149.1398 | 0.012864 | 154039.0655 | 144.7979 | 167535.8211 | 156760.2 | 106.6674 | 0.044339
236 | 152033.3717 | 242.5321 | 177928.9889 | 160118.7889 | 82.4813 | 0.0015435 | 152033.3717 | 162.882 | 169625.8044 | 155384.2 | 109.48 | 0.03255
237 | 155785.8771 | 240.5201 | 167175.7261 | 159170.7261 | 204.7221 | 0.033518 | 155785.8771 | 182.3886 | 158872.915 | 152039.715 | 273.5829 | 0.31028
238 | 153685.9132 | 243.9161 | 171812.5092 | 159787.9 | 131.44 | 0.005773 | 153685.9132 | 160.4002 | 163510.1195 | 156676.4195 | 113.9185 | 0.040767
239 | 156074.0099 | 213.0798 | 173234.0736 | 161751.9 | 125.2708 | 0.0079698 | 156074.0099 | 123.0688 | 164931.9769 | 157520.6 | 129.32 | 0.065613
240 | 151276.1063 | 228.1327 | 176029.5026 | 157147.1 | 125.9435 | 0.0063037 | 151276.1063 | 122.2536 | 167727.7205 | 153668.3 | 97.14 | 0.048449
241 | 147307.8115 | 251.4304 | 172320.4767 | 153411.4 | 129.0735 | 0.0048895 | 147307.8115 | 185.3599 | 164019.009 | 151802.8 | 101.4209 | 0.014185
242 | 155494.2719 | 226.5632 | 165170.1469 | 159648.5469 | 146.77 | 0.020563 | 155494.2719 | 163.2921 | 156868.9981 | 152346.3981 | 244.9382 | 0.25987
243 | 160065.2631 | 237.8769 | 172346.7944 | 164037.1944 | 182.1863 | 0.024758 | 160065.2631 | 168.4153 | 164046.044 | 157083.644 | 252.623 | 0.24117
244 | 154703.9104 | 248.3713 | 173812.1196 | 159945.2 | 155.1762 | 0.010175 | 154703.9104 | 154.7937 | 165511.8199 | 156823.4 | 132.05 | 0.053436
245 | 152474.3323 | 228.5454 | 174197.121 | 156760.5 | 162.24 | 0.017934 | 152474.3323 | 125.9712 | 165897.2668 | 154104.8301 | 128.3964 | 0.061465
246 | 154881.3546 | 209.4746 | 170872.4967 | 161489.8088 | 103.7229 | 0.0043062 | 154881.3546 | 101.304 | 162573.074 | 156355.174 | 118.0457 | 0.065004
247 | 154611.3016 | 199.0369 | 173380.6829 | 161056.4136 | 101.4372 | 0.0047482 | 154611.3016 | 92.1467 | 165081.7349 | 156765 | 85.29 | 0.05294
248 | 157972.5375 | 199.7951 | 171606.6303 | 163150.1 | 128.08 | 0.01133 | 157972.5375 | 79.0983 | 163308.1336 | 157429.5336 | 188.2492 | 0.11867
249 | 154471.8707 | 195.6942 | 173812.3483 | 161554.1 | 87.72 | 0.0031808 | 154471.8707 | 72.9506 | 165514.3643 | 156353.5839 | 84.3422 | 0.05731
250 | 147815.1229 | 204.5455 | 173215.7674 | 151698.5 | 150.7464 | 0.021383 | 147815.1229 | 84.9861 | 164918.2136 | 148044.7 | 160.18 | 0.093976
251 | 152362.1354 | 245.1303 | 174516.9369 | 158232.7 | 136.34 | 0.0064913 | 152362.1354 | 160.4666 | 166219.7357 | 155802.3186 | 106.5805 | 0.030696
252 | 152295.6858 | 221.1406 | 167955.5425 | 156978.1 | 148.3858 | 0.01391 | 152295.6858 | 139.7996 | 159658.7125 | 153185.0125 | 154.4936 | 0.077253
253 | 154305.4356 | 222.7429 | 172714.4192 | 160423.4 | 120.2124 | 0.0058297 | 154305.4356 | 119.0852 | 164417.9658 | 156489.7 | 103.97 | 0.052204
254 | 153923.4073 | 204.6862 | 177688.7321 | 157664.9 | 159.6323 | 0.025998 | 153923.4073 | 85.8868 | 169392.6707 | 156429.9 | 67.421 | 0.047332
255 | 156798.9821 | 218.0748 | 168038.73 | 159251.7 | 222.28 | 0.048903 | 156798.9821 | 107.2176 | 159743.0251 | 152027.9251 | 242.2206 | 0.41825
256 | 150589.5057 | 213.8788 | 173448.6102 | 157123.4 | 103.6289 | 0.0040215 | 150589.5057 | 123.9282 | 165153.1747 | 154834.47 | 71.8872 | 0.01776
257 | 149594.5465 | 215.22 | 174403.2916 | 155398.3 | 118.86 | 0.0063037 | 149594.5465 | 123.8492 | 166108.1292 | 151724.4 | 105.53 | 0.052204
258 | 157783.825 | 202.9497 | 177169.2474 | 164327.4 | 104.07 | 0.0048419 | 157783.825 | 85.6128 | 168874.3543 | 158737 | 130.99 | 0.076535
259 | 160352.08 | 218.7278 | 175824.1368 | 166815.2 | 115.92 | 0.0054443 | 160352.08 | 98.225 | 167529.4479 | 161113 | 150.89 | 0.081321
260 | 149704.4199 | 215.9585 | 174567.5174 | 155523.1 | 119.0371 | 0.0062424 | 149704.4199 | 103.2598 | 166273.0526 | 151252.2 | 116.25 | 0.062622
261 | 154807.3645 | 198.2946 | 168394.0404 | 160472.3404 | 115.9519 | 0.0078156 | 154807.3645 | 104.0936 | 160099.8199 | 154528.4199 | 172.7628 | 0.11013
262 | 154952.4606 | 228.6553 | 169977.3972 | 160231.8325 | 140.9609 | 0.0099782 | 154952.4606 | 148.245 | 161683.4821 | 154664.461 | 195.3784 | 0.11065
263 | 154697.9443 | 230.16 | 171456.0051 | 160424.1438 | 133.1538 | 0.007516 | 154697.9443 | 148.8049 | 163162.3226 | 156011.4226 | 149.4128 | 0.068109
264 | 157278.0926 | 236.7811 | 174445.1511 | 164310.1 | 110.1087 | 0.0035417 | 157278.0926 | 161.3309 | 166151.6775 | 160144.6 | 117.51 | 0.043316
265 | 156026.5437 | 240.5498 | 176079.6701 | 162067 | 133.1358 | 0.0063656 | 156026.5437 | 165.2769 | 167786.4261 | 159194.1 | 115.3281 | 0.038432
266 | 148944.6742 | 233.8479 | 171626.9731 | 152547.4 | 183.1445 | 0.026253 | 148944.6742 | 149.7817 | 163333.9666 | 151276.6 | 117.5414 | 0.048675
267 | 152192.7033 | 236.3795 | 178144.1713 | 159712.9 | 93.5305 | 0.0022375 | 152192.7033 | 148.8622 | 169851.3611 | 156934.2147 | 80.0446 | 0.013247
268 | 151732.1311 | 210.3609 | 175809.8403 | 155707.6 | 155.2545 | 0.021593 | 151732.1311 | 94.4194 | 167517.245 | 151870.5 | 168.82 | 0.097096
269 | 153059.2743 | 182.6486 | 170882.7457 | 157018.3 | 135.702 | 0.022235 | 153059.2743 | 49.1987 | 162590.3805 | 153001.3805 | 156.0094 | 0.10317
270 | 152197.1029 | 194.3752 | 171229.4445 | 159009.7 | 90.2444 | 0.0035073 | 152197.1029 | 64.7657 | 162937.3374 | 153735 | 93.82 | 0.063209
271 | 152595.0791 | 203.0292 | 176824.2933 | 162075.3 | 42.26 | 0.00064686 | 152595.0791 | 98.1354 | 168532.4817 | 157357.8 | 52.69 | 0.013247
272 | 155236.0445 | 201.9829 | 175471.5184 | 161634.6304 | 104.3312 | 0.004986 | 155236.0445 | 105.9884 | 167179.9481 | 156322.6 | 130.23 | 0.073046
273 | 151118.0396 | 206.2716 | 171836.0734 | 156066.9 | 132.3165 | 0.011441 | 151118.0396 | 76.3912 | 163544.7691 | 153087 | 82.83 | 0.05521
274 | 153964.266 | 172.3698 | 179650.9488 | 161227.2 | 73.8966 | 0.0027741 | 153964.266 | 31.042 | 171359.8846 | 157494.9143 | 20.4564 | 0.029809
275 | 155597.8079 | 191.6775 | 174734.3477 | 161562 | 107.17 | 0.0066194 | 155597.8079 | 62.9014 | 166443.5372 | 156249.2 | 132.05 | 0.08324
276 | 151666.3159 | 216.2174 | 170614.1332 | 157627.8 | 117.7809 | 0.0060032 | 151666.3159 | 114.3152 | 162323.6166 | 154472.9 | 82.8 | 0.042714
277 | 154565.895 | 209.7259 | 175743.8474 | 160414.2 | 118.7905 | 0.0069508 | 154565.895 | 99.1165 | 167453.6428 | 158261.4 | 63.8882 | 0.027034
278 | 154831.564 | 221.7285 | 171581.3589 | 161319.6 | 112.29 | 0.0046563 | 154831.564 | 117.2522 | 163291.4835 | 156127.7 | 135.45 | 0.068427
279 | 159002.5176 | 208.8192 | 172695.9154 | 162840.2 | 163.8452 | 0.026511 | 159002.5176 | 96.4597 | 164406.2758 | 158731.3758 | 183.2609 | 0.10962
280 | 154901.0242 | 231.265 | 176281.3771 | 161985.6 | 104.0469 | 0.003212 | 154901.0242 | 145.4407 | 167991.9912 | 157743.5912 | 105.6701 | 0.042914
281 | 152325.3574 | 206.564 | 177244.9277 | 158754 | 103.6964 | 0.0045218 | 152325.3574 | 92.0313 | 168955.7408 | 155296.5565 | 64.51 | 0.040767
282 | 152280.7534 | 231.1406 | 175276.4008 | 161776.7 | 47.32 | 0.00062817 | 152280.7534 | 144.4827 | 166987.4084 | 158104 | 62.5901 | 0.0066844
283 | 157871.2761 | 215.8501 | 172433.1167 | 162707.6 | 145.189 | 0.014047 | 157871.2761 | 130.1414 | 164144.3651 | 158835.1651 | 148.1257 | 0.076179
284 | 156701.6171 | 258.0791 | 178494.9829 | 161964.5 | 162.36 | 0.010478 | 156701.6171 | 189.6853 | 170206.4287 | 157824.1 | 192.56 | 0.072368
285 | 157579.6791 | 216.5129 | 175572.7854 | 163174.9 | 130.0748 | 0.0087025 | 157579.6791 | 132.8253 | 167284.444 | 158693.7 | 144.64 | 0.072706
286 | 153940.446 | 205.3565 | 174132.8618 | 161969.6 | 72.9407 | 0.0017019 | 153940.446 | 101.1295 | 165844.6815 | 156063.4 | 92.49 | 0.053187
287 | 156917.7121 | 210.144 | 173877.4961 | 164496.7 | 86.6 | 0.0024914 | 156917.7121 | 97.564 | 165589.498 | 158458.1 | 114.98 | 0.0641
288 | 152925.175 | 201.7645 | 178478.9976 | 156631.8 | 158.058 | 0.026253 | 152925.175 | 72.7683 | 170191.2287 | 154824.3 | 84.06 | 0.056778
289 | 155926.0479 | 188.9579 | 173760.2847 | 162139.6265 | 101.4185 | 0.0057169 | 155926.0479 | 37.2209 | 165472.6822 | 157820.7 | 64.1 | 0.05731
290 | 152697.2467 | 195.3694 | 170375.4751 | 161635.6037 | 51.0125 | 0.00091956 | 152697.2467 | 64.5407 | 162088.0609 | 155623.6892 | 46.1172 | 0.041342
291 | 152454.1648 | 213.3266 | 175372.7827 | 159661.2594 | 91.1379 | 0.0027471 | 152454.1648 | 103.4358 | 167085.5226 | 154787.6 | 86.16 | 0.049592
292 | 151688.3068 | 238.4679 | 172098.7901 | 158272 | 115.495 | 0.0040215 | 151688.3068 | 175.4353 | 163811.6895 | 155875.5316 | 103.5201 | 0.018832
293 | 155849.0689 | 239.3431 | 170703.087 | 160839.7 | 156.093 | 0.012251 | 155849.0689 | 163.9069 | 162416.1531 | 157117.2 | 161.98 | 0.069392
294 | 157377.0012 | 242.1115 | 181848.2632 | 163236.2 | 139.3009 | 0.0073705 | 157377.0012 | 165.1896 | 173561.5067 | 160700.2 | 113.2814 | 0.035542
295 | 150041.2854 | 215.174 | 175011.3168 | 156168 | 112.3662 | 0.0051847 | 150041.2854 | 110.5801 | 166724.7489 | 153560.4459 | 72.0182 | 0.028112
296 | 155314.1248 | 221.5625 | 172149.1447 | 160543.8539 | 139.1057 | 0.010376 | 155314.1248 | 125.5371 | 163862.7281 | 156297.8 | 148.95 | 0.075471
297 | 154699.8869 | 228.955 | 175888.9112 | 161762 | 103.3 | 0.003212 | 154699.8869 | 129.259 | 167602.6606 | 156185.4 | 135.97 | 0.064701
298 | 160047.5752 | 229.7105 | 174737.5008 | 163909.5 | 180.2769 | 0.026511 | 160047.5752 | 139.0598 | 166451.4865 | 161058.4865 | 156.7121 | 0.075471
299 | 155713.8243 | 237.7246 | 173920.4679 | 160727.3 | 154.43 | 0.012014 | 155713.8243 | 145.1574 | 165634.6901 | 157733.5 | 128.33 | 0.05521
300 | 158423.7444 | 213.4241 | 176823.6938 | 164410.2 | 121.04 | 0.0069508 | 158423.7444 | 110.3488 | 168538.1353 | 159256.8 | 146.85 | 0.079076
301 | 156755.0307 | 222.5142 | 175978.0979 | 165759.6 | 61.69 | 0.0010239 | 156755.0307 | 125.5991 | 167692.7708 | 160567.4708 | 76.79 | 0.025998
302 | 152830.1218 | 215.7837 | 167040.1948 | 155683 | 201.91 | 0.042318 | 152830.1218 | 121.7316 | 158755.0759 | 149925.2003 | 230.9322 | 0.24572
303 | 158600.3611 | 226.7837 | 173890.0474 | 164449.2409 | 131.6596 | 0.0075898 | 158600.3611 | 149.3983 | 165605.1571 | 160991.7571 | 119.404 | 0.050057
304 | 154211.9805 | 242.9991 | 173886.9752 | 160096.9 | 136.4746 | 0.0066844 | 154211.9805 | 174.0963 | 165602.2239 | 156480.6239 | 140.4308 | 0.051
305 | 154846.1332 | 235.8243 | 172442.0564 | 162487.1918 | 93.5416 | 0.0022595 | 154846.1332 | 159.5868 | 164157.4811 | 157595.3 | 117.35 | 0.044132
306 | 153875.8963 | 247.1871 | 175420.384 | 161313.8456 | 101.7266 | 0.0024914 | 153875.8963 | 182.061 | 167136.0315 | 158225.1 | 105.66 | 0.017587
307 | 156274.5936 | 257.9829 | 174334.2845 | 160872.5 | 178.1426 | 0.015795 | 156274.5936 | 198.3313 | 166050.1708 | 158858.4 | 149.9949 | 0.046892
308 | 158069.7191 | 269.5734 | 174666.5371 | 164678 | 136.9068 | 0.004702 | 158069.7191 | 217.7048 | 166382.6404 | 160737.9553 | 162.8961 | 0.046025
309 | 154978.4998 | 238.3893 | 172478.0209 | 158717 | 187.1355 | 0.026511 | 154978.4998 | 172.6666 | 164194.318 | 154975.8 | 209.53 | 0.10126
310 | 148596.9445 | 219.8159 | 176420.5962 | 155294.5879 | 101.0471 | 0.003406 | 148596.9445 | 130.5277 | 168137.0838 | 153474.2 | 66.9757 | 0.01133
311 | 154320.4524 | 206.4133 | 172950.7316 | 159799.4 | 124.0175 | 0.0087025 | 154320.4524 | 102.4653 | 164667.4108 | 155031.7 | 144.83 | 0.081701
312 | 149720.5838 | 222.3653 | 175392.5392 | 157340.1 | 83.1339 | 0.0019324 | 149720.5838 | 120.9815 | 167109.4341 | 153613 | 74.25 | 0.022019
313 | 152352.3517 | 213.2475 | 174653.5591 | 159200.7 | 98.4111 | 0.0034394 | 152352.3517 | 121.3284 | 166370.6713 | 156007.1919 | 78.0614 | 0.026771
314 | 155001.0445 | 208.4303 | 172079.142 | 160972.2 | 115.9464 | 0.0064913 | 155001.0445 | 110.7563 | 163796.4548 | 155734.4 | 146.79 | 0.081321
315 | 156828.358 | 210.0098 | 169583.3829 | 161143.8 | 150.9169 | 0.019017 | 156828.358 | 91.2978 | 161300.8779 | 156170.9779 | 200.8123 | 0.12318
316 | 157083.3613 | 227.4638 | 172358.1263 | 163450.5 | 119.7903 | 0.0053389 | 157083.3613 | 133.4554 | 164075.8308 | 158390.6665 | 143.7541 | 0.068747
317 | 151620.31 | 238.0797 | 174904.837 | 158258.6 | 113.97 | 0.0038673 | 151620.31 | 177.7787 | 166622.7771 | 155906.7 | 103.1547 | 0.017587
318 | 154113.0576 | 242.6683 | 171583.3075 | 160387.4 | 127.1568 | 0.0052356 | 154113.0576 | 186.8188 | 163301.4821 | 156190.5821 | 157.0447 | 0.053937
319 | 153702.0381 | 226.2904 | 175696.1423 | 160129.1678 | 114.8941 | 0.004702 | 153702.0381 | 142.6454 | 167414.5729 | 155667.8 | 125.54 | 0.055728
320 | 156276.9414 | 194.72 | 170365.1963 | 162074.4 | 112.416 | 0.0074429 | 156276.9414 | 73.3047 | 162083.8435 | 155900.5 | 177.73 | 0.11326
321 | 154712.0755 | 195.9407 | 173437.2277 | 158446.6 | 153.7274 | 0.026511 | 154712.0755 | 93.4112 | 165156.1149 | 155833.9333 | 122.3252 | 0.072031
322 | 154323.2967 | 227.131 | 166593.177 | 158902.4 | 156.0016 | 0.015338 | 154323.2967 | 123.0176 | 158312.2987 | 153365.3 | 222.28 | 0.13523
323 | 154964.2947 | 228.303 | 172886.513 | 159594.5 | 156.1086 | 0.015042 | 154964.2947 | 137.1894 | 164605.8774 | 155853.5 | 158.41 | 0.077614
324 | 151397.1221 | 213.2428 | 172334.1584 | 156198.9 | 140.0333 | 0.012615 | 151397.1221 | 99.5851 | 164053.7674 | 153698.9 | 84.16 | 0.049824
325 | 153138.9861 | 207.0441 | 176628.2143 | 159620.274 | 103.5727 | 0.0044778 | 153138.9861 | 93.9198 | 168348.0441 | 156440.7 | 63.79 | 0.033847
326 | 151320.2581 | 216.1435 | 175472.0131 | 156953.5 | 124.3683 | 0.0073705 | 151320.2581 | 110.4337 | 167192.0639 | 154709.7856 | 73.6411 | 0.031302
327 | 150568.971 | 228.2752 | 177094.3724 | 155579 | 144.6596 | 0.01079 | 150568.971 | 151.3234 | 168814.6298 | 153038.1 | 115.0699 | 0.047111
328 | 154421.0249 | 248.681 | 179093.9233 | 163318.8 | 68.2939 | 0.0010041 | 154421.0249 | 180.2346 | 170814.3703 | 160042.8094 | 82.9556 | 0.0079698
329 | 153603.6069 | 250.0675 | 178073.086 | 159423.6528 | 141.4447 | 0.0068832 | 153603.6069 | 196.0804 | 169793.7362 | 157312.0024 | 125.7129 | 0.026511
330 | 154434.2363 | 244.322 | 174294.0624 | 159890.2 | 147.424 | 0.0088742 | 154434.2363 | 180.0161 | 166014.8997 | 157040.2 | 134.7114 | 0.046025
331 | 152129.5968 | 273.0834 | 179538.0763 | 160723.9 | 79.53 | 0.001118 | 152129.5968 | 235.071 | 171259.0985 | 158631.1 | 86.2446 | 0.0043062
332 | 153182.0572 | 231.4914 | 169873.5593 | 158018.9 | 152.4971 | 0.012739 | 153182.0572 | 170.8749 | 161594.7858 | 154815.4 | 156.94 | 0.061465
333 | 151561.0816 | 229.355 | 178318.0368 | 158994.5 | 91.9921 | 0.0023267 | 151561.0816 | 147.9375 | 170039.432 | 156985.3155 | 69.4355 | 0.008451
334 | 156501.9861 | 218.9488 | 175065.3405 | 162443.3405 | 123.6061 | 0.0068163 | 156501.9861 | 118.2294 | 166786.8949 | 157333.4 | 151.34 | 0.079076
335 | 154652.1666 | 230.4809 | 170126.6792 | 159635.4 | 149.6338 | 0.012014 | 154652.1666 | 141.5604 | 161848.4181 | 155923.9181 | 148.3235 | 0.069069
336 | 155292.505 | 231.113 | 167441.5896 | 159564.0778 | 166.1178 | 0.019017 | 155292.505 | 164.3723 | 159163.5356 | 154334 | 227.42 | 0.13523
337 | 159230.9845 | 218.2809 | 179571.4783 | 165019.3 | 128.4177 | 0.0079698 | 159230.9845 | 129.1238 | 171293.6688 | 160550.4 | 138.49 | 0.068747
338 | 155337.3907 | 211.2443 | 174658.8303 | 159092.4 | 165.5317 | 0.026253 | 155337.3907 | 111.9809 | 166381.2671 | 157031.1 | 115.51 | 0.060894
339 | 149560.8188 | 199.9784 | 168766.7316 | 153185.1 | 156.374 | 0.026253 | 149560.8188 | 87.3234 | 160489.3841 | 151991.4 | 68.5489 | 0.047332
340 | 153156.1194 | 243.3354 | 172341.1072 | 158504 | 148.3048 | 0.0092279 | 153156.1194 | 162.9429 | 164063.9183 | 155770.5 | 121.4644 | 0.045598
341 | 157794.4736 | 233.2531 | 168518.9664 | 161771.2 | 176.1464 | 0.023809 | 157794.4736 | 160.8787 | 160241.9048 | 154681.5048 | 241.3181 | 0.25387
342 | 155818.6096 | 232.116 | 173208.677 | 161800.6 | 129.58 | 0.006555 | 155818.6096 | 162.946 | 164931.7884 | 156788.2 | 169.65 | 0.075824
343 | 153590.6934 | 214.0484 | 171862.3233 | 157299.8 | 167.8705 | 0.026511 | 153590.6934 | 119.2166 | 163585.6495 | 156005.5 | 94.79 | 0.048675
344 | 148029.7414 | 220.9963 | 172683.0052 | 154681.4 | 102.0403 | 0.0034732 | 148029.7414 | 135.0403 | 164406.5037 | 150263.8 | 109.24 | 0.050057
345 | 153921.3338 | 240.4539 | 177064.0846 | 161163.791 | 103.5106 | 0.0028014 | 153921.3338 | 174.6762 | 168787.7663 | 158475.4 | 97.9642 | 0.015489
346 | 153641.907 | 268.9682 | 165918.7756 | 158657.1 | 172.9533 | 0.011553 | 153641.907 | 235.5994 | 157642.6437 | 153847.0437 | 277.1004 | 0.095301
347 | 151643.5451 | 258.718 | 169502.0657 | 157580.1 | 141.54 | 0.0061216 | 151643.5451 | 227.9461 | 161226.1894 | 154690.2 | 159.77 | 0.03919
348 | 154901.4747 | 249.0243 | 171634.0054 | 160974.4 | 136.0255 | 0.0060621 | 154901.4747 | 200.5245 | 163358.3959 | 158324.5 | 134.61 | 0.032233
349 | 150146.1712 | 243.3969 | 174494.8362 | 157373.2965 | 100.897 | 0.0025406 | 150146.1712 | 174.221 | 166219.4861 | 154377.9 | 101.3135 | 0.01776
350 | 152779.6025 | 213.9211 | 174510.0927 | 156469.9 | 167.7401 | 0.026253 | 152779.6025 | 120.9386 | 166234.9992 | 154517.5542 | 118.0969 | 0.05949
351 | 156178.974 | 247.0364 | 172262.4297 | 163812.3 | 99.7027 | 0.0023495 | 156178.974 | 183.8445 | 163987.5807 | 158324.6807 | 153.2328 | 0.053436
352 | 156927.8314 | 216.9033 | 175857.6387 | 163366.5472 | 112.6416 | 0.0050844 | 156927.8314 | 125.1141 | 167583.0651 | 160400.6 | 83.93 | 0.032233
353 | 152835.709 | 241.0913 | 169338.3231 | 158785.2 | 132.6796 | 0.0062424 | 152835.709 | 169.9258 | 161064.0405 | 154262.7 | 162.3 | 0.065613
354 | 156667.7788 | 231.9689 | 174987.9362 | 162237.6 | 139.21 | 0.0086178 | 156667.7788 | 134.9694 | 166713.9708 | 159956.3 | 92.8081 | 0.035891
355 | 152889.3608 | 238.6446 | 172140.7629 | 156745.7 | 180.0804 | 0.023809 | 152889.3608 | 170.4845 | 163867.1112 | 153030.4 | 202.46 | 0.097096
356 | 159170.4805 | 233.7739 | 168292.965 | 161415.3 | 248.22 | 0.052448 | 159170.4805 | 158.5036 | 160019.6173 | 152245.7336 | 237.7554 | 0.77069
357 | 152465.9205 | 219.0235 | 175790.967 | 159589 | 95.3638 | 0.002913 | 152465.9205 | 129.8062 | 167517.8884 | 156232.7 | 82.145 | 0.025001
358 | 153771.1418 | 230.695 | 174321.7554 | 157901.3 | 168.0204 | 0.020165 | 153771.1418 | 125.954 | 166048.9598 | 153667.5 | 193.86 | 0.10462
359 | 151706.9347 | 218.9375 | 165688.4959 | 156750.7 | 138.8315 | 0.010896 | 151706.9347 | 110.7874 | 157415.9957 | 152038.8957 | 168.0789 | 0.091382
360 | 153037.4007 | 228.2624 | 175577.8644 | 159593.9 | 112.44 | 0.0042643 | 153037.4007 | 137.1382 | 167305.6642 | 154874.3 | 126.82 | 0.057847
361 | 153350.2148 | 243.5127 | 172789.1579 | 160047.4 | 116.9698 | 0.0039053 | 153350.2148 | 170.9013 | 164517.2715 | 156053.9 | 125.98 | 0.044546
362 | 155587.8739 | 214.2731 | 172052.3138 | 160129.7 | 148.6884 | 0.016106 | 155587.8739 | 132.1612 | 163780.7687 | 157542.1687 | 118.2881 | 0.05625
363 | 157539.3731 | 246.5241 | 173194.1544 | 162665.6 | 158.895 | 0.011667 | 157539.3731 | 177.8439 | 164922.9554 | 158297.3 | 192.09 | 0.080942
364 | 155618.4227 | 241.6595 | 171914.4844 | 161022.8587 | 147.9566 | 0.00941 | 155618.4227 | 161.7227 | 163643.6157 | 158080.1157 | 125.5656 | 0.048449
365 | 154482.5179 | 236.956 | 172224.0794 | 160240.4 | 136.1888 | 0.0072989 | 154482.5179 | 158.9456 | 163953.5384 | 155762.9 | 156.74 | 0.068747
366 | 155831.8184 | 207.6752 | 174007.0652 | 160584.4 | 140.11 | 0.014185 | 155831.8184 | 106.012 | 165736.8713 | 156409.9 | 151.13 | 0.085205
367 | 154540.5782 | 234.5545 | 174316.1533 | 158285.3 | 183.4202 | 0.026253 | 154540.5782 | 142.9901 | 166046.3091 | 156978.9 | 112.2323 | 0.048449
368 | 162034.4511 | 212.0474 | 169267.4961 | 163148.6 | 267.49 | 0.073388 | 162034.4511 | 113.3702 | 160997.9691 | 151930.7691 | 230.4296 | 1.8614
369 | 155422.9571 | 238.6014 | 175438.9804 | 161012.2 | 141.7457 | 0.0082875 | 155422.9571 | 154.8196 | 167169.7043 | 158003.2 | 116.87 | 0.046674
370 | 154588.6608 | 244.2776 | 175722.8141 | 160458.1 | 137.8887 | 0.0068163 | 154588.6608 | 169.2853 | 167453.7779 | 158314.2 | 108.64 | 0.026511
371 | 153900.6409 | 252.7089 | 176448.6171 | 160391.3 | 126.9712 | 0.0045218 | 153900.6409 | 191.292 | 168179.8127 | 156883.8 | 136.07 | 0.040958
372 | 159321.8049 | 232.2974 | 173553.1297 | 164375.1 | 152.5421 | 0.012615 | 159321.8049 | 150.3396 | 165284.5678 | 160314.0618 | 161.2771 | 0.075824
373 | 157257.2692 | 219.2445 | 174974.3299 | 162350.3 | 141.8057 | 0.011781 | 157257.2692 | 120.4912 | 166705.9789 | 157937.8 | 157.26 | 0.082853
374 | 146553.665 | 216.0417 | 174977.2174 | 153547.6 | 90.8666 | 0.0026418 | 146553.665 | 124.9294 | 166709.0839 | 151460.2656 | 62.8913 | 0.010581
375 | 150129.6101 | 240.7443 | 170687.3992 | 154467.1 | 168.1216 | 0.016586 | 150129.6101 | 171.3466 | 162419.496 | 152760.3 | 126.5855 | 0.044754
376 | 152411.2756 | 225.8365 | 167860.0877 | 159573.0877 | 97.4278 | 0.0028289 | 152411.2756 | 146.1354 | 159592.4024 | 154025.2566 | 137.2472 | 0.061752
377 | 153394.0751 | 217.1287 | 173572.2904 | 160573.2 | 94.2731 | 0.0028847 | 153394.0751 | 129.1782 | 165304.8673 | 157557.9 | 77.1006 | 0.019775
378 | 159632.9873 | 229.9066 | 175279.6503 | 163590.4 | 176.23 | 0.024758 | 159632.9873 | 142.7222 | 167012.5108 | 158255.0108 | 230.2486 | 0.15125
379 | 156374.0277 | 226.7803 | 173715.8224 | 164909.8 | 72.43 | 0.0013461 | 156374.0277 | 141.2446 | 165448.8856 | 159762.2 | 95.71 | 0.033518
380 | 152671.3206 | 231.4903 | 175992.8753 | 160013.4875 | 96.1067 | 0.0025406 | 152671.3206 | 140.6328 | 167726.1305 | 157457.7 | 75.2122 | 0.012991
381 | 158308.3356 | 218.909 | 171697.4957 | 163214.1 | 146.1041 | 0.013509 | 158308.3356 | 106.5726 | 163430.9548 | 158132.0548 | 187.7798 | 0.10659
382 | 156254.5481 | 246.2528 | 169334.2302 | 161461.7 | 155.8683 | 0.01079 | 156254.5481 | 164.7348 | 161067.8827 | 156786.3827 | 185.3267 | 0.086406
383 | 153718.5019 | 218.9733 | 170541.5548 | 157076.7 | 185.66 | 0.033192 | 153718.5019 | 138.2375 | 162275.4104 | 152353.9 | 219.31 | 0.15338
384 | 155774.4122 | 248.8156 | 167746.4258 | 160799.3 | 161.4072 | 0.011897 | 155774.4122 | 193.8621 | 159480.4963 | 155402.182 | 247.9591 | 0.11326
385 | 156197.2271 | 247.2405 | 167240.4468 | 160664 | 173.73 | 0.017079 | 156197.2271 | 172.8048 | 158974.7662 | 155368.2 | 234.95 | 0.12967
386 | 153366.2106 | 262.4251 | 170564.793 | 160147.5 | 123.9492 | 0.0037191 | 153366.2106 | 205.0511 | 162299.3987 | 155979.3987 | 152.9479 | 0.045811
387 | 158403.3716 | 229.473 | 176482.8661 | 168175.5 | 49.2401 | 0.00067264 | 158403.3716 | 163.8668 | 168217.7673 | 162573.6202 | 99.7811 | 0.021383
388 | 154404.6179 | 254.1559 | 176462.6817 | 158699 | 181.53 | 0.018468 | 154404.6179 | 207.3284 | 168197.8698 | 156032.4075 | 191.1142 | 0.062041
389 | 157126.4616 | 237.9235 | 175348.4005 | 163343.3 | 128.6953 | 0.0058297 | 157126.4616 | 164.5202 | 167083.9315 | 159720 | 124.5487 | 0.046892
390 | 152548.9659 | 232.1869 | 175381.36 | 159431.5 | 106.5825 | 0.003406 | 152548.9659 | 143.8093 | 167117.2279 | 157433.8 | 75.4897 | 0.012251
391 | 156577.0098 | 200.9682 | 177446.3601 | 160710.1512 | 147.74 | 0.021175 | 156577.0098 | 90.5593 | 169182.5352 | 156253.2885 | 178.8236 | 0.11168
392 | 148736.033 | 209.0068 | 164969.7918 | 151695.1918 | 188.4784 | 0.040013 | 148736.033 | 107.7444 | 156706.2804 | 147276.2 | 226.23 | 0.15996
393 | 150515.144 | 228.7659 | 174025.7581 | 158242 | 84.0286 | 0.0018584 | 150515.144 | 130.9546 | 165762.5995 | 153204.361 | 96.0803 | 0.043927
394 | 159683.1028 | 221.3935 | 175888.9844 | 164320.6836 | 154.1168 | 0.016424 | 159683.1028 | 122.3662 | 167626.1817 | 160844.2817 | 143.0072 | 0.072031
395 | 156784.7255 | 204.0593 | 176072.1455 | 164790.1 | 75.7849 | 0.001895 | 156784.7255 | 80.1214 | 167809.6857 | 158970.3 | 78.57 | 0.05294
396 | 148655.2701 | 211.0527 | 169937.122 | 154470.3 | 115.56 | 0.0061216 | 148655.2701 | 102.8853 | 161674.9896 | 150267.9 | 111.52 | 0.061178
397 | 153352.3585 | 211.2518 | 175115.5997 | 162397.6777 | 53.7654 | 0.00087572 | 153352.3585 | 103.5713 | 166853.7532 | 157950.4 | 57.48 | 0.014895
398 | 157903.9843 | 207.3716 | 177537.87 | 164361.2 | 108.1096 | 0.0051343 | 157903.9843 | 102.9592 | 169276.3222 | 160245.4 | 88.08 | 0.050763
399 | 158250.0518 | 198.9628 | 171476.3496 | 162226.3 | 150.73 | 0.024043 | 158250.0518 | 72.8389 | 163215.0781 | 156286.6951 | 234.9584 | 0.18059
400 | 156531.7459 | 230.4196 | 177395.346 | 163055.9 | 117.4533 | 0.0047482 | 156531.7459 | 111.9971 | 169134.3688 | 158042.1 | 129.23 | 0.064701
401 | 149860.8572 | 200.6551 | 178408.5592 | 155094.3 | 122.2798 | 0.0092279 | 149860.8572 | 73.1753 | 170147.8924 | 153282.4 | 48.3296 | 0.030102
402 | 153584.2413 | 208.2177 | 176791.137 | 159853.5 | 108.7759 | 0.0051847 | 153584.2413 | 99.8855 | 168530.7195 | 157814.4 | 59.0298 | 0.019017
403 | 155740.1238 | 201.3914 | 172431.0276 | 160820.9 | 129.5557 | 0.011553 | 155740.1238 | 88.5862 | 164170.8531 | 157096.2874 | 114.8146 | 0.067476
404 | 158065.8351 | 201.3963 | 167878.9479 | 162732.5479 | 138.7662 | 0.015641 | 158065.8351 | 85.7092 | 159619.0119 | 155274.3119 | 231.1353 | 0.23126
405 | 154791.6316 | 204.791 | 170657.5715 | 159643.5 | 135.61 | 0.013118 | 154791.6316 | 95.5308 | 162397.9076 | 155048.6 | 159.92 | 0.093539
406 | 152133.7557 | 217.2069 | 173332.1605 | 157555.8 | 130.0659 | 0.0086178 | 152133.7557 | 123.7822 | 165072.7904 | 153441.7 | 134.61 | 0.067792
407 | 150624.9049 | 238.5386 | 176754.9283 | 160266.4 | 43.0282 | 0.00053725 | 150624.9049 | 185.6197 | 168495.848 | 158403 | 43.7307 | 0.0018047
408 | 152077.9146 | 234.2309 | 173153.4165 | 160735.2 | 66.7207 | 0.0010752 | 152077.9146 | 160.8943 | 164894.6107 | 157972.7 | 68.4627 | 0.0063037
409 | 149878.0398 | 224.0104 | 175741.587 | 155597 | 125.82 | 0.0066844 | 149878.0398 | 132.807 | 167483.059 | 153001.3 | 91.6179 | 0.036599
410 | 150154.2603 | 223.9199 | 171026.8208 | 157056.7 | 99.97 | 0.0031192 | 150154.2603 | 131.3257 | 162768.5829 | 152425.2 | 106.84 | 0.050057
411 | 155685.2278 | 243.1783 | 172779.1637 | 159441.6 | 190.8563 | 0.026511 | 155685.2278 | 167.2158 | 164521.2419 | 156378.8 | 182.26 | 0.082083
412 | 152267.381 | 222.2772 | 171759.5618 | 159779.4 | 88.2068 | 0.0022595 | 152267.381 | 146.4837 | 163501.9508 | 155524.6 | 99.8591 | 0.034515
413 | 156467.8145 | 237.3343 | 171461.1181 | 161059.5 | 164.1509 | 0.01595 | 156467.8145 | 159.3169 | 163203.874 | 155663.1 | 216.54 | 0.12846
414 | 151648.4758 | 221.2603 | 175223.4394 | 158001.8 | 112.08 | 0.0046563 | 151648.4758 | 131.1014 | 166966.5977 | 154787.4 | 90.71 | 0.036959
415 | 154187.1962 | 221.1554 | 173124.6723 | 160740.1 | 110.0551 | 0.0043912 | 154187.1962 | 136.0707 | 164868.2291 | 156740.5291 | 103.0032 | 0.046674
416 | 150874.4884 | 228.5882 | 173838.3852 | 155519 | 153.2537 | 0.013775 | 150874.4884 | 134.1633 | 165582.2705 | 151716.1189 | 158.743 | 0.077977
417 | 157827.0012 | 239.0163 | 174794.7596 | 164232.9 | 125.6828 | 0.005287 | 157827.0012 | 149.4188 | 166538.9868 | 159315.7 | 148.66 | 0.065308
418 | 155061.0019 | 225.7606 | 174590.987 | 158808.8 | 176.929 | 0.026253 | 155061.0019 | 140.2986 | 166335.5972 | 157500.9 | 110.1042 | 0.048675
419 | 156739.8474 | 223.5105 | 170288.9798 | 159848.1 | 201.96 | 0.0402 | 156739.8474 | 128.4153 | 162033.8849 | 153349.8849 | 237.9017 | 0.27741
420 | 155971.1522 | 217.337 | 175671.0692 | 160864.9 | 143.8135 | 0.012991 | 155971.1522 | 121.4985 | 167416.264 | 157241.5 | 136.22 | 0.069392
421 | 157326.1752 | 185.3635 | 174058.9864 | 161142.4 | 145.5053 | 0.025998 | 157326.1752 | 53.7758 | 165804.4706 | 157209.6 | 160.52 | 0.10462
422 | 151953.5067 | 199.6063 | 170860.1275 | 159941.7 | 69.6834 | 0.0016367 | 151953.5067 | 84.0816 | 162605.9155 | 154451.6 | 65.03 | 0.047111
423 | 152138.2579 | 192.6829 | 174959.5124 | 157047.2 | 124.9691 | 0.011897 | 152138.2579 | 67.7393 | 166705.6578 | 154597.5 | 54.72 | 0.047553
424 | 151618.7262 | 202.6143 | 173467.8917 | 158668.1 | 88.8919 | 0.0029705 | 151618.7262 | 94.8355 | 165214.3753 | 153595.4 | 92.6 | 0.05521
425 | 154388.557 | 196.159 | 176697.752 | 158779 | 138.3 | 0.017416 | 154388.557 | 70.5075 | 168444.5515 | 154126.2 | 174.93 | 0.10962
426 | 157822.1179 | 212.9577 | 172195.224 | 162188.3 | 152.57 | 0.018649 | 157822.1179 | 100.6526 | 163942.3498 | 157465.5498 | 189.9053 | 0.11273
427 | 158865.064 | 210.8287 | 175890.1217 | 167389.1 | 70.23 | 0.0014699 | 158865.064 | 104.5165 | 167637.5858 | 161038.0858 | 96.0213 | 0.053436
428 | 152318.552 | 234.6635 | 174687.1527 | 158986.4 | 112.3611 | 0.0038673 | 152318.552 | 136.3328 | 166434.9132 | 155241.0132 | 97.3725 | 0.041342
429 | 155918.753 | 213.8219 | 169847.5816 | 160150.7 | 154.8389 | 0.019775 | 155918.753 | 103.8599 | 161595.6391 | 154563.9 | 228.18 | 0.15196
430 | 153013.8384 | 216.5533 | 171476.1892 | 156710.9 | 169.7621 | 0.026253 | 153013.8384 | 117.2487 | 163224.5283 | 154410.9 | 129.13 | 0.066229
431 | 157525.6744 | 212.3497 | 178375.9097 | 163470.2 | 120.59 | 0.0070191 | 157525.6744 | 111.6187 | 170124.4952 | 158560.5 | 139.32 | 0.074422
432 | 155211.7573 | 233.7089 | 173722.4235 | 163025.7 | 89.263 | 0.0020491 | 155211.7573 | 144.3074 | 165471.2526 | 159348.5603 | 87.1774 | 0.020563
433 | 156493.8162 | 225.0968 | 173671.7336 | 160107.6 | 183.11 | 0.029232 | 156493.8162 | 121.8528 | 165420.8154 | 155622.6 | 216.71 | 0.1315
434 | 153295.8206 | 221.042 | 175646.6715 | 159680.2162 | 112.7343 | 0.0047948 | 153295.8206 | 121.5456 | 167396.0312 | 155016.1 | 121.18 | 0.060047
435 | 153233.6215 | 201.4113 | 178661.2754 | 160457.5 | 86.4373 | 0.0028014 | 153233.6215 | 72.0833 | 170410.9125 | 157498.8 | 42.2896 | 0.018468
436 | 157582.7264 | 214.3027 | 177756.2913 | 161389.9 | 168.0054 | 0.026253 | 157582.7264 | 109.3962 | 169506.1809 | 160117.4 | 85.876 | 0.047775
437 | 152059.3103 | 195.5963 | 175455.8083 | 158353.2325 | 100.5338 | 0.0048895 | 152059.3103 | 76.298 | 167205.9359 | 153255.9 | 113.28 | 0.070042
438 | 147651.0377 | 217.2333 | 176957.7833 | 153188.3003 | 124.1149 | 0.0071576 | 147651.0377 | 112.3886 | 168708.1456 | 151298.2 | 71.13 | 0.025001
439 | 155439.1051 | 181.1578 | 173017.1664 | 159211.6 | 141.9657 | 0.025998 | 155439.1051 | 57.9729 | 164767.7325 | 157207.1 | 78.23 | 0.05949
440 | 157109.7439 | 201.8901 | 175720.3058 | 161581.7 | 142.2625 | 0.017247 | 157109.7439 | 85.2534 | 167471.0608 | 157601.4 | 148.36 | 0.087624
441 | 159002.5766 | 223.7726 | 172941.3554 | 163308.7 | 162.242 | 0.019775 | 159002.5766 | 115.6496 | 164692.2997 | 157684.8997 | 233.126 | 0.14915
442 | 159983.9607 | 191.1769 | 166664.8231 | 162521.8276 | 199.3749 | 0.048223 | 159983.9607 | 56.3676 | 158415.9735 | 154811.3735 | 233.3787 | 0.45702
443 | 151360.6562 | 205.7845 | 174682.3808 | 157700.3 | 104.2736 | 0.0046563 | 151360.6562 | 82.3957 | 166433.7151 | 152707.4 | 113.14 | 0.066849
444 | 147103.3594 | 195.9884 | 170539.4223 | 154719.7 | 70.7178 | 0.0017698 | 147103.3594 | 84.8107 | 162290.9438 | 152110.9921 | 41.9924 | 0.010076
445 | 155077.4024 | 256.7885 | 174054.2388 | 162885.7 | 98.0513 | 0.0020292 | 155077.4024 | 182.9687 | 165805.9307 | 159228.8307 | 110.2163 | 0.020363
446 | 149653.5854 | 222.1295 | 175869.0135 | 157416.1 | 79.8402 | 0.0017525 | 149653.5854 | 140.2068 | 167620.8884 | 153948.9 | 80.46 | 0.016913
447 | 155746.739 | 231.0762 | 172741.1839 | 159508.5 | 181.1993 | 0.026253 | 155746.739 | 153.7016 | 164493.245 | 156542.645 | 166.3329 | 0.079817
448 | 154412.8991 | 222.3955 | 171622.1718 | 162843 | 70.9997 | 0.0013461 | 154412.8991 | 128.7949 | 163374.4223 | 157078.9 | 95.64 | 0.045174
449 | 158036.5548 | 207.4265 | 174603.7596 | 163519.7 | 127.0998 | 0.00941 | 158036.5548 | 112.629 | 166356.1801 | 160534.6801 | 89.3889 | 0.048449
450 | 155156.6912 | 226.4593 | 173313.4888 | 163106.6 | 83.508 | 0.0018766 | 155156.6912 | 126.3182 | 165066.0349 | 157534.5 | 102.59 | 0.049592
451 | 152015.3531 | 243.9505 | 171894.7714 | 157399.5 | 146.8787 | 0.0087879 | 152015.3531 | 162.0534 | 163647.4575 | 154433.4575 | 125.4998 | 0.048223
452 | 161294.9158 | 225.4593 | 170202.702 | 166255.8 | 151.25 | 0.013775 | 161294.9158 | 143.7068 | 161955.521 | 158576.9116 | 232.0534 | 0.22278
453 | 150410.5259 | 235.8009 | 171280.8837 | 159675.8 | 50.9153 | 0.00067924 | 150410.5259 | 157.5241 | 163033.8241 | 155576.3241 | 77.2909 | 0.0097851
454 | 149699.9523 | 233.1721 | 179661.7219 | 154753.6 | 146.0974 | 0.010275 | 149699.9523 | 147.8445 | 171414.7727 | 152378.1 | 108.422 | 0.043927
455 | 150629.8555 | 231.6434 | 175970.9477 | 156996.4816 | 116.0705 | 0.0044778 | 150629.8555 | 144.6455 | 167724.0969 | 154985.6 | 82.5517 | 0.016586
456 | 156235.7561 | 242.0219 | 176714.0446 | 160016.5 | 189.4756 | 0.026253 | 156235.7561 | 153.6231 | 168467.2908 | 158684.6 | 120.5915 | 0.048675
457 | 149983.0022 | 219.4468 | 173704.9499 | 154603.2 | 147.0576 | 0.013775 | 149983.0022 | 116.8976 | 165458.2698 | 150417.7 | 164.8 | 0.088445
458 | 153703.6199 | 220.3111 | 174603.6588 | 160212.3 | 110.1346 | 0.0044778 | 153703.6199 | 122.2731 | 166357.0615 | 157621.9883 | 75.9576 | 0.023121
459 | 154859.0651 | 233.0472 | 170139.1015 | 160823.2 | 129.6751 | 0.0064913 | 154859.0651 | 150.1412 | 161892.599 | 156681.7813 | 135.8359 | 0.05839
460 | 150968.9353 | 211.7301 | 177200.8202 | 156827.6 | 116.8968 | 0.0063037 | 150968.9353 | 125.074 | 168954.4213 | 154544.3765 | 81.0359 | 0.027568
461 | 154964.8189 | 214.3312 | 175010.6708 | 160903.6 | 119.861 | 0.0066194 | 154964.8189 | 115.3267 | 166764.3678 | 158617.6067 | 74.9104 | 0.027839
462 | 156731.3476 | 212.6849 | 172910.4711 | 162259.5 | 128.51 | 0.0088742 | 156731.3476 | 104.9081 | 164664.2503 | 157619.6 | 142.99 | 0.077614
463 | 154085.7966 | 201.723 | 169115.9419 | 159374.4 | 124.7146 | 0.0097851 | 154085.7966 | 83.9152 | 160869.8217 | 155704.1217 | 102.0449 | 0.062041
464 | 156845.3838 | 218.235 | 174000.5021 | 161629.1731 | 147.2263 | 0.014185 | 156845.3838 | 99.5896 | 165754.4959 | 158918.3 | 97.15 | 0.054697
465 | 148901.9819 | 190.9465 | 174512.9745 | 155251.7745 | 94.5 | 0.0043485 | 148901.9819 | 47.3388 | 166267.0706 | 149914.3 | 109.85 | 0.073731
466 | 150231.6638 | 215.5396 | 173963.2613 | 154687 | 148.0902 | 0.015338 | 150231.6638 | 109.849 | 165717.4626 | 152698.9 | 84.3158 | 0.047111
467 | 149671.9243 | 211.3572 | 174924.7683 | 156089.9 | 103.9923 | 0.0042228 | 149671.9243 | 97.6091 | 166679.0339 | 153677.9 | 58.8 | 0.020363
468 | 150881.1525 | 221.7281 | 181390.5814 | 156097.3 | 136.2677 | 0.0095024 | 150881.1525 | 129.379 | 173144.8735 | 153944.9 | 90.2706 | 0.038432
469 | 153699.7845 | 209.0451 | 166958.4461 | 159176.7238 | 125.1973 | 0.0086178 | 153699.7845 | 96.9347 | 158712.745 | 154089.045 | 158.0009 | 0.090112
470 | 152698.5301 | 227.7265 | 173276.1298 | 158739.3 | 123.1993 | 0.0058297 | 152698.5301 | 133.3035 | 165030.41 | 156728.2227 | 81.0465 | 0.021175
471 | 156060.583 | 210.9889 | 171443.5661 | 160366.7644 | 151.3843 | 0.018832 | 156060.583 | 96.3477 | 163197.7824 | 155441.8824 | 199.1536 | 0.12204
472 | 149819.9136 | 231.3571 | 171507.7616 | 156972.2 | 97.2526 | 0.0026418 | 149819.9136 | 141.3079 | 163261.9399 | 154890.7 | 70.3738 | 0.010275
473 | 155656.0703 | 213.5829 | 172955.8591 | 159422.2 | 167.2355 | 0.026253 | 155656.0703 | 124.1657 | 164709.9773 | 157723.9773 | 110.2035 | 0.054443
474 | 155516.3017 | 233.8621 | 170818.4212 | 161182.3 | 137.3031 | 0.0079698 | 155516.3017 | 172.6239 | 162572.4832 | 156653.9 | 174.52 | 0.072031
475 | 153394.1441 | 241.1419 | 174517.1043 | 159015.3 | 140.823 | 0.0078156 | 153394.1441 | 175.532 | 166271.1591 | 157263.5 | 109.7372 | 0.023809
476 | 150951.595 | 222.2476 | 175554.7813 | 154605.5 | 173.952 | 0.026253 | 150951.595 | 141.2329 | 167308.8022 | 153318.5 | 110.8252 | 0.048675
477 | 154945.0062 | 206.7448 | 174975.5736 | 161326.8 | 106.8861 | 0.004986 | 154945.0062 | 96.2514 | 166729.5215 | 158440.5 | 63.9568 | 0.030696
478 | 155892.2384 | 188.5707 | 176313.6009 | 161564.8 | 110.8396 | 0.0079698 | 155892.2384 | 38.1871 | 168067.4176 | 158287.8394 | 39.4892 | 0.049362
479 | 157131.7793 | 210.8716 | 170447.8926 | 161009.3 | 162.3 | 0.025001 | 157131.7793 | 88.0534 | 162201.5623 | 154988.1623 | 242.9535 | 0.19099
480 | 153818.3558 | 208.5279 | 176226.2891 | 159727.3 | 116.3334 | 0.006555 | 153818.3558 | 111.9799 | 167979.8731 | 155233.2 | 123.64 | 0.06592
481 | 157818.2154 | 221.7598 | 168063.4189 | 162129.2 | 160.02 | 0.019392 | 157818.2154 | 123.9197 | 159816.904 | 155077.004 | 237.9892 | 0.22804
482 | 156032.0454 | 198.2058 | 178274.6099 | 161938.6 | 112.21 | 0.0068832 | 156032.0454 | 85.3779 | 170028.05 | 157108.65 | 123.191 | 0.073388
483 | 152274.1931 | 199.6344 | 171096.3861 | 157743.3 | 118.73 | 0.0083689 | 152274.1931 | 72.7487 | 162849.7753 | 152751.6753 | 142.25 | 0.087624
484 | 155653.8648 | 216.9975 | 175342.5378 | 163148.6639 | 89.9007 | 0.0025159 | 155653.8648 | 111.8784 | 167095.8751 | 159302.7 | 72.8847 | 0.028388
485 | 153675.0868 | 209.5538 | 172368.8425 | 157706.9 | 154.55 | 0.021593 | 153675.0868 | 107.9594 | 164122.1206 | 153013.8 | 196.6 | 0.12376
486 | 151112.424 | 215.9898 | 174339.8194 | 156724.2 | 124.5702 | 0.0074429 | 151112.424 | 112.0145 | 166093.0626 | 154802 | 71.3639 | 0.025745
487 | 158892.8823 | 215.2633 | 178438.3519 | 162728.1 | 168.8958 | 0.026511 | 158892.8823 | 113.8115 | 170191.5129 | 160517.2 | 121.31 | 0.062915
488 | 149595.1872 | 251.1548 | 169393.6547 | 153216.7 | 196.5581 | 0.026253 | 149595.1872 | 169.243 | 161146.6999 | 151920.7 | 132.6167 | 0.049132
489 | 148639.6043 | 244.5787 | 175572.5617 | 152252.6 | 190.7479 | 0.025998 | 148639.6043 | 171.0182 | 167325.4854 | 150955.1 | 133.8529 | 0.048903
490 | 159176.7185 | 245.6223 | 178358.2827 | 165806.4 | 125.3104 | 0.0047948 | 159176.7185 | 175.9852 | 170111.0886 | 163046.2134 | 112.3963 | 0.025998
491 | 153407.987 | 231.146 | 175644.4901 | 160935.5 | 92.6321 | 0.0023041 | 153407.987 | 151.894 | 167397.1955 | 158370.1106 | 79.0061 | 0.011897
492 | 148813.3762 | 220.9908 | 173639.1286 | 154311.7 | 128.07 | 0.0075898 | 148813.3762 | 139.2528 | 165391.6915 | 151623.8702 | 100.0752 | 0.041925
493 | 149528.9597 | 237.2951 | 172781.1344 | 158090.5 | 66.44 | 0.001034 | 149528.9597 | 165.8832 | 164533.5676 | 155653.7 | 65.2067 | 0.0050844
494 | 156403.308 | 253.9334 | 176150.574 | 162097.4 | 149.19 | 0.0079698 | 156403.308 | 175.2825 | 167902.8316 | 158306.3 | 153.71 | 0.05731
495 | 154706.352 | 228.3691 | 174448.0781 | 160874.8003 | 122.4958 | 0.0056613 | 154706.352 | 153.8565 | 166200.1601 | 156549 | 136.01 | 0.058118
496 | 155388.5664 | 219.616 | 174548.3263 | 162947.1933 | 89.3887 | 0.0024194 | 155388.5664 | 129.8847 | 166300.2449 | 157490.4628 | 113.4096 | 0.053937
497 | 157580.0069 | 220.6726 | 172506.0529 | 162428.3 | 148 | 0.013775 | 157580.0069 | 127.9123 | 164257.7965 | 156909.8965 | 202.9939 | 0.12376
498 | 153413.7793 | 227.5484 | 174081.2926 | 162040.3 | 67.1542 | 0.0011513 | 153413.7793 | 121.1832 | 165832.9046 | 157918.8125 | 68.3596 | 0.015795
499 | 155824.0027 | 219.7328 | 175713.8926 | 159588.2 | 172.2819 | 0.026253 | 155824.0027 | 118.0948 | 167465.3755 | 156886.1 | 143.47 | 0.073731
500 | 152874.6353 | 210.7103 | 172984.749 | 159600.5 | 100.2069 | 0.0037925 | 152874.6353 | 109.2284 | 164736.0836 | 155111.7 | 93.6 | 0.051239
501 | 151407.1164 | 236.0115 | 175613.4934 | 156820.6 | 140.9283 | 0.008451 | 151407.1164 | 133.6455 | 167364.6524 | 154234.8 | 96.4589 | 0.042318
502 | 154821.0254 | 229.3956 | 173891.4697 | 164007.9 | 57.18 | 0.00085042 | 154821.0254 | 128.4359 | 165642.4519 | 159229.6519 | 74.1361 | 0.017247
503 | 155214.7418 | 219.9527 | 174745.6814 | 161926.7163 | 107.0448 | 0.0041009 | 155214.7418 | 115.3782 | 166496.4875 | 156991.4 | 116.63 | 0.05949
504 | 154206.9759 | 219.9013 | 172917.8343 | 161688.3976 | 89.9198 | 0.0024432 | 154206.9759 | 114.6918 | 164668.468 | 155767.7313 | 123.8187 | 0.063209
505 | 160559.1311 | 245.9511 | 178624.2421 | 164436.3 | 192.8974 | 0.026511 | 160559.1311 | 164.2364 | 170374.72 | 163051.2 | 128.9221 | 0.049132
506 | 156708.1066 | 220.8536 | 169918.368 | 164373.2 | 89.01 | 0.0023495 | 156708.1066 | 123.2313 | 161668.6351 | 157186.8694 | 165.4723 | 0.087624
507 | 153611.5019 | 246.5535 | 175250.0122 | 159155.5 | 145.9986 | 0.0082069 | 153611.5019 | 183.7335 | 167000.1099 | 156977.1 | 123.8476 | 0.032869
508 | 156409.0181 | 226.7114 | 172600.8795 | 162691.1 | 120.6282 | 0.0054978 | 156409.0181 | 129.8092 | 164350.7813 | 158106.9813 | 128.722 | 0.060894
509 | 153064.1148 | 230.5601 | 176233.9778 | 159787.6 | 109.89 | 0.0038297 | 153064.1148 | 152.7261 | 167983.6831 | 156698.6 | 98.8136 | 0.027568
510 | 157363.5759 | 215.9724 | 174877.2541 | 163219 | 124.3278 | 0.0073705 | 157363.5759 | 124.6618 | 166626.7715 | 159899.3 | 96.7402 | 0.047775
511 | 156589.184 | 223.5956 | 174907.6192 | 161709.2 | 143.6 | 0.011441 | 156589.184 | 136.5762 | 166656.8916 | 157808.9 | 145.7318 | 0.07037
512 | 150663.1317 | 259.7447 | 178336.4562 | 157700.6 | 113.1292 | 0.002913 | 150663.1317 | 200.7231 | 170085.4736 | 155765.7 | 99.9 | 0.010175
513 | 158773.7299 | 258.745 | 174430.9515 | 165759.1 | 123.0528 | 0.0037925 | 158773.7299 | 205.3329 | 166179.7057 | 161725.2057 | 148.4631 | 0.042515
514 | 155092.8846 | 255.2233 | 172939.2331 | 163937.3 | 72.32 | 0.0010647 | 155092.8846 | 189.1539 | 164687.7592 | 159775.6592 | 104.3917 | 0.014607
515 | 154274.093 | 227.1955 | 174883.3453 | 160018.4 | 130.704 | 0.0073705 | 154274.093 | 135.0015 | 166631.6653 | 156953.3 | 100.0448 | 0.044964
516 | 155223.7169 | 200.8218 | 173585.5865 | 160695.8 | 121.4009 | 0.0088742 | 155223.7169 | 81.3317 | 165333.7033 | 156872.5 | 99.84 | 0.061752
517 | 158968.8227 | 223.6655 | 169394.8698 | 163103.6373 | 165.7012 | 0.022019 | 158968.8227 | 123.433 | 161142.7501 | 156800.4501 | 240.9018 | 0.19099
518 | 153615.8859 | 203.8694 | 164710.2802 | 159597.3828 | 112.1627 | 0.0062424 | 153615.8859 | 90.7684 | 156457.9838 | 151707.2838 | 231.7336 | 0.18059
519 | 152027.6024 | 216.8196 | 175622.5264 | 157140.3 | 136.2617 | 0.010478 | 152027.6024 | 122.6381 | 167370.1414 | 155292.2 | 83.4537 | 0.034179
520 | 158330.7958 | 221.188 | 179300.8953 | 162664.2 | 159.43 | 0.019204 | 158330.7958 | 137.0587 | 171048.3634 | 158264.4 | 183.2 | 0.10317
521 | 159364.5356 | 244.9878 | 169203.7775 | 163210.1 | 192.2597 | 0.026511 | 159364.5356 | 168.4828 | 160951.1195 | 158447.5 | 231.16 | 0.13273
522 | 150751.2649 | 225.0233 | 175731.6829 | 158845.8 | 74.8259 | 0.0014699 | 150751.2649 | 138.8411 | 167478.9367 | 156082.7 | 66.03 | 0.0087879
523 | 158091.4242 | 216.218 | 175124.9898 | 166395.6 | 75.6183 | 0.0016527 | 158091.4242 | 128.0453 | 166872.1479 | 160352.8 | 107.98 | 0.051961
524 | 154628.4803 | 242.2904 | 168917.7369 | 159603.9 | 157.4623 | 0.012014 | 154628.4803 | 156.0408 | 160664.8252 | 155577.5252 | 168.4673 | 0.076179
525 | 154051.2108 | 218.2244 | 172070.9734 | 160453.8 | 111.6159 | 0.0047948 | 154051.2108 | 123.7434 | 163818.0067 | 156757.5 | 91.34 | 0.044546
526 | 156433.7044 | 236.4462 | 174080.2334 | 160352.8 | 179.534 | 0.024043 | 156433.7044 | 144.7341 | 165827.1909 | 155617.9 | 220.38 | 0.12906
527 | 158952.6263 | 249.1785 | 174596.1792 | 164975.7374 | 140.9328 | 0.0068832 | 158952.6263 | 173.3066 | 166343.0994 | 161141.7 | 144.29 | 0.053187
528 | 157752.3172 | 226.5824 | 176718.1149 | 165610 | 88.3254 | 0.0021517 | 157752.3172 | 150.5528 | 168465.0194 | 161907.4312 | 91.6457 | 0.021383
529 | 157512.8627 | 239.8125 | 171470.374 | 162606.1 | 155.29 | 0.011897 | 157512.8627 | 160.3212 | 163217.2673 | 157888.8673 | 185.0521 | 0.090533
530 | 150715.2414 | 231.0141 | 171702.5557 | 155950 | 141.4262 | 0.00941 | 150715.2414 | 139.8864 | 163449.4572 | 153163.8 | 107.51 | 0.047553
531 | 157133.357 | 217.866 | 173283.1552 | 163567.3 | 113.41 | 0.0051343 | 157133.357 | 117.2318 | 165030.0436 | 158076.8221 | 146.7263 | 0.076535
532 | 159266.5527 | 192.5001 | 174360.2975 | 161851.5 | 193.08 | 0.047553 | 159266.5527 | 81.6578 | 166107.185 | 155944.3327 | 221.0738 | 0.26849
533 | 150064.6753 | 219.7055 | 169837.4701 | 156949.1278 | 98.391 | 0.0031499 | 150064.6753 | 119.9894 | 161584.3817 | 154697.6576 | 65.0175 | 0.013641
534 | 154108.902 | 224.5197 | 174420.3446 | 157843.6 | 175.5567 | 0.026253 | 154108.902 | 149.9671 | 166167.2561 | 156501.9 | 117.6889 | 0.049132
535 | 153773.5924 | 237.2284 | 172662.0153 | 158141.2447 | 167.3766 | 0.017416 | 153773.5924 | 153.0936 | 164408.8861 | 155398.4 | 144.09 | 0.061752
536 | 158846.458 | 231.9511 | 173146.1024 | 164546.9752 | 132.4188 | 0.0083689 | 158846.458 | 142.6902 | 164892.9404 | 160162.9 | 149.03 | 0.068747
537 | 159011.6881 | 210.3954 | 175046.8312 | 164183.3 | 135.66 | 0.011667 | 159011.6881 | 103.3354 | 166793.6537 | 158911.0898 | 177.6077 | 0.10413
538 | 158693.9347 | 221.8985 | 175659.7601 | 162176.7 | 187.53 | 0.032869 | 158693.9347 | 125.1143 | 167406.6005 | 157522.2 | 221.62 | 0.14302
539 | 156588.552 | 211.8188 | 172031.5851 | 162359.5 | 123.0462 | 0.0075898 | 156588.552 | 102.2506 | 163778.4746 | 157716.4746 | 132.8911 | 0.072368
540 | 156174.7791 | 198.7085 | 172577.4077 | 160924.9 | 134.3012 | 0.014324 | 156174.7791 | 80.2706 | 164324.3744 | 157334.9 | 118.73 | 0.071696
541 | 159838.5154 | 193.3697 | 173863.184 | 162326.8 | 199.33 | 0.048903 | 159838.5154 | 72.6062 | 165610.2346 | 156245.7346 | 227.3389 | 0.2893
542 | 155291.9728 | 239.9635 | 166273.7122 | 157840.5202 | 239.4914 | 0.047111 | 155291.9728 | 133.9934 | 158020.8691 | 150629.9691 | 257.5802 | 0.41051
543 | 155143.9855 | 221.6367 | 172144.7829 | 160952.2999 | 126.8405 | 0.0072279 | 155143.9855 | 128.0073 | 163892.045 | 157122.645 | 116.6007 | 0.055728
544 | 158804.7573 | 226.8133 | 171640.2584 | 161594.9 | 219.11 | 0.044546 | 158804.7573 | 130.0799 | 163387.6257 | 155057.9257 | 241.5475 | 0.30454
545 | 159432.6565 | 216.4867 | 171266.5751 | 163032.9154 | 179.1574 | 0.030696 | 159432.6565 | 106.5108 | 163014.0638 | 155913.6041 | 240.4153 | 0.28396
546 | 155937.4301 | 195.3907 | 179058.4403 | 159730.7 | 152.8485 | 0.025998 | 155937.4301 | 60.6072 | 170806.0588 | 158335.7 | 55.19 | 0.049362
547 | 151684.1927 | 184.5333 | 169329.018 | 156833.9 | 115.1 | 0.010076 | 151684.1927 | 55.5955 | 161076.7286 | 152075.6 | 137.24 | 0.089692
548 | 153391.5751 | 202.5423 | 168402.8717 | 161139.6 | 76.86 | 0.0020095 | 153391.5751 | 84.8881 | 160150.6942 | 154398.8942 | 127.3177 | 0.074422
549 | 152508.6866 | 222.3055 | 173367.0127 | 158370.2 | 123.96 | 0.006555 | 152508.6866 | 130.7698 | 165114.9549 | 154084.4 | 130.48 | 0.062622
550 | 156173.1049 | 236.4998 | 174917.2607 | 163475.0704 | 102.8458 | 0.0028847 | 156173.1049 | 148.1471 | 166665.335 | 158611.9651 | 116.7497 | 0.048903
551 | 151314.4189 | 236.792 | 173698.5905 | 158121.2 | 109.1586 | 0.0034394 | 151314.4189 | 139.282 | 165446.8181 | 155321.6 | 84.49 | 0.020969
552 | 158962.1515 | 211.5265 | 175279.3903 | 165229.8 | 114.8449 | 0.0059448 | 158962.1515 | 122.3798 | 167027.7641 | 160356.6641 | 130.8862 | 0.067162
553 | 156134.9316 | 229.4272 | 175173.1732 | 162197.6243 | 126.5899 | 0.0063037 | 156134.9316 | 143.5226 | 166921.6797 | 158067.3 | 128.64 | 0.056778
554 | 152813.2668 | 239.009 | 174230.6942 | 159385.9168 | 117.1374 | 0.0041818 | 152813.2668 | 174.1797 | 165979.3455 | 156469.7 | 112.22 | 0.027034
555 | 154089.2471 | 227.9043 | 176572.7196 | 159610.5668 | 135.8267 | 0.008451 | 154089.2471 | 142.8293 | 168321.5211 | 156668.1 | 107.2397 | 0.046457
556 | 155589.0047 | 232.5882 | 176004.2387 | 161699.7 | 126.8074 | 0.0060032 | 155589.0047 | 145.6405 | 167753.1737 | 158019.8737 | 114.7443 | 0.048903
557 | 155498.2614 | 227.571 | 171298.8587 | 159249.9 | 178.6179 | 0.026511 | 155498.2614 | 130.017 | 163047.9453 | 155908.2 | 173.02 | 0.089692
558 | 156461.2129 | 224.3317 | 168932.3964 | 160377.9 | 170.4581 | 0.024279 | 156461.2129 | 124.2008 | 160681.6505 | 153532.2733 | 241.3956 | 0.2423
559 | 148604.4185 | 233.8252 | 171523.3029 | 156144 | 87.95 | 0.0019706 | 148604.4185 | 142.1706 | 163272.7726 | 152166.8 | 91.51 | 0.026771
560 | 156821.9137 | 211.4594 | 173283.8051 | 163523.5 | 104.5 | 0.0043062 | 156821.9137 | 99.8943 | 165033.489 | 158113.4 | 125.87 | 0.069069
561 | 152975.8473 | 207.3345 | 175639.8776 | 160013.6 | 92.4568 | 0.0031192 | 152975.8473 | 96.6858 | 167389.8108 | 155378.8286 | 78.7464 | 0.048675
562 | 155919.7127 | 219.1265 | 172448.0951 | 163317.4 | 93.0606 | 0.0027204 | 155919.7127 | 103.6039 | 164198.3085 | 158187.3 | 91.43 | 0.051478
563 | 158087.7499 | 221.6201 | 171174.5022 | 161901.2 | 173.9715 | 0.026511 | 158087.7499 | 122.1814 | 162924.9274 | 155679.2274 | 238.7675 | 0.2058
564 | 153187.6379 | 231.3144 | 176289.1799 | 156892.9 | 181.1643 | 0.026253 | 153187.6379 | 129.9459 | 168039.8691 | 155241.775 | 116.0275 | 0.054189
565 | 154962.4456 | 202.3987 | 177465.7723 | 163828.7201 | 56.7909 | 0.0010441 | 154962.4456 | 98.7239 | 169216.6944 | 159066.9 | 59.88 | 0.020969
566 | 158754.7726 | 241.5336 | 170026.7597 | 164178.4917 | 149.891 | 0.0098812 | 158754.7726 | 152.0279 | 161777.911 | 157112.511 | 249.4593 | 0.16374
567 | 152360.1916 | 234.1626 | 173166.7676 | 158540.3 | 123.218 | 0.005287 | 152360.1916 | 148.1426 | 164918.1203 | 155569.8 | 101.7 | 0.035542
568 | 156204.201 | 250.2405 | 174425.093 | 163157.6 | 117.0905 | 0.0036116 | 156204.201 | 165.3083 | 166176.6373 | 158562.5355 | 131.9659 | 0.050057
569 | 151482.687 | 223.0882 | 174886.0601 | 155165.7 | 173.9492 | 0.025998 | 151482.687 | 131.3777 | 166637.8299 | 153885.2 | 103.0833 | 0.048223
570 | 154304.4698 | 224.1566 | 172762.2853 | 161036 | 107.8289 | 0.0039437 | 154304.4698 | 120.7818 | 164514.2548 | 157805.4548 | 80.0266 | 0.030398
571 | 155645.8406 | 226.9592 | 170271.0511 | 158992.1 | 194.61 | 0.034179 | 155645.8406 | 121.9532 | 162023.1574 | 154187.7 | 240.48 | 0.157
572 | 157310.6582 | 220.1279 | 171484.5318 | 162447.2 | 141.52 | 0.011441 | 157310.6582 | 123.4583 | 163236.8138 | 157294.5 | 181.67 | 0.10173
573 | 151925.8308 | 258.569 | 173780.0426 | 159469.0733 | 101.4014 | 0.0021729 | 151925.8308 | 184.8933 | 165532.5174 | 154499.1 | 138.19 | 0.046025
574 | 157490.7068 | 248.473 | 174236.1692 | 161293.2 | 194.9042 | 0.026511 | 157490.7068 | 193.1919 | 165988.8513 | 159930.9 | 151.6556 | 0.049132
575 | 150237.3221 | 248.0087 | 170382.0366 | 156931.8249 | 115.8837 | 0.0035765 | 150237.3221 | 177.1762 | 162134.9099 | 153886.9 | 113.2025 | 0.025998
576 | 156874.9551 | 238.4478 | 174873.1832 | 161645.1 | 161.189 | 0.014324 | 156874.9551 | 166.5221 | 166626.2188 | 158247.2 | 161.76 | 0.067476
577 | 151754.5661 | 229.179 | 174684.0704 | 159291.2 | 89.8334 | 0.0021729 | 151754.5661 | 140.2505 | 166437.2914 | 156262.2 | 78.42 | 0.015338
578 | 160027.8002 | 219.0394 | 176769.4686 | 168305.9 | 79.1845 | 0.0017871 | 160027.8002 | 131.4608 | 168522.8648 | 162752.1648 | 98.085 | 0.045811
579 | 157444.1503 | 224.1918 | 174282.0191 | 161999.5199 | 156.4257 | 0.016586 | 157444.1503 | 125.6596 | 166035.5746 | 159313.1 | 120.57 | 0.058118
580 | 160380.2953 | 205.2751 | 178064.8377 | 167303.1083 | 100.1383 | 0.0041009 | 160380.2953 | 94.8558 | 169818.5412 | 163601.1412 | 66.4949 | 0.03919
581 | 158080.0794 | 214.2147 | 174514.0157 | 162237.8 | 157.7805 | 0.021383 | 158080.0794 | 97.3176 | 166267.8627 | 158199.6627 | 172.8632 | 0.09755
582 | 153958.7838 | 216.7468 | 172996.4333 | 160427.1 | 109.42 | 0.004611 | 153958.7838 | 119.1211 | 164750.4377 | 157542.5377 | 77.8922 | 0.028667
583 | 152790.8717 | 222.7724 | 177401.4554 | 160384.7 | 87.1991 | 0.0021729 | 152790.8717 | 136.5532 | 169155.5693 | 157624.2 | 72.4619 | 0.012739
584 | 153254.2933 | 230.9648 | 171492.2415 | 160261.7 | 103.9537 | 0.003212 | 153254.2933 | 154.6007 | 163246.4497 | 156365.0497 | 107.8855 | 0.038432
585 | 149628.4452 | 227.3147 | 169474.3721 | 154896.8328 | 137.5612 | 0.0089613 | 149628.4452 | 149.2872 | 161228.6691 | 152405.8 | 108.0001 | 0.042515
586 | 157171.7178 | 237.9887 | 171435.4791 | 160968.6 | 186.593 | 0.026253 | 157171.7178 | 163.1091 | 163189.8406 | 158624.9406 | 156.1941 | 0.06592
587 | 153967.7645 | 215.3791 | 179588.8679 | 161267.5 | 91.5795 | 0.0027204 | 153967.7645 | 122.0918 | 171343.2916 | 158482.2 | 68.9523 | 0.01595
588 | 155287.8152 | 209.5762 | 173933.1118 | 162900.1 | 84.14 | 0.0023267 | 155287.8152 | 106.9791 | 165687.5631 | 157477.2 | 94.98 | 0.052448
589 | 152327.19 | 221.4698 | 169982.445 | 158611.3411 | 114.2797 | 0.0049375 | 152327.19 | 103.6992 | 161736.8922 | 155915.8905 | 67.377 | 0.027839
590 | 155244.388 | 216.2402 | 170683.4708 | 162511.2608 | 93.8645 | 0.0028847 | 155244.388 | 113.9121 | 162437.9029 | 157181.2 | 109.19 | 0.056513
591 | 150601.1474 | 215.2851 | 175282.1371 | 155870.5601 | 130.9819 | 0.0091382 | 150601.1474 | 121.5192 | 167036.552 | 153051.2 | 93.67 | 0.047332
592 | 152872.2675 | 239.0419 | 172479.4599 | 158873.7 | 130.3863 | 0.0060032 | 152872.2675 | 162.2621 | 164233.8479 | 154437.2479 | 150.9404 | 0.062915
593 | 150468.04 | 224.144 | 172929.9093 | 157414.3 | 99.4281 | 0.0030589 | 150468.04 | 133.5368 | 164684.2723 | 154657.1 | 78.33 | 0.018468
594 | 154136.5282 | 223.4961 | 168582.6888 | 157856.4 | 175.3759 | 0.026511 | 154136.5282 | 113.1944 | 160336.9922 | 154818.3922 | 158.2847 | 0.082467
595 | 152659.8701 | 217.7166 | 174629.4974 | 158803.7 | 115.5836 | 0.0054978 | 152659.8701 | 110.186 | 166383.739 | 154053.1 | 126.91 | 0.066229
596 | 152421.2097 | 199.5392 | 165434.4636 | 157042.7843 | 135.1404 | 0.014465 | 152421.2097 | 94.178 | 157188.6301 | 151611.5 | 195.19 | 0.12967
597 | 151740.556 | 215.8915 | 167502.0055 | 158703.8 | 96.6434 | 0.0031499 | 151740.556 | 112.395 | 159256.126 | 153515.626 | 112.6436 | 0.058663
598 | 151681.1345 | 187.1868 | 174146.1478 | 158434.9 | 87.56 | 0.0036116 | 151681.1345 | 53.1335 | 165900.2276 | 152699.7 | 110.09 | 0.074076
599 | 158977.5033 | 190.3296 | 171618.3908 | 162916.8932 | 146.2427 | 0.024758 | 158977.5033 | 60.6159 | 163372.4164 | 158004.1164 | 200.8674 | 0.1346
600 | 152101.6942 | 211.7348 | 175778.4322 | 157492.2 | 127.4129 | 0.0087879 | 152101.6942 | 100.4859 | 167532.4238 | 155459.2079 | 67.4901 | 0.032233
601 | 156743.0178 | 218.6973 | 174369.138 | 161656.1 | 144.8134 | 0.013118 | 156743.0178 | 124.9887 | 166123.0711 | 158997.3711 | 105.9551 | 0.051719
602 | 154164.0766 | 199.1721 | 171028.7348 | 160176.9 | 109.3877 | 0.0061817 | 154164.0766 | 107.6146 | 162782.6057 | 155535.9 | 119.84 | 0.066849
603 | 152857.96 | 244.8743 | 176378.2486 | 159878.1 | 109.4837 | 0.0031499 | 152857.96 | 146.3369 | 168132.0426 | 156953.4281 | 86.39 | 0.020363
604 | 153177.0341 | 224.57 | 172423.3422 | 162755.8 | 45.3972 | 0.00062206 | 153177.0341 | 135.3049 | 164177.0656 | 157754.8109 | 75.2874 | 0.015042
605 | 155055.6606 | 213.6512 | 172831.6284 | 160288.3 | 133.9032 | 0.010376 | 155055.6606 | 103.7327 | 164585.268 | 156867.1058 | 107.7742 | 0.058663
606 | 150778.447 | 198.7169 | 170315.0645 | 157476.9 | 93.2441 | 0.0036471 | 150778.447 | 81.6635 | 162068.5858 | 154219.8 | 53.95 | 0.030102
607 | 153718.0892 | 174.2205 | 172211.6048 | 160651.6538 | 80.0022 | 0.003406 | 153718.0892 | 24.4037 | 163965.0056 | 155793.3 | 43.46 | 0.053937
608 | 149111.6309 | 196.9418 | 174095.3608 | 156368.4608 | 80.0909 | 0.0023959 | 149111.6309 | 62.3654 | 165848.6435 | 150546.7 | 97.05 | 0.064701
609 | 153234.6274 | 194.3873 | 175078.3215 | 156984.3 | 151.4182 | 0.025495 | 153234.6274 | 51.9216 | 166831.4664 | 155765.6 | 40.7535 | 0.046892
610 | 154561.7369 | 194.1096 | 172860.2677 | 159375.4 | 129.107 | 0.013377 | 154561.7369 | 66.7651 | 164613.1581 | 157205.5655 | 49.7348 | 0.045598
611 | 155171.0158 | 200.8116 | 169908.4967 | 162734.2 | 81.445 | 0.0023959 | 155171.0158 | 77.6895 | 161661.0936 | 157141.3664 | 84.6884 | 0.055988
612 | 156547.8608 | 229.9586 | 170265.2445 | 161327.1 | 155.04 | 0.014185 | 156547.8608 | 139.6914 | 162017.5705 | 156092.6829 | 203.1267 | 0.11593
613 | 152978.6566 | 220.1232 | 172117.2826 | 156678.1 | 172.4295 | 0.026253 | 152978.6566 | 139.5433 | 163869.3734 | 155377.6 | 109.5224 | 0.048675
614 | 151702.0786 | 221.7868 | 172895.6005 | 156968.4 | 135.835 | 0.00941 | 151702.0786 | 127.3203 | 164647.4435 | 154323.1712 | 94.5196 | 0.045174
615 | 150544.0376 | 224.0273 | 176369.9374 | 156563.3 | 119.7986 | 0.0056063 | 150544.0376 | 120.7324 | 168121.4986 | 153768.2 | 82.26 | 0.034515
616 | 154508.182 | 224.9869 | 173941.9944 | 160794.7 | 117.9767 | 0.0052356 | 154508.182 | 131.6271 | 165693.2632 | 156863.7 | 106.5 | 0.049824
617 | 154473.8095 | 223.4781 | 170174.8368 | 161956.9307 | 91.6223 | 0.0024672 | 154473.8095 | 128.6117 | 161925.8387 | 156339.0387 | 120.8473 | 0.057578
618 | 149170.9503 | 207.7079 | 174299.94 | 156920.7 | 74.4044 | 0.0017355 | 149170.9503 | 109.0417 | 166050.7346 | 152057.8 | 77.61 | 0.040958
619 | 155638.8295 | 219.9659 | 177679.9274 | 160250.8 | 151.21 | 0.015489 | 155638.8295 | 117.571 | 169430.4722 | 155707.4 | 178.88 | 0.099388
620 | 154101.4382 | 233.3783 | 173500.8696 | 160728.1 | 114.4097 | 0.0041818 | 154101.4382 | 158.0721 | 165251.1849 | 157001.6 | 113.75 | 0.042121
621 | 154514.6328 | 242.0633 | 167418.6541 | 160859.0465 | 125.5988 | 0.0050349 | 154514.6328 | 167.3622 | 159168.7787 | 154889.3787 | 191.8029 | 0.090533
622 | 156070.7742 | 252.4903 | 176830.0468 | 163114.6 | 115.8454 | 0.003406 | 156070.7742 | 184.7581 | 168580.0534 | 160352.8 | 109.48 | 0.019204
623 | 151640.5501 | 225.267 | 171640.5151 | 156713.9 | 142.1465 | 0.010581 | 151640.5501 | 135.0224 | 163390.4108 | 154762.3 | 93.6492 | 0.037321
624 | 159580.3572 | 206.5082 | 176212.5031 | 164324.1236 | 141.6712 | 0.015338 | 159580.3572 | 120.7573 | 167962.2385 | 159965.9 | 158.23 | 0.090533
625 | 156806.0538 | 223.4651 | 168325.2334 | 159227.2 | 229.02 | 0.049362 | 156806.0538 | 142.7618 | 160074.8379 | 151951.1379 | 229.8186 | 0.43012
626 | 152989.0513 | 237.0792 | 174796.83 | 160411.0465 | 96.9517 | 0.0024432 | 152989.0513 | 170.2089 | 166546.3207 | 157389.9 | 97.52 | 0.016748
627 | 149916.4955 | 237.5262 | 172244.7068 | 155726.7 | 131.3159 | 0.0063037 | 149916.4955 | 163.7852 | 163994.0629 | 152425.0629 | 122.9651 | 0.046457
628 | 150132.0001 | 238.5522 | 174927.3441 | 158575.6 | 70.36 | 0.0011513 | 150132.0001 | 148.5104 | 166676.5958 | 156020.6 | 62.18 | 0.0060621
629 | 155375.8197 | 199.3031 | 175343.2034 | 159126.1 | 156.3736 | 0.026511 | 155375.8197 | 97.8611 | 167092.316 | 157016.6 | 107.21 | 0.061752
630 | 153198.1576 | 211.5572 | 170878.426 | 157107.5 | 158.27 | 0.023121 | 153198.1576 | 96.4881 | 162627.3513 | 152452 | 205.29 | 0.12727
631 | 153009.4485 | 222.5342 | 176882.4779 | 161967.2 | 58.08 | 0.00091956 | 153009.4485 | 122.3847 | 168631.2589 | 156536.1 | 80.44 | 0.02952
632 | 154698.1406 | 218.4835 | 173041.4225 | 160686.7 | 120.9334 | 0.0063656 | 154698.1406 | 129.8566 | 164790.0294 | 155584.0294 | 151.3434 | 0.077614
633 | 158800.7552 | 261.3454 | 174176.0903 | 164542.1763 | 154.5122 | 0.0081271 | 158800.7552 | 205.2846 | 165924.5324 | 160274.9 | 196.37 | 0.065613
634 | 152558.0179 | 220.4335 | 169809.5459 | 160855.3 | 71.0452 | 0.0013727 | 152558.0179 | 139.8128 | 161557.8473 | 155475.9473 | 99.9814 | 0.041535
635 | 157212.7186 | 238.9748 | 174364.4037 | 163664 | 124.0844 | 0.0050844 | 157212.7186 | 143.9377 | 166112.582 | 160372.382 | 100.8691 | 0.03919
636 | 154414.5135 | 191.4236 | 175030.5054 | 160373.3 | 106.3 | 0.0064281 | 154414.5135 | 81.7141 | 166778.5035 | 155272.1627 | 126.6167 | 0.077977
637 | 157655.0575 | 226.8975 | 172798.9485 | 162582.2 | 150.5519 | 0.013118 | 157655.0575 | 139.899 | 164546.7681 | 158685.1 | 154.37 | 0.07477
638 | 152671.3154 | 235.3916 | 171662.7384 | 156357.6 | 184.633 | 0.026511 | 152671.3154 | 164.5874 | 163410.3727 | 155037.7 | 129.1733 | 0.049132
639 | 153597.3554 | 248.3346 | 174287.714 | 158067.4 | 172.6513 | 0.016265 | 153597.3554 | 186.7941 | 166035.1118 | 156039.8 | 144.53 | 0.048223
640 | 154702.5445 | 231.9924 | 177228.6123 | 161423.4187 | 112.2175 | 0.0040215 | 154702.5445 | 153.2039 | 168975.7429 | 159258.6 | 86.23 | 0.015641
641 | 156437.1538 | 232.5103 | 171535.3014 | 162996.6314 | 117.658 | 0.0046563 | 156437.1538 | 149.1873 | 163282.1903 | 158380.5 | 132.17 | 0.056778
642 | 154243.9442 | 233.7393 | 169837.0442 | 159930.7 | 135.7296 | 0.0075898 | 154243.9442 | 135.8603 | 161583.7143 | 154872.4191 | 170.1287 | 0.08363
643 | 154741.3092 | 219.6012 | 170691.0155 | 160381.6 | 128.8775 | 0.0079698 | 154741.3092 | 123.7784 | 162437.5138 | 155525.7 | 154.09 | 0.079817
644 | 153896.8791 | 200.7678 | 170839.9789 | 162011.9 | 69.62 | 0.0016208 | 153896.8791 | 96.2028 | 162586.3089 | 156960.3 | 67.69 | 0.040013
645 | 149980.9565 | 231.433 | 168794.5694 | 157872.4115 | 80.6369 | 0.0016367 | 149980.9565 | 132.073 | 160540.7377 | 152662.7314 | 96.8735 | 0.043927
646 | 158465.9761 | 217.3861 | 178430.6981 | 164856.1 | 115.1529 | 0.0054443 | 158465.9761 | 122.1836 | 170176.7347 | 162636.1 | 74.4197 | 0.021383
647 | 154918.904 | 229.1405 | 173669.7159 | 158662.2 | 179.621 | 0.026253 | 154918.904 | 130.4626 | 165415.5663 | 157384.8 | 102.4056 | 0.048223
648 | 152989.1232 | 216.745 | 169483.9779 | 156681.3 | 170.079 | 0.026511 | 152989.1232 | 119.675 | 161229.5875 | 154565.1875 | 123.63 | 0.062622
649 | 156520.2328 | 222.2137 | 174728.1494 | 163900.1 | 95.342 | 0.0028014 | 156520.2328 | 116.703 | 166473.4712 | 159049 | 90.98 | 0.047553
650 | 154456.5972 | 207.2248 | 169811.346 | 162068.4 | 82.4 | 0.0022595 | 154456.5972 | 97.6655 | 161556.3915 | 156101.7915 | 109.093 | 0.061465
651 | 154854.8009 | 209.2863 | 177940.1548 | 160045.8 | 131.8626 | 0.010581 | 154854.8009 | 101.1924 | 169684.961 | 157826.2 | 72.2712 | 0.041342
652 | 158518.822 | 230.9195 | 172781.8864 | 163062 | 162.0499 | 0.016913 | 158518.822 | 141.9774 | 164526.3906 | 158981.3906 | 174.8614 | 0.088445
653 | 163537.0863 | 245.9987 | 171181.5374 | 166993.7 | 213.4 | 0.035542 | 163537.0863 | 172.0683 | 162925.7488 | 160969.1488 | 258.1025 | 0.21065
654 | 154081.178 | 228.8519 | 179385.8163 | 159631.3924 | 135.7521 | 0.0082875 | 154081.178 | 148.8226 | 171129.812 | 154945.9881 | 161.829 | 0.077977
655 | 156188.0641 | 210.5352 | 170514.0097 | 161297.7 | 135.1544 | 0.011441 | 156188.0641 | 111.5181 | 162257.8057 | 157311.9165 | 134.9853 | 0.072368
656 | 158401.3915 | 229.9289 | 169157.1604 | 163726.6 | 144.54 | 0.010478 | 158401.3915 | 147.9386 | 160900.7565 | 157528.8565 | 213.4286 | 0.13088
657 | 149842.9776 | 232.5383 | 174793.5543 | 157161.7 | 93.9648 | 0.0023726 | 149842.9776 | 164.515 | 166536.9483 | 153224.7 | 109.29 | 0.030696
658 | 157693.868 | 229.4894 | 176734.574 | 162892.9 | 146.46 | 0.011111 | 157693.868 | 161.4463 | 168477.7781 | 159297.2 | 150.49 | 0.062915
659 | 160727.3461 | 210.0336 | 173485.6986 | 166278.6986 | 129.1816 | 0.0095958 | 160727.3461 | 120.3654 | 165228.7123 | 160813.3123 | 170.0372 | 0.098925
660 | 149909.0384 | 209.6207 | 167425.2789 | 155146.6 | 127.6928 | 0.0092279 | 149909.0384 | 109.0274 | 159168.1319 | 150839.8155 | 139.1878 | 0.075824
661 | 157503.5279 | 231.5264 | 177614.5158 | 164205.8 | 115.0346 | 0.0043485 | 157503.5279 | 149.53 | 169357.2218 | 160302.5085 | 108.5 | 0.044132
662 | 155813.9726 | 249.0879 | 172228.0375 | 160197.5309 | 176.7354 | 0.017934 | 155813.9726 | 181.5434 | 163970.5941 | 158336.8 | 139.0155 | 0.047553
663 | 152817.5766 | 221.063 | 171503.4469 | 159059.4 | 115.4045 | 0.0051847 | 152817.5766 | 139.7566 | 163245.8587 | 156332.1 | 91.96 | 0.02952
664 | 150735.0759 | 217.1213 | 176563.7556 | 157417.6 | 102.1769 | 0.0036829 | 150735.0759 | 130.5631 | 168306.0141 | 154984.1 | 75.9169 | 0.01776
665 | 155553.2505 | 216.0356 | 174755.9766 | 161671.1 | 117.6081 | 0.0060032 | 155553.2505 | 115.1437 | 166498.0102 | 158421.7102 | 83.5058 | 0.042914
666 | 157072.2183 | 242.4631 | 172388.5824 | 161322.9 | 175.867 | 0.019775 | 157072.2183 | 167.5684 | 164130.3775 | 158966 | 147.45 | 0.057578
667 | 153921.6519 | 245.1799 | 169945.7039 | 159482.5039 | 145.0527 | 0.0082069 | 153921.6519 | 179.8861 | 161687.2524 | 154143.1524 | 211.0569 | 0.094857
668 | 156078.8575 | 222.1988 | 176197.9323 | 160607.8 | 154.76 | 0.016424 | 156078.8575 | 155.1682 | 167939.2838 | 156121.8 | 187.05 | 0.099853
669 | 152622.6855 | 251.3156 | 171532.2622 | 159576.3 | 113.7179 | 0.0032436 | 152622.6855 | 190.3616 | 163273.4414 | 156102.8 | 125.8098 | 0.030102
670 | 154057.2072 | 234.1486 | 168129.1041 | 158569.7 | 162.138 | 0.01595 | 154057.2072 | 179.0799 | 159870.123 | 154648.1 | 198.26 | 0.084808
671 | 155320.3941 | 269.6205 | 174213.3921 | 161655.5 | 140.9833 | 0.0051847 | 155320.3941 | 227.0523 | 165954.2751 | 158749.7 | 152.48 | 0.032233
672 | 154162.8951 | 247.2219 | 173508.2663 | 160160.8 | 136.13 | 0.0062424 | 154162.8951 | 196.0114 | 165249.0336 | 156144.6 | 168.16 | 0.055468
673 | 158540.4726 | 237.2261 | 175903.4619 | 163267.4 | 162.4351 | 0.015189 | 158540.4726 | 164.2545 | 167644.1356 | 159534.0356 | 170.8093 | 0.075471
674 | 149124.2749 | 220.4033 | 170072.1781 | 158877.8894 | 35.2179 | 0.00046856 | 149124.2749 | 139.1873 | 161812.6985 | 155936.0985 | 45.0263 | 0.003212
675 | 148357.7193 | 228.2558 | 177821.9512 | 157116.3 | 57.91 | 0.00087572 | 148357.7193 | 134.5232 | 169562.3641 | 154245.9 | 55.4 | 0.005773
676 | 151617.4414 | 232.9869 | 176755.3584 | 158059.8 | 115.9732 | 0.0043912 | 151617.4414 | 142.7784 | 168495.6674 | 156083.7 | 80.3471 | 0.015641
677 | 151439.3847 | 216.4483 | 174887.7581 | 156723.2 | 132 | 0.0092279 | 151439.3847 | 138.8408 | 166627.9394 | 153282.4 | 124.11 | 0.05731
678 | 153543.1127 | 240.3579 | 175355.9836 | 158464.4 | 156.6511 | 0.012132 | 153543.1127 | 170.6897 | 167096.0235 | 156044.8 | 130.2247 | 0.047332
679 | 152305.6843 | 223.9086 | 171839.7883 | 156020.1 | 174.1274 | 0.025745 | 152305.6843 | 133.5414 | 163579.6885 | 154719.8 | 104.698 | 0.048223
680 | 152663.4595 | 215.6974 | 170833.0034 | 156353.3 | 169.0397 | 0.026253 | 152663.4595 | 113.6711 | 162572.7178 | 155112.4 | 89.2318 | 0.047999
681 | 158248.2599 | 229.4639 | 168244.7238 | 162240.8 | 173.11 | 0.023809 | 158248.2599 | 126.1405 | 159984.1952 | 155661.5948 | 247.4223 | 0.21663
682 | 155646.1709 | 223.8325 | 182409.0906 | 161462.1 | 128.3344 | 0.0072279 | 155646.1709 | 130.9162 | 174148.3641 | 157893.2 | 110.07 | 0.051719
683 | 159122.6686 | 214.8653 | 176134.3924 | 162969.7 | 168.3498 | 0.026253 | 159122.6686 | 116.4255 | 167873.4534 | 161355.4534 | 101.9263 | 0.052693
684 | 154772.0975 | 237.9255 | 174397.7897 | 161752.4 | 109.2726 | 0.003406 | 154772.0975 | 140.2251 | 166136.5987 | 158887.3 | 84.84 | 0.020765
685 | 156347.4497 | 225.1931 | 175268.0918 | 160946.3 | 155.5258 | 0.015795 | 156347.4497 | 138.5538 | 167006.6615 | 159010.4 | 103.3605 | 0.045811
686 | 157870.9018 | 230.4855 | 176421.3001 | 164375.7 | 119.1061 | 0.004986 | 157870.9018 | 139.6664 | 168159.5996 | 161427.1 | 92.8738 | 0.030998
687 | 155733.2944 | 247.1991 | 178550.0115 | 161396.1891 | 145.3906 | 0.0079698 | 155733.2944 | 179.5345 | 170287.9676 | 158511.6 | 131.79 | 0.044132
688 | 155212.0309 | 215.3911 | 173424.7922 | 159542.9079 | 153.5582 | 0.018288 | 155212.0309 | 120.2633 | 165162.3996 | 154386.2 | 204.89 | 0.12967
689 | 150713.9458 | 222.2368 | 170696.624 | 156967.1 | 113.9021 | 0.0048419 | 150713.9458 | 145.1204 | 162433.8444 | 153939.2124 | 98.9113 | 0.034515
690 | 153788.9703 | 231.0386 | 171676.3733 | 157500 | 181.3119 | 0.026511 | 153788.9703 | 136.4589 | 163413.2139 | 154748.3 | 157.19 | 0.075824
691 | 146386.4608 | 226.8844 | 172910.3646 | 150624.1 | 158.2536 | 0.016586 | 146386.4608 | 149.4875 | 164646.7879 | 147340.1879 | 156.9057 | 0.07477
692 | 156043.0615 | 224.9403 | 173846.147 | 161743.1 | 131.7486 | 0.0078923 | 156043.0615 | 144.4388 | 165582.1643 | 158647.9643 | 108.6339 | 0.046457
693 | 153069.38 | 254.5302 | 174283.0567 | 158302.2 | 157.8745 | 0.0098812 | 153069.38 | 186.7934 | 166018.6757 | 156241.6 | 129.1766 | 0.036959
694 | 158004.8755 | 240.0844 | 179700.0232 | 164829.1 | 117.03 | 0.0041009 | 158004.8755 | 164.3563 | 171435.2448 | 161242.6 | 114.2246 | 0.037688
695 | 148003.7854 | 240.8666 | 171831.7806 | 155646.7 | 87.3935 | 0.0018047 | 148003.7854 | 159.8854 | 163566.6064 | 151120.5 | 109.78 | 0.035542
696 | 154454.7481 | 209.8034 | 172982.9505 | 159163.1 | 141.59 | 0.014185 | 154454.7481 | 93.4655 | 164717.4122 | 156653.6 | 85.76 | 0.052204
697 | 154959.5726 | 190.6258 | 170255.9254 | 160617.6 | 111.6955 | 0.0078923 | 154959.5726 | 73.3665 | 161989.9786 | 155645.7 | 131.39 | 0.082467
698 | 153560.4095 | 204.4759 | 175780.408 | 157282.3 | 159.8648 | 0.026253 | 153560.4095 | 86.2082 | 167514.0624 | 156061.1 | 67.6453 | 0.047332
699 | 155671.1542 | 199.0584 | 168829.6895 | 161183.8 | 119.87 | 0.0087879 | 155671.1542 | 74.7368 | 160562.9026 | 155599.4026 | 168.954 | 0.10365
700 | 153135.5824 | 205.3347 | 177809.5247 | 160450.2 | 86.23 | 0.0026161 | 153135.5824 | 85.6935 | 169542.273 | 157724.7968 | 47.5776 | 0.014895
701 | 156304.7107 | 193.2713 | 171668.1917 | 164502.1 | 67.83 | 0.001669 | 156304.7107 | 59.1693 | 163400.4619 | 157562.6 | 105.47 | 0.069716
702 | 155203.7333 | 197.2745 | 174439.002 | 160511.2 | 122.33 | 0.0098812 | 155203.7333 | 74.5328 | 166170.7642 | 155760.3 | 141.2 | 0.085604
703 | 154352.1744 | 217.7938 | 169540.1177 | 160652.9831 | 113.7748 | 0.0051847 | 154352.1744 | 112.0007 | 161271.3943 | 155314.2 | 144.17 | 0.075824
704 | 154956.1869 | 232.5252 | 169399.632 | 160100.7 | 147.61 | 0.010896 | 154956.1869 | 147.6475 | 161130.4515 | 156350.1 | 147.61 | 0.066538
705 | 155491.2469 | 224.1958 | 170727.6073 | 160677.1 | 141.8184 | 0.010685 | 155491.2469 | 142.5947 | 162457.9678 | 156475.9 | 154.57 | 0.075471
706 | 155550.0575 | 218.0784 | 171779.1557 | 160537.9 | 142.08 | 0.012132 | 155550.0575 | 118.6024 | 163508.9805 | 155940.6 | 166.06 | 0.090112
707 | 155571.7927 | 240.3777 | 180158.7952 | 163387.1855 | 92.1908 | 0.0020692 | 155571.7927 | 160.3988 | 171887.9821 | 160647.6 | 82.77 | 0.011553
708 | 154532.3224 | 218.1487 | 178754.9317 | 160255.8 | 126.1346 | 0.007516 | 154532.3224 | 143.7025 | 170483.4589 | 157912 | 96.9478 | 0.032869
709 | 155065.1245 | 222.6053 | 177864.6593 | 161915.8 | 105.2618 | 0.0037191 | 155065.1245 | 131.2036 | 169592.5564 | 158787.2 | 84.3878 | 0.026771
710 | 155381.8823 | 223.053 | 174028.0994 | 159171.8 | 173.44 | 0.025745 | 155381.8823 | 119.5218 | 165755.401 | 154720.4 | 207.78 | 0.12376
711 | 152895.8317 | 245.195 | 174436.2841 | 160494.4 | 95.9871 | 0.0021729 | 152895.8317 | 167.4728 | 166163.0122 | 157966.4 | 85.0891 | 0.010896
712 | 156643.0511 | 248.8817 | 176078.9589 | 165480.4 | 72.76 | 0.001129 | 156643.0511 | 200.5158 | 167805.1297 | 161410.1649 | 109.9536 | 0.014324
713 | 156853.7164 | 256.2837 | 174604.7781 | 162032.5 | 163.3827 | 0.011111 | 156853.7164 | 198.6079 | 166330.4668 | 158281.4 | 190.98 | 0.066229
714 | 158017.9289 | 244.2455 | 168387.5541 | 162632.5731 | 169.445 | 0.016106 | 158017.9289 | 170.9361 | 160112.7974 | 157151.8 | 233.24 | 0.13088
715 | 152433.1805 | 235.0158 | 178348.92 | 157700.5214 | 144.491 | 0.0095024 | 152433.1805 | 151.6002 | 170073.6596 | 154891.8 | 116.6592 | 0.047775
716 | 157708.3791 | 229.4928 | 174139.693 | 163793.3 | 127.4606 | 0.0064281 | 157708.3791 | 135.5534 | 165863.9397 | 159508.0371 | 129.3579 | 0.05949
717 | 149434.6258 | 228.4148 | 174549.2128 | 154803.2 | 135.8143 | 0.0083689 | 149434.6258 | 153.7028 | 166272.9903 | 152264.8 | 110.34 | 0.041925
718 | 154482.1455 | 244.1021 | 176052.566 | 163421.6 | 66.1462 | 0.00097509 | 154482.1455 | 186.4312 | 167775.8922 | 160133.8 | 85.32 | 0.0078156
719 | 151801.5692 | 238.493 | 174379.3602 | 157664.8862 | 132.313 | 0.0064281 | 151801.5692 | 185.7264 | 166102.3046 | 155902.8 | 111.2012 | 0.019969
720 | 156169.2997 | 243.3361 | 173500.732 | 162946.8 | 117.8682 | 0.0040215 | 156169.2997 | 169.001 | 165223.318 | 159958.0258 | 108.058 | 0.025998
721 | 152466.5456 | 232.7219 | 168637.8009 | 157099.7 | 157.38 | 0.014324 | 152466.5456 | 137.971 | 160360.0543 | 152679.1 | 183.77 | 0.094857
722 | 152389.6804 | 237.0625 | 176831.6079 | 157889.9 | 140.3708 | 0.0082069 | 152389.6804 | 145.5138 | 168553.5483 | 155716.1 | 98.2595 | 0.033192
723 | 154913.0378 | 219.3427 | 171931.4419 | 159516.9 | 150.5009 | 0.015338 | 154913.0378 | 121.6449 | 163653.0685 | 155761 | 151.38 | 0.078342
724 | 151992.9262 | 247.8115 | 177529.6271 | 157031.8278 | 157.4855 | 0.010896 | 151992.9262 | 161.6712 | 169250.9462 | 154954.4 | 114.7599 | 0.040767
725 | 154742.8286 | 226.0361 | 172923.2616 | 163108.9 | 73.93 | 0.0014135 | 154742.8286 | 136.5103 | 164644.2529 | 157252.3529 | 105.0757 | 0.047553
726 | 154482.7532 | 237.6546 | 171220.0199 | 159265.1 | 158.73 | 0.013509 | 154482.7532 | 165.5262 | 162940.7179 | 156596.6179 | 138.2174 | 0.053436
727 | 152589.2569 | 247.3221 | 171112.8078 | 159367.4 | 116.07 | 0.0036471 | 152589.2569 | 163.7182 | 162833.2077 | 154794.9 | 133.69 | 0.051478
728 | 153046.202 | 246.0099 | 175515.3472 | 158378.1 | 150.2218 | 0.0093185 | 153046.202 | 153.5578 | 167235.4467 | 156628 | 100.1244 | 0.028388
729 | 151870.1575 | 227.6779 | 168984.3343 | 155541.4 | 178.4071 | 0.026253 | 151870.1575 | 139.423 | 160704.1085 | 154264.4 | 109.4458 | 0.048449
730 | 155548.5653 | 212.9057 | 175226.6692 | 161306.3 | 123.1704 | 0.007516 | 155548.5653 | 120.0765 | 166946.0802 | 157884.6 | 98.9 | 0.050291
731 | 154909.4058 | 226.8996 | 172750.1326 | 162493.1 | 91.3074 | 0.0023267 | 154909.4058 | 145.3729 | 164469.1722 | 158510.0976 | 95.1299 | 0.028948
732 | 154600.8154 | 204.3316 | 170050.9142 | 159941.9 | 125.65 | 0.0095958 | 154600.8154 | 87.6413 | 161769.5922 | 154689.4922 | 166.1348 | 0.098465
733 | 151701.0452 | 182.5762 | 175457.6949 | 158804.4 | 79.21 | 0.0028847 | 151701.0452 | 62.7356 | 167176.046 | 154295.8 | 46.73 | 0.045598
734 | 152392.9357 | 215.6099 | 174004.6195 | 156782.1 | 150.86 | 0.016748 | 152392.9357 | 100.9924 | 165722.6282 | 152423.7282 | 177.324 | 0.10032
735 | 155060.876 | 229.5408 | 172224.8608 | 161699 | 113.18 | 0.0042643 | 155060.876 | 136.9611 | 163942.5359 | 156649.1 | 136.04 | 0.062915
736 | 157085.0461 | 243.5552 | 171747.4498 | 162974.5 | 139.19 | 0.0071576 | 157085.0461 | 174.0208 | 163464.8109 | 158325.6257 | 171.2 | 0.070042
737 | 150465.9936 | 245.7179 | 169383.3404 | 155426.4599 | 156.8249 | 0.011111 | 150465.9936 | 173.756 | 161100.412 | 153561.2 | 120.5531 | 0.037321
738 | 157556.3735 | 233.3666 | 174262.3097 | 164430.9 | 112.23 | 0.0039437 | 157556.3735 | 152.586 | 165979.0706 | 160223.9 | 114.06 | 0.046025
739 | 155037.2635 | 231.1426 | 173314.1208 | 159981.8 | 151.1867 | 0.012371 | 155037.2635 | 136.7419 | 165030.5769 | 156198.3 | 150.8 | 0.071362
740 | 156273.1354 | 230.6756 | 171238.3979 | 160052.1 | 180.704 | 0.026253 | 156273.1354 | 144.5361 | 162954.5611 | 158116.4805 | 132.2544 | 0.05839
741 | 155360.87 | 228.2534 | 176002.4175 | 160305 | 149.5301 | 0.012493 | 155360.87 | 150.2488 | 167718.2625 | 158418.6 | 106.2153 | 0.040389
742 | 150472.5354 | 248.086 | 176790.395 | 157565.3 | 106.49 | 0.0028014 | 150472.5354 | 182.9839 | 168505.8891 | 154878.5 | 103.4495 | 0.01595
743 | 155288.9562 | 228.6132 | 173346.1553 | 160500 | 143.9192 | 0.010478 | 155288.9562 | 167.6341 | 165061.2973 | 157233.2973 | 145.362 | 0.056513
744 | 148959.7755 | 244.6071 | 173916.549 | 154763.3 | 134.4959 | 0.0061817 | 148959.7755 | 185.7483 | 165631.349 | 152456.149 | 120.9261 | 0.028112
745 | 156221.6628 | 236.098 | 176021.9147 | 163129.1 | 111.52 | 0.0037191 | 156221.6628 | 171.5298 | 167736.3622 | 159162.5622 | 123.4253 | 0.042121
746 | 147080.0108 | 241.06 | 171466.0414 | 154297.7 | 96.5891 | 0.0023041 | 147080.0108 | 165.1316 | 163180.1856 | 151348.6439 | 93.9857 | 0.016424
747 | 154613.2955 | 239.3588 | 174640.0312 | 160651.3 | 131.29 | 0.0061216 | 154613.2955 | 151.9723 | 166353.8664 | 157172.9664 | 114.9847 | 0.046674
748 | 156986.4848 | 243.7942 | 175905.0298 | 165851.2 | 71.0938 | 0.001118 | 156986.4848 | 167.7772 | 167618.5726 | 161215.9726 | 100.6404 | 0.020165
749 | 158992.6504 | 247.8998 | 172636.3099 | 163762.6187 | 169.0628 | 0.014895 | 158992.6504 | 177.5076 | 164349.5827 | 157561.5364 | 259.4627 | 0.1541
750 | 158013.7648 | 240.696 | 172222.0952 | 163969.5 | 136.8487 | 0.0070191 | 158013.7648 | 169.8869 | 163935.1734 | 159484.8734 | 162.3846 | 0.065613
751 | 154489.5575 | 244.3942 | 171751.6833 | 161112.8 | 120.2775 | 0.0042228 | 154489.5575 | 157.6783 | 163464.5965 | 157546.9823 | 111.2134 | 0.0402
752 | 154860.3211 | 202.3486 | 170857.22 | 159997.7 | 128.5282 | 0.010896 | 154860.3211 | 102.7101 | 162569.9613 | 155697.1 | 138.08 | 0.078708
753 | 153429.0485 | 217.4216 | 177683.0606 | 157134.6 | 170.5 | 0.026253 | 153429.0485 | 120.1318 | 169395.636 | 155235.8 | 116.54 | 0.05839
754 | 158207.7231 | 216.5466 | 172499.9654 | 164002.0171 | 126.5261 | 0.0078156 | 158207.7231 | 111.6912 | 164212.363 | 158857.463 | 155.4713 | 0.08363
755 | 153684.3874 | 210.2472 | 169983.3971 | 159396.6 | 121.1594 | 0.0073705 | 153684.3874 | 98.5791 | 161695.6373 | 154867 | 128.12 | 0.070699
756 | 153845.2507 | 195.0914 | 172369.8422 | 160119.2 | 102.0301 | 0.0051847 | 153845.2507 | 78.7668 | 164081.9358 | 157057.6358 | 54.2892 | 0.036243
757 | 147852.611 | 227.6887 | 176313.7175 | 157249.4 | 42.5984 | 0.00055866 | 147852.611 | 130.7228 | 168025.6239 | 154689.1 | 41.209 | 0.0030589
758 | 153977.5551 | 222.7723 | 177320.6852 | 159502.1 | 132.6141 | 0.0083689 | 153977.5551 | 135.7496 | 169032.3697 | 157500.1 | 89.5671 | 0.029809
759 | 155585.2517 | 210.0327 | 175661.4522 | 163307.4 | 82.42 | 0.0021942 | 155585.2517 | 114.0052 | 167372.8651 | 157425.5651 | 111.264 | 0.05839
760 | 155327.4715 | 222.0878 | 171895.1545 | 160498.2 | 140.6891 | 0.01079 | 155327.4715 | 126.588 | 163606.313 | 155572 | 174.38 | 0.093976
761 | 158102.1803 | 227.2781 | 170357.595 | 162951.295 | 152.7547 | 0.01391 | 158102.1803 | 139.1933 | 162068.5122 | 157336.4 | 210 | 0.12668
762 | 152629.0861 | 223.2382 | 177183.9882 | 159822.7 | 95.8416 | 0.0028014 | 152629.0861 | 134.3912 | 168894.7154 | 157244 | 74.08 | 0.014607
763 | 153138.2406 | 215.3478 | 173857.8999 | 158859.5 | 123.4903 | 0.0072279 | 153138.2406 | 117.4645 | 165568.4279 | 154494.4 | 130.21 | 0.066849
764 | 155618.2563 | 227.0225 | 172566.6264 | 160235.3 | 155.9376 | 0.015338 | 155618.2563 | 128.4748 | 164276.9512 | 157997.3743 | 104.2972 | 0.049592
765 | 154898.6071 | 252.1763 | 173327.8773 | 160987.6 | 137.3584 | 0.0060032 | 154898.6071 | 182.2544 | 165037.9534 | 158494.4 | 119.3448 | 0.028948
766 | 152015.62 | 265.187 | 171533.4451 | 158787.6361 | 123.9548 | 0.0036116 | 152015.62 | 211.6775 | 163243.2575 | 156399.8 | 121.05 | 0.016748
767 | 155748.8647 | 248.3916 | 170408.3431 | 162091.7862 | 130.1095 | 0.0052356 | 155748.8647 | 186.5271 | 162117.8957 | 157483.7982 | 168.8637 | 0.060328
768 | 152431.1617 | 214.6709 | 172861.6115 | 157828.0807 | 129.2897 | 0.0087879 | 152431.1617 | 125.9199 | 164570.933 | 153872.6936 | 130.1171 | 0.065004
769 | 159859.5524 | 217.2318 | 173256.1072 | 162608.7 | 212.09 | 0.045385 | 159859.5524 | 124.8945 | 164965.2069 | 155960.877 | 231.1704 | 0.31612
770 | 156962.2003 | 217.9703 | 177027.4585 | 164512.3 | 90.4622 | 0.0025406 | 156962.2003 | 131.5539 | 168736.3633 | 160854.7 | 83.0692 | 0.024758
771 | 156642.6424 | 229.9902 | 171998.6059 | 161375 | 156.1371 | 0.014607 | 156642.6424 | 153.7716 | 163707.3218 | 156702.2 | 186.15 | 0.099388
772 | 154023.5551 | 220.2587 | 170775.421 | 159519.3 | 131.76 | 0.008534 | 154023.5551 | 134.4088 | 162483.9381 | 155272.3 | 142 | 0.069392
773 | 151890.0534 | 233.9423 | 171944.1051 | 158196.4 | 119.8 | 0.0048419 | 151890.0534 | 153.1623 | 163652.4313 | 153420.8 | 145.31 | 0.063209
774 | 156650.494 | 232.2584 | 174330.5128 | 161524.3 | 154.5879 | 0.013377 | 156650.494 | 159.8106 | 166038.6798 | 157833.5 | 160.52 | 0.07103
775 | 151750.3 | 230.3906 | 174268.2705 | 157348.3 | 133.72 | 0.0075898 | 151750.3 | 159.8759 | 165976.3029 | 154538.2674 | 116.108 | 0.042914
776 | 159458.164 | 225.2094 | 175950.694 | 167505.9 | 85.6 | 0.0020095 | 159458.164 | 140.2759 | 167658.5916 | 161483 | 124.42 | 0.055988
777 | 157060.9496 | 204.0266 | 175688.1991 | 162516.7 | 124.8931 | 0.00941 | 157060.9496 | 90.8479 | 167395.9865 | 159257.5799 | 84.8767 | 0.052693
778 | 153214.3548 | 220.843 | 173312.2689 | 158538.8 | 135.14 | 0.0093185 | 153214.3548 | 107.0926 | 165019.929 | 154313.5 | 138.87 | 0.072368
779 | 152525.2199 | 201.2581 | 174835.5565 | 160650.5 | 68.177 | 0.0015285 | 152525.2199 | 106.1774 | 166543.0943 | 156257.7943 | 67.5579 | 0.025495
780 | 157998.5712 | 247.8363 | 176395.6573 | 163956.5046 | 140.8452 | 0.0070191 | 157998.5712 | 181.6398 | 168103.0537 | 161392.3 | 123.59 | 0.034179
781 | 155339.1375 | 251.6843 | 174886.4357 | 160515.8 | 159.3065 | 0.01079 | 155339.1375 | 190.0641 | 166593.6701 | 157689.6 | 151.11 | 0.050057
782 | 155675.7472 | 233.7531 | 176040.7633 | 161821.8 | 126.7359 | 0.005887 | 155675.7472 | 139.1467 | 167747.8677 | 159048.0179 | 94.3016 | 0.033518
783 | 151252.0656 | 238.3207 | 174574.3552 | 158563.2 | 98.078 | 0.0024914 | 151252.0656 | 147.3735 | 166281.3024 | 155617.8 | 84.2233 | 0.016586
784 | 147607.5362 | 214.0596 | 172109.5616 | 155037.5 | 81.7836 | 0.0020491 | 147607.5362 | 110.9198 | 163816.323 | 152768.1 | 53.4146 | 0.0091382
785 | 160358.6748 | 227.5972 | 176130.5279 | 163917.8 | 190.79 | 0.03192 | 160358.6748 | 148.8272 | 167837.0382 | 158763.9 | 230.19 | 0.16071
786 | 157869.0267 | 244.658 | 180540.6711 | 164754.7 | 117.7225 | 0.0039437 | 157869.0267 | 162.6849 | 172246.9879 | 162481.2 | 92.1305 | 0.016106
787 | 148388.7997 | 235.3575 | 172042.2512 | 154197.5 | 128.767 | 0.0061216 | 148388.7997 | 152.0446 | 163748.3275 | 152189.7 | 94.179 | 0.022897
788 | 154151.2849 | 217.5974 | 174805.3345 | 159727 | 128.5988 | 0.0081271 | 154151.2849 | 130.4288 | 166511.1155 | 155425.5593 | 138.736 | 0.068747
789 | 151643.293 | 234.3948 | 168047.1592 | 158158.7 | 115.0329 | 0.0041818 | 151643.293 | 150.3099 | 159752.648 | 154027 | 117.65 | 0.048675
790 | 151621.2786 | 235.6948 | 172032.7042 | 157667.8 | 126.3999 | 0.0056613 | 151621.2786 | 147.6105 | 163737.9157 | 154628.4 | 104.02 | 0.0402
791 | 152916.1421 | 234.2718 | 170881.7587 | 156636.5 | 182.5654 | 0.025998 | 152916.1421 | 140.0089 | 162586.6494 | 154430.4 | 140.71 | 0.063802
792 | 153926.0698 | 216.5809 | 171523.3984 | 160122.9 | 114.9382 | 0.0054443 | 153926.0698 | 110.0055 | 163227.9981 | 154925.4 | 141.54 | 0.07477
793 | 153312.8295 | 212.6662 | 178828.3293 | 158414.5 | 134.7615 | 0.01079 | 153312.8295 | 103.4909 | 170532.665 | 156523.5 | 71.2366 | 0.036243
794 | 160177.1035 | 211.9856 | 175633.1785 | 166117.7 | 122.41 | 0.0074429 | 160177.1035 | 104.9923 | 167337.2118 | 160124.8 | 177.11 | 0.10269
795 | 150877.2292 | 209.9902 | 172879.8435 | 157088.6 | 108.6225 | 0.004986 | 150877.2292 | 97.6924 | 164583.6098 | 154607.4 | 61.7971 | 0.025001
796 | 152826.4608 | 225.5383 | 175691.2089 | 158143 | 137.8892 | 0.0093185 | 152826.4608 | 131.4376 | 167394.6394 | 156263.7 | 87.4705 | 0.030998
797 | 156986.3421 | 223.749 | 173021.0214 | 161445.1 | 157.8684 | 0.017416 | 156986.3421 | 115.3591 | 164724.0456 | 159244.4 | 100.44 | 0.051719
798 | 151674.8623 | 230.2057 | 171871.1171 | 155337.2 | 180.5609 | 0.026511 | 151674.8623 | 130.459 | 163573.7077 | 154090.5 | 102.4004 | 0.048223
799 | 151669.6783 | 193.6524 | 174187.9887 | 157966.5272 | 99.1759 | 0.0048419 | 151669.6783 | 70.7833 | 165890.1072 | 153474.2292 | 84.5537 | 0.058118
800 | 155833.1515 | 195.2664 | 174953.5181 | 162930.5 | 88.402 | 0.0032754 | 155833.1515 | 70.5366 | 166655.1167 | 158768.1 | 50.7458 | 0.042121
801 | 154118.851 | 213.0356 | 178920.0849 | 160892 | 101.4651 | 0.0038297 | 154118.851 | 73.9765 | 170621.1272 | 158017.6 | 46.1692 | 0.023578
802 | 152160.7382 | 189.5349 | 173564.8284 | 159544.4 | 77.4756 | 0.0024432 | 152160.7382 | 61.3442 | 165265.2078 | 155073.8 | 43.85 | 0.041535
803 | 154201.1755 | 207.5101 | 173194.1205 | 160765.5 | 103.0506 | 0.0043485 | 154201.1755 | 91.3124 | 164893.7603 | 157202.4276 | 64.8451 | 0.040767
804 | 153357.1258 | 210.8096 | 171799.4798 | 158548.3 | 131.7998 | 0.010175 | 153357.1258 | 103.7125 | 163498.3041 | 155387 | 98.08 | 0.054697
805 | 160186.5689 | 212.8838 | 175983.6469 | 165250.5 | 140.1236 | 0.012739 | 160186.5689 | 103.5228 | 167681.5795 | 162178.3337 | 103.0556 | 0.056778
806 | 153986.8646 | 196.1661 | 176615.7857 | 160639.8 | 95.5794 | 0.0041009 | 153986.8646 | 71.5208 | 168312.8156 | 155868.2 | 83.46 | 0.05731
807 | 150613.6275 | 199.5032 | 179507.7275 | 157474.8438 | 90.2897 | 0.0032436 | 150613.6275 | 75.3518 | 171203.7713 | 154408 | 47.1432 | 0.023809
808 | 158863.3312 | 221.9395 | 169623.4685 | 163121.9853 | 161.8142 | 0.020363 | 158863.3312 | 129.5878 | 161318.46 | 157460.6029 | 227.1581 | 0.15267
809 | 154391.575 | 253.7223 | 170756.8965 | 160570.8 | 135.53 | 0.0056063 | 154391.575 | 179.4421 | 162450.9609 | 155379.3 | 185.96 | 0.07512
810 | 154166.7135 | 222.9893 | 169088.712 | 158408.6 | 160.2525 | 0.019017 | 154166.7135 | 145.7105 | 160782.0055 | 153823.0055 | 191.9835 | 0.11221
811 | 156222.7504 | 225.2565 | 176785.1598 | 163279.49 | 103.221 | 0.0033729 | 156222.7504 | 132.6985 | 168477.7367 | 159885.7 | 86.44 | 0.028388
812 | 157171.9459 | 216.6502 | 176809.7869 | 162283.2 | 139.7017 | 0.011667 | 157171.9459 | 119.5612 | 168501.5994 | 159722.1844 | 92.5033 | 0.047553
813 | 153766.2417 | 225.6244 | 171850.7874 | 158910.6 | 142.3762 | 0.010581 | 153766.2417 | 125.6919 | 163541.7823 | 156767.4 | 89.159 | 0.040767
814 | 152128.3591 | 207.3356 | 171334.2741 | 159178.4 | 91.4249 | 0.0030291 | 152128.3591 | 88.3468 | 163024.467 | 156475.767 | 50.8634 | 0.017079
815 | 157049.4063 | 198.1615 | 172639.3248 | 161602.9 | 138.0852 | 0.016424 | 157049.4063 | 85.8025 | 164328.6112 | 156217.6 | 196.17 | 0.12967
816 | 152997.2894 | 195.8204 | 173094.4087 | 162331 | 43.9982 | 0.00072026 | 152997.2894 | 82.5326 | 164782.868 | 156974.668 | 50.6575 | 0.022019
817 | 153194.3504 | 207.6484 | 174642.9078 | 160512.5 | 87.1919 | 0.0026161 | 153194.3504 | 111.6436 | 166330.4361 | 157208.4 | 68.1859 | 0.021593
818 | 155071.2735 | 231.3347 | 169126.2027 | 161792.2 | 112.2514 | 0.004061 | 155071.2735 | 146.712 | 160812.6695 | 155807.8695 | 166.8757 | 0.080942
819 | 153106.241 | 228.5061 | 169676.7106 | 158501.1 | 138.1941 | 0.0089613 | 153106.241 | 157.7905 | 161362.2248 | 154466.6 | 152.67 | 0.066849
820 | 154504.5301 | 231.9885 | 178188.3009 | 160585.4548 | 126.1973 | 0.0059448 | 154504.5301 | 140.6141 | 169872.9404 | 157646.4 | 98.048 | 0.038432
821 | 153031.7167 | 209.6973 | 173676.7933 | 158573 | 123.8058 | 0.0081271 | 153031.7167 | 95.4182 | 165360.4781 | 154002.8 | 135.11 | 0.075471
822 | 150214.0203 | 227.076 | 172603.5162 | 157274.7 | 97.9145 | 0.0028289 | 150214.0203 | 121.2071 | 164286.2314 | 154570.3 | 69.0252 | 0.016424
823 | 151084.2208 | 226.0969 | 172530.7553 | 156882 | 126.2719 | 0.006555 | 151084.2208 | 142.4933 | 164212.3971 | 154792.6541 | 90.51 | 0.025495
824 | 154409.8491 | 225.7365 | 169923.0834 | 162114.7817 | 86.34 | 0.0021308 | 154409.8491 | 153.7226 | 161603.5745 | 155828.0811 | 147.4656 | 0.06592
825 | 157079.3237 | 243.1257 | 172502.5192 | 161247.3 | 178.24 | 0.020969 | 157079.3237 | 178.7106 | 164181.8981 | 158182.66 | 182.1043 | 0.073046
826 | 152660.5229 | 220.9403 | 178026.3792 | 157334.7 | 148.6675 | 0.014047 | 152660.5229 | 133.0226 | 169704.6793 | 155358.3 | 97.9798 | 0.044339
827 | 153769.1774 | 228.0836 | 173590.1364 | 161826.3364 | 80.2054 | 0.001669 | 153769.1774 | 132.5645 | 165267.2397 | 155854.9397 | 116.2022 | 0.053686
828 | 154904.5291 | 212.9313 | 172798.242 | 163615.3 | 62.8316 | 0.0011513 | 154904.5291 | 109.8584 | 164474.2191 | 157538.9699 | 81.9954 | 0.045811
829 | 156824.8815 | 231.7848 | 174936.753 | 162970 | 126.6775 | 0.0060621 | 156824.8815 | 138.4552 | 166611.5367 | 158768.9 | 126.34 | 0.056778
830 | 152862.667 | 241.7142 | 174442.1438 | 159770 | 110.7082 | 0.0033729 | 152862.667 | 164.0257 | 166115.7245 | 157395.7662 | 91.8268 | 0.015338
831 | 155526.6448 | 229.5598 | 174596.2391 | 159376.5 | 176.2023 | 0.024758 | 155526.6448 | 150.1704 | 166268.5244 | 155191.9244 | 197.267 | 0.11221
832 | 156896.2572 | 225.3312 | 173930.3048 | 161822.8 | 149.0221 | 0.012991 | 156896.2572 | 138.9795 | 165601.3929 | 159323.8805 | 110.4166 | 0.049132
833 | 156611.5511 | 200.0432 | 173255.9965 | 160075.9789 | 168.0945 | 0.032233 | 156611.5511 | 99.8319 | 164925.8902 | 155140.4 | 216 | 0.157
834 | 155298.6414 | 183.2087 | 174471.5571 | 163567.8 | 62.13 | 0.0015435 | 155298.6414 | 48.2885 | 166140.3462 | 156948.9 | 79.3 | 0.061752
835 | 153637.6458 | 221.3531 | 174405.6895 | 159160.7 | 131.5411 | 0.0083689 | 153637.6458 | 123.8507 | 166073.2967 | 155218.4586 | 127.3526 | 0.062622
836 | 158814.8686 | 249.0502 | 168485.7711 | 163096.5804 | 181.017 | 0.019969 | 158814.8686 | 156.7313 | 160152.2444 | 155930.2444 | 257.4592 | 0.23671
837 | 148544.8684 | 248.6455 | 176441.2148 | 155527.1 | 107.22 | 0.0028289 | 148544.8684 | 183.6062 | 168106.6723 | 153669.5 | 89.6701 | 0.0095958
838 | 153644.1434 | 244.5495 | 176124.2346 | 159987.6 | 126.0723 | 0.0049375 | 153644.1434 | 172.9433 | 167788.5782 | 156125.9 | 132.62 | 0.047553
839 | 153126.3796 | 236.9392 | 174548.7966 | 157742.8 | 161.08 | 0.01475 | 153126.3796 | 167.5186 | 166212.0014 | 153448.8 | 193.46 | 0.091809
840 | 157283.4021 | 256.1415 | 173868.8258 | 164415.8 | 116.71 | 0.0033401 | 157283.4021 | 193.6299 | 165530.9586 | 159575.8 | 156.92 | 0.051239
841 | 153849.0275 | 240.1771 | 169285.3038 | 159432.4 | 141.51 | 0.0080481 | 153849.0275 | 168.5808 | 160946.4307 | 154227.6 | 193.04 | 0.090112
842 | 153049.0572 | 246.1425 | 175671.1179 | 159582.1 | 121.813 | 0.0043062 | 153049.0572 | 171.8487 | 167331.3725 | 156866.8548 | 108.1437 | 0.024518
843 | 155706.7023 | 229.9264 | 174494.2383 | 161486.2 | 132.6717 | 0.0074429 | 155706.7023 | 147.228 | 166153.6683 | 158585 | 106.6765 | 0.042714
844 | 155056.6163 | 211.3217 | 173341.7167 | 158852.3 | 163.8 | 0.025495 | 155056.6163 | 114.0456 | 165000.2464 | 154291 | 200.24 | 0.12727
845 | 154593.9096 | 222.8639 | 173698.1025 | 158329.7 | 174.6851 | 0.026253 | 154593.9096 | 123.5837 | 165355.8135 | 157061.7 | 97.0106 | 0.047999
846 | 152014.0541 | 222.4763 | 177918.1679 | 155699.2 | 173.9079 | 0.026253 | 152014.0541 | 121.9928 | 169574.9418 | 154396.9 | 97.44 | 0.048675
847 | 155443.5975 | 238.9732 | 172020.9123 | 161218.9519 | 137.7637 | 0.0073705 | 155443.5975 | 148.9258 | 163676.6148 | 157397.4 | 132.72 | 0.05625
848 | 155998.7284 | 249.3878 | 176902.8934 | 162708.2629 | 122.227 | 0.0041818 | 155998.7284 | 191.9889 | 168557.4885 | 159957.7 | 119.5918 | 0.023349
849 | 157701.6761 | 261.7367 | 173106.6504 | 162547.3 | 175.6989 | 0.01391 | 157701.6761 | 201.2527 | 164760.0894 | 160366.9713 | 150.5243 | 0.046025
850 | 157607.5737 | 266.1863 | 173443.5606 | 161409.5 | 208.9562 | 0.026511 | 157607.5737 | 218.9764 | 165095.9531 | 157732.4531 | 260.833 | 0.09755
851 | 154732.6775 | 232.4162 | 169257.2696 | 159450.9 | 156.82 | 0.014185 | 154732.6775 | 153.2589 | 160908.7657 | 154903.3 | 184.97 | 0.096194
852 | 153828.3666 | 210.8808 | 173212.1153 | 160636.5 | 99.4742 | 0.0036829 | 153828.3666 | 104.2877 | 164862.8009 | 156405.9 | 78.25 | 0.04624
853 | 163990.9697 | 197.0883 | 171923.6366 | 168001.5366 | 153.3274 | 0.025495 | 163990.9697 | 63.9126 | 163573.5231 | 159632.0231 | 237.3514 | 0.35029
854 | 151321.2584 | 203.2812 | 167522.4109 | 156242.1 | 131.0838 | 0.011667 | 151321.2584 | 78.8444 | 159171.5889 | 151287.6 | 170.77 | 0.10221
855 | 156287.3728 | 198.6707 | 176541.8897 | 162388 | 109.0196 | 0.0061817 | 156287.3728 | 78.5596 | 168190.3556 | 157840.7 | 102.25 | 0.063802
856 | 154335.7131 | 219.2686 | 171740.2666 | 158904.7 | 150.8213 | 0.015489 | 154335.7131 | 117.4224 | 163388.0474 | 155149.5 | 151.58 | 0.079076
857 | 152018.2434 | 209.6315 | 170540.0618 | 156998.8 | 134.4255 | 0.01133 | 152018.2434 | 110.0056 | 162187.2125 | 155456.2 | 73.0061 | 0.030696
858 | 150922.8018 | 219.9334 | 173279.109 | 156208.9 | 133.693 | 0.0091382 | 150922.8018 | 132.0242 | 164925.522 | 154397.2 | 86.8289 | 0.02952
859 | 153984.2049 | 215.005 | 175401.8548 | 157702.3 | 168.6414 | 0.026511 | 153984.2049 | 104.5304 | 167047.5108 | 156470.2 | 82.0564 | 0.047775
860 | 157554.488 | 209.8253 | 176621.3894 | 164346.9 | 102.5229 | 0.0041411 | 157554.488 | 88.1575 | 168266.1595 | 159163.8 | 108.4 | 0.062915
861 | 152490.2867 | 220.0432 | 168116.1217 | 156173.4 | 172.5491 | 0.026253 | 152490.2867 | 117.7476 | 159760.0316 | 153353.2316 | 149.9578 | 0.077614
862 | 150214.0501 | 226.9382 | 171102.4966 | 159087.2 | 57.47 | 0.0008672 | 150214.0501 | 130.466 | 162745.525 | 154313 | 77.59 | 0.019392
863 | 153718.5788 | 238.7596 | 173519.9133 | 159393.8 | 138.47 | 0.0075898 | 153718.5788 | 151.7939 | 165161.9712 | 155674.9 | 133.48 | 0.055988
864 | 151286.0322 | 218.6342 | 175114.9236 | 156692.1193 | 130.6171 | 0.008534 | 151286.0322 | 128.7575 | 166756.0513 | 151828 | 161.8 | 0.085604
865 | 154842.6312 | 246.8214 | 177168.1182 | 161618.5 | 118.2416 | 0.0038673 | 154842.6312 | 173.1716 | 168808.372 | 158575.5 | 111.1159 | 0.026511
866 | 150390.1312 | 248.2601 | 170632.9372 | 154023.5 | 194.6309 | 0.026253 | 150390.1312 | 194.4372 | 162272.2613 | 151429.7 | 198.73 | 0.073388
867 | 153959.2955 | 257.8159 | 175803.7613 | 158659.1 | 173.8277 | 0.014185 | 153959.2955 | 224.7822 | 167442.2448 | 156820.3 | 162.5466 | 0.042515
868 | 151933.5587 | 261.8057 | 175595.4233 | 160258 | 82.8256 | 0.0013201 | 151933.5587 | 216.923 | 167233.0664 | 158162.6 | 85.1472 | 0.0050844
869 | 150730.6215 | 242.3452 | 175362.7682 | 156178.9 | 143.3112 | 0.0082069 | 150730.6215 | 165.6882 | 166999.6837 | 153665.2 | 117.6491 | 0.040767
870 | 158687.5141 | 229.2037 | 171766.1604 | 163810.2 | 148.6028 | 0.011897 | 158687.5141 | 151.712 | 163402.2999 | 158739.5 | 185.81 | 0.099853
871 | 158504.8798 | 242.0614 | 174314.0415 | 163279.7 | 164.6423 | 0.01475 | 158504.8798 | 175.4823 | 165949.45 | 160468.15 | 152.8201 | 0.056778
872 | 152260.2269 | 246.3923 | 174477.8888 | 158622.6 | 125.2066 | 0.004702 | 152260.2269 | 192.1297 | 166112.6178 | 156145.8 | 119.2787 | 0.023121
873 | 158789.66 | 228.4124 | 171808.0979 | 165122.8093 | 122.4789 | 0.0056613 | 158789.66 | 143.7551 | 163442.1179 | 158907.1897 | 183.5294 | 0.098006
874 | 152364.7129 | 233.7229 | 180228.7604 | 156080.4 | 181.7679 | 0.025745 | 152364.7129 | 136.6853 | 171862.1531 | 154793.7 | 106.8848 | 0.048223
875 | 153720.6082 | 234.5571 | 173358.0235 | 157435.2 | 183.8556 | 0.026253 | 153720.6082 | 149.0219 | 164990.7085 | 156089.8 | 118.22 | 0.049362
876 | 159460.895 | 243.7215 | 170892.9541 | 164199.7541 | 167.2312 | 0.015338 | 159460.895 | 176.8172 | 162524.8974 | 157974.0974 | 260.0302 | 0.15627
877 | 157085.8048 | 222.6159 | 178228.6582 | 162412.7 | 138.9828 | 0.010175 | 157085.8048 | 150.5286 | 169859.9949 | 158855.2 | 135.76 | 0.059768
878 | 157400.1039 | 217.4431 | 174048.3553 | 163460.2997 | 121.0293 | 0.0064913 | 157400.1039 | 126.5792 | 165679.124 | 159521.3 | 111.34 | 0.053937
879 | 151385.2074 | 216.8057 | 172245.0363 | 158392 | 95.79 | 0.0030291 | 151385.2074 | 111.2025 | 163875.2216 | 154890.4216 | 72.9162 | 0.028948
880 | 153598.138 | 199.7514 | 175727.9809 | 158917.4 | 122.5868 | 0.0095024 | 153598.138 | 97.0952 | 167357.505 | 156434 | 70.3841 | 0.042714
881 | 155157.7754 | 196.1137 | 172838.1371 | 162375.4 | 85.9697 | 0.0029705 | 155157.7754 | 88.7111 | 164466.952 | 156821.6 | 101.14 | 0.061465
882 | 154445.3945 | 215.1828 | 175177.9055 | 161644 | 94.0389 | 0.0029416 | 154445.3945 | 114.5107 | 166805.9595 | 159067.4003 | 63.6478 | 0.015042
883 | 152551.1451 | 215.1464 | 174268.2416 | 160335.7 | 79.9993 | 0.0019136 | 152551.1451 | 110.4869 | 165895.4951 | 156460.7 | 68.42 | 0.022897
884 | 151614.6058 | 220.173 | 171630.7675 | 156161.2 | 150.1978 | 0.014895 | 151614.6058 | 131.4272 | 163257.1741 | 153136.6 | 131.51 | 0.063505
885 | 156881.1752 | 231.0625 | 172575.7126 | 160600.1 | 184.05 | 0.027568 | 156881.1752 | 161.3196 | 164201.3409 | 155574.3 | 232.81 | 0.14915
886 | 158001.2276 | 253.6921 | 177900.4235 | 163359.4497 | 158.3777 | 0.010175 | 158001.2276 | 180.7907 | 169525.3728 | 160174.3728 | 150.6115 | 0.053187
887 | 158167.3924 | 259.8518 | 169776.5102 | 164137.8 | 147.5256 | 0.0070191 | 158167.3924 | 197.3984 | 161400.7979 | 157224.8 | 271.95 | 0.13397
888 | 153492.0517 | 231.0829 | 167521.1836 | 158389.3944 | 151.1013 | 0.012371 | 153492.0517 | 152.7241 | 159144.9639 | 154022.4888 | 173.4817 | 0.086004
889 | 155643.4287 | 248.3838 | 175317.595 | 164673.7 | 66.7505 | 0.00096561 | 155643.4287 | 208.1263 | 166940.9228 | 160786.1 | 106.12 | 0.011111
890 | 157430.6657 | 227.7006 | 172446.3405 | 162352.0403 | 148.59 | 0.013118 | 157430.6657 | 158.2144 | 164069.17 | 157500.4 | 189.98 | 0.099388
891 | 151829.3073 | 228.6874 | 172925.8577 | 155492.8 | 179.4804 | 0.026511 | 151829.3073 | 147.7987 | 164548.1756 | 152101.8 | 178.87 | 0.093103
892 | 157567.8839 | 210.9202 | 180125.1129 | 161376.7 | 165.2818 | 0.026253 | 157567.8839 | 108.6155 | 171746.865 | 160101.3 | 85.2348 | 0.047775
893 | 158772.9975 | 232.0571 | 174066.9544 | 164161.2861 | 144.7872 | 0.010175 | 158772.9975 | 151.8654 | 165688.0969 | 160130.4969 | 151.0202 | 0.068109
894 | 157321.8626 | 245.7811 | 173286.8526 | 163917.1337 | 124.4035 | 0.0046563 | 157321.8626 | 198.0332 | 164907.4061 | 159722.0061 | 156.757 | 0.049592
895 | 152286.4535 | 271.0923 | 169618.6109 | 158028.5915 | 154.0721 | 0.0070191 | 152286.4535 | 229.1586 | 161238.6254 | 154757.8 | 175.24 | 0.047553
896 | 155422.6566 | 238.6837 | 172991.8757 | 160071.1 | 163.1031 | 0.015042 | 155422.6566 | 176.311 | 164611.372 | 158088.8821 | 131.2095 | 0.045385
897 | 152033.7267 | 213.6146 | 170618.3824 | 157440.3 | 128.16 | 0.0086178 | 152033.7267 | 116.7891 | 162237.3855 | 152556.6 | 157.81 | 0.086406
898 | 151512.6817 | 206.8171 | 172089.743 | 155945.1 | 143.3224 | 0.01595 | 151512.6817 | 101.5307 | 163708.2947 | 152577.4 | 131.24 | 0.073046
899 | 153818.5426 | 215.2569 | 169494.5096 | 158905.2 | 137.06 | 0.011003 | 153818.5426 | 122.6135 | 161112.6223 | 154050.1223 | 169.3648 | 0.094416
900 | 154356.0906 | 222.3053 | 176337.2583 | 158079.7 | 174.5044 | 0.026511 | 154356.0906 | 128.5266 | 167954.9187 | 154266.3 | 185.69 | 0.10413
901 | 153900.6992 | 231.7073 | 170772.4031 | 159812.7 | 129.2676 | 0.006555 | 153900.6992 | 138.5023 | 162389.6454 | 155195.7 | 146.84 | 0.068427
902 | 153036.4648 | 186.281 | 165836.8102 | 157847.2 | 123.0991 | 0.012991 | 153036.4648 | 62.5896 | 157453.6691 | 152491.9129 | 178.7998 | 0.11978
903 | 154803.5391 | 209.0629 | 172434.5298 | 160809.6 | 115.4528 | 0.0063037 | 154803.5391 | 86.1868 | 164050.9886 | 156829.8 | 88.56 | 0.054953
904 | 158232.3331 | 209.7071 | 173288.8564 | 163648.1033 | 129.9466 | 0.0098812 | 158232.3331 | 97.2518 | 164904.8187 | 157964.6 | 183.91 | 0.10962
905 | 154959.3027 | 219.6122 | 175523.7619 | 162367.8 | 92.0892 | 0.0026161 | 154959.3027 | 133.0288 | 167139.2735 | 158969.5 | 81.8823 | 0.022235
906 | 151427.9509 | 226.0906 | 176067.6591 | 155104.6 | 176.4981 | 0.025998 | 151427.9509 | 141.8889 | 167682.7352 | 153810.3 | 111.2492 | 0.048675
907 | 155440.7842 | 237.0262 | 175266.3543 | 161750 | 124.6325 | 0.005287 | 155440.7842 | 160.7192 | 166880.9895 | 158431.7064 | 114.6594 | 0.041342
908 | 151137.226 | 230.399 | 170688.6401 | 157511.8 | 115.75 | 0.0045218 | 151137.226 | 141.7892 | 162302.8536 | 153136.4 | 123.73 | 0.054697
909 | 157110.6818 | 253.5629 | 171176.1287 | 161639.6 | 177.3177 | 0.016748 | 157110.6818 | 175.9375 | 162789.9471 | 158833.8054 | 160.1115 | 0.06061
910 | 159180.1855 | 231.7472 | 175387.7751 | 163020.2 | 181.9159 | 0.026511 | 159180.1855 | 146.9172 | 167001.2097 | 159091.4097 | 192.3417 | 0.10413
911 | 157840.1059 | 233.4229 | 169729.8779 | 161647.6 | 183.2366 | 0.026511 | 157840.1059 | 164.7396 | 161342.9513 | 157138.3 | 220.07 | 0.12434
912 | 155405.2605 | 229.1796 | 174927.0763 | 161495.7 | 125.2344 | 0.0060621 | 155405.2605 | 151.7364 | 166539.8271 | 159357.9 | 94.3917 | 0.023349
913 | 154490.222 | 207.8869 | 172875.3058 | 162160.9 | 81.5227 | 0.0021729 | 154490.222 | 110.5606 | 164487.6392 | 156571.7 | 100.28 | 0.053937
914 | 155735.4022 | 220.1194 | 170001.4887 | 160588.2 | 146.3524 | 0.013247 | 155735.4022 | 112.9156 | 161613.4451 | 155602.4 | 186.67 | 0.1056
915 | 154135.6662 | 199.1408 | 175039.2402 | 161109.9 | 91.0301 | 0.0033729 | 154135.6662 | 95.4714 | 166650.8527 | 157528.9 | 64.21 | 0.03255
916 | 154053.5898 | 230.3498 | 169242.0963 | 160283.8 | 121.62 | 0.0053914 | 154053.5898 | 151.776 | 160853.3302 | 154544.414 | 174.0782 | 0.087216
917 | 151295.2135 | 220.4167 | 180044.6647 | 157890.8 | 106.1292 | 0.0039437 | 151295.2135 | 136.6301 | 171655.5833 | 155855.0291 | 75.515 | 0.01475
918 | 150379.2327 | 252.286 | 175328.3012 | 155852.6 | 148.2537 | 0.0079698 | 150379.2327 | 180.7784 | 166938.9012 | 154258.1 | 111.4997 | 0.022454
919 | 155232.3575 | 250.8209 | 170043.3308 | 162189.6 | 116.24 | 0.0035073 | 155232.3575 | 182.2106 | 161653.5963 | 155931.5 | 198.36 | 0.082083
920 | 154301.8799 | 249.6978 | 176797.076 | 160710.9 | 127.8103 | 0.0048419 | 154301.8799 | 199.4274 | 168407.0591 | 157261.3 | 142.46 | 0.041342
921 | 154620.452 | 244.3474 | 175052.5032 | 161211.7 | 121.1317 | 0.0043485 | 154620.452 | 193.2761 | 166662.2238 | 158788.2 | 115.8997 | 0.019969
922 | 152775.6778 | 243.5315 | 173782.487 | 157372.7 | 165.7653 | 0.01475 | 152775.6778 | 171.4411 | 165391.9516 | 155557 | 124.9286 | 0.043316
923 | 153920.8253 | 238.2763 | 178356.0157 | 159067 | 150.4363 | 0.010685 | 153920.8253 | 164.5977 | 169965.159 | 157178.5 | 112.7576 | 0.035196
924 | 155650.732 | 218.3777 | 178002.4216 | 163188 | 89.5902 | 0.0024672 | 155650.732 | 125.4982 | 169611.2322 | 159099.7 | 84.13 | 0.03192
925 | 150806.4399 | 205.807 | 173430.1271 | 154448 | 161.4173 | 0.026511 | 150806.4399 | 95.0442 | 165038.6079 | 152071.6 | 120.85 | 0.068427
926 | 152573.0273 | 213.0211 | 173530.6132 | 157630.4635 | 135.3904 | 0.011003 | 152573.0273 | 92.1117 | 165138.7508 | 153743.5 | 127.53 | 0.070699
927 | 151103.8439 | 205.3031 | 168877.5259 | 154751.4 | 161.0662 | 0.026511 | 151103.8439 | 84.5199 | 160485.3337 | 152222.2 | 123.32 | 0.071696
928 | 152904.0268 | 211.1169 | 174671.3328 | 158727.9 | 118.795 | 0.00675 | 152904.0268 | 102.8981 | 166278.8128 | 156117.6128 | 70.7145 | 0.035891
929 | 151433.0633 | 217.9277 | 173371.9892 | 156542.8 | 136.5957 | 0.010376 | 151433.0633 | 122.7101 | 164979.128 | 153992.1 | 91.7832 | 0.046025
930 | 155688.5848 | 229.4263 | 170796.7262 | 161162.5 | 139.01 | 0.0089613 | 155688.5848 | 153.7737 | 162403.5108 | 155447.1173 | 193.9726 | 0.10911
931 | 157608.245 | 238.2578 | 168859.0355 | 162878.4355 | 150.4079 | 0.010685 | 157608.245 | 175.0457 | 160465.5153 | 156981.4 | 231.57 | 0.12204
932 | 153490.6066 | 224.7995 | 171531.2285 | 162160.2 | 65.5063 | 0.001118 | 153490.6066 | 149.1392 | 163137.4016 | 158440.6016 | 77.7853 | 0.012014
933 | 156727.8374 | 228.6599 | 171807.7428 | 162273.1 | 137.7962 | 0.0087879 | 156727.8374 | 149.9408 | 163413.5906 | 158035.0906 | 149.8432 | 0.068747
934 | 151244.4699 | 230.5853 | 171992.4563 | 156891.6 | 132.3 | 0.0072989 | 151244.4699 | 172.0502 | 163598.0048 | 153675.6 | 132.3 | 0.047775
935 | 153094.3572 | 260.3621 | 175597.0238 | 159475.6 | 132.7067 | 0.0047482 | 153094.3572 | 220.2295 | 167202.3004 | 157769 | 120.435 | 0.014185
936 | 155477.5795 | 278.3339 | 168122.2949 | 161917.7949 | 142.9329 | 0.0048895 | 155477.5795 | 236.1557 | 159727.3059 | 155259.3 | 295.62 | 0.1081
937 | 153807.308 | 256.6098 | 177231.8947 | 161374.3 | 102.35 | 0.0022817 | 153807.308 | 205.3287 | 168836.6278 | 158599.9 | 110.3917 | 0.013247
938 | 161155.876 | 236.0809 | 171989.1149 | 165660.5176 | 168.1375 | 0.01811 | 161155.876 | 157.6901 | 163593.6345 | 159272.3345 | 238.9532 | 0.17479
939 | 155183.3187 | 242.2566 | 174528.6906 | 160162.6407 | 157.7625 | 0.012132 | 155183.3187 | 181.0569 | 166132.9783 | 155706.4 | 202.77 | 0.086406
940 | 152309.1708 | 240.8337 | 175335.8914 | 157481.6 | 150.1825 | 0.010076 | 152309.1708 | 166.1804 | 166939.9716 | 155574 | 113.1774 | 0.034515
941 | 151905.3936 | 235.7622 | 173629.8258 | 158290.5 | 118.9456 | 0.004611 | 151905.3936 | 155.6034 | 165233.6818 | 154952.6818 | 109.1304 | 0.03919
942 | 153095.923 | 209.4033 | 168745.5754 | 157525.6 | 146.1049 | 0.016586 | 153095.923 | 98.9216 | 160349.2171 | 153162.2 | 170.81 | 0.099388
943 | 156921.3396 | 243.5289 | 174310.5425 | 160765.3 | 188.656 | 0.025495 | 156921.3396 | 152.4805 | 165914.0062 | 158768.4087 | 139.6947 | 0.05839
944 | 157120.4998 | 215.4485 | 173076.5208 | 162782.5 | 127.75 | 0.0082875 | 157120.4998 | 113.8321 | 164679.7803 | 157491.8 | 164.66 | 0.090533
945 | 150947.4693 | 220.5294 | 175870.8341 | 157881.2 | 98.5703 | 0.0031499 | 150947.4693 | 123.8512 | 167473.8742 | 153830.7259 | 88.6139 | 0.041535
946 | 156246.4901 | 198.6068 | 170336.4811 | 159092.4 | 190.77 | 0.043316 | 156246.4901 | 68.9807 | 161939.3152 | 153096.1152 | 236.6221 | 0.25987
947 | 153678.0219 | 211.0966 | 171358.7471 | 160758.6 | 93.9209 | 0.0030889 | 153678.0219 | 83.6928 | 162961.2978 | 155817.1 | 81.92 | 0.05294
948 | 152847.5607 | 206.3332 | 173179.5249 | 158287.7 | 123.7 | 0.0086178 | 152847.5607 | 80.9733 | 164781.8019 | 153795.6 | 130.69 | 0.075824
949 | 154752.3217 | 216.9146 | 167355.2333 | 159038.1809 | 155.3098 | 0.018649 | 154752.3217 | 110.9507 | 158957.2666 | 153745.1 | 216.34 | 0.13713
950 | 153241.3682 | 231.1996 | 168585.5498 | 159734.8498 | 115.4815 | 0.0044343 | 153241.3682 | 151.0745 | 160187.3852 | 154185.1865 | 161.1763 | 0.075824
951 | 153353.845 | 219.7959 | 180502.548 | 160826.6 | 89.1843 | 0.0023959 | 153353.845 | 139.0519 | 172104.1436 | 157905.5 | 77.7926 | 0.015338
952 | 155632.2855 | 218.7097 | 173154.8997 | 159389.8 | 171.5608 | 0.026511 | 155632.2855 | 128.8345 | 164756.2571 | 156190.5 | 161.84 | 0.085604
953 | 158618.4274 | 233.3494 | 181021.3862 | 164140.9 | 142.5686 | 0.0093185 | 158618.4274 | 142.354 | 172622.5487 | 162419.7 | 91.6407 | 0.026771
954 | 153923.1312 | 231.4616 | 171449.0611 | 159308.8 | 140.8236 | 0.0091382 | 153923.1312 | 137.1201 | 163050.0194 | 155480 | 137.41 | 0.063209
955 | 152584.3049 | 232.773 | 173249.2114 | 160050.45 | 93.7555 | 0.0023495 | 152584.3049 | 143.4889 | 164849.9731 | 156937.982 | 82.7037 | 0.017247
956 | 155331.3568 | 215.2514 | 168013.483 | 160613.783 | 134.0781 | 0.010076 | 155331.3568 | 134.3046 | 159614.0843 | 154041.9843 | 213.7546 | 0.14915
957 | 154334.54 | 234.5175 | 169914.7479 | 159820.2 | 140.7646 | 0.0087025 | 154334.54 | 157.8027 | 161515.2408 | 155677.7 | 153.49 | 0.067476
958 | 151900.7922 | 231.7651 | 173667.778 | 159310.7 | 93.8631 | 0.0023726 | 151900.7922 | 145.629 | 165268.2155 | 156563.1 | 79.3 | 0.01391
959 | 156930.1574 | 226.1654 | 172168.5534 | 162693.4616 | 131.8104 | 0.0077396 | 156930.1574 | 115.9799 | 163768.9437 | 158046.5 | 144.39 | 0.072706
960 | 153615.2123 | 206.9047 | 166383.9841 | 159411.4958 | 117.5115 | 0.0070191 | 153615.2123 | 103.832 | 157984.2608 | 153267.4608 | 183.523 | 0.11273
961 | 148612.7541 | 200.5387 | 172768.154 | 154877.3 | 100.8192 | 0.0045218 | 148612.7541 | 84.4464 | 164368.2604 | 150773.3 | 77.04 | 0.051478
962 | 155064.1019 | 232.5707 | 173140.0581 | 163561.6 | 73.5438 | 0.0013201 | 155064.1019 | 137.4302 | 164739.9857 | 157909.6906 | 99.8497 | 0.042914
963 | 151277.6344 | 207.7814 | 172357.5087 | 159900.5 | 58.9606 | 0.0010647 | 151277.6344 | 82.0838 | 163957.3122 | 154670.256 | 54.704 | 0.031302
964 | 156824.4029 | 220.1953 | 172626.9142 | 161954.7 | 141.3598 | 0.011441 | 156824.4029 | 128.7927 | 164226.6214 | 156843.5 | 180.26 | 0.10079
965 | 156541.7692 | 227.4911 | 173926.9381 | 162153.4 | 135.5283 | 0.008451 | 156541.7692 | 141.3028 | 165526.5953 | 157296.7 | 163.25 | 0.080942
966 | 158643.129 | 227.8919 | 174826.6514 | 164064.9 | 141.3866 | 0.0098812 | 158643.129 | 153.6684 | 166426.2915 | 160651.2915 | 132.6678 | 0.055988
967 | 152254.3339 | 229.5048 | 172699.4454 | 159388.9 | 99.4519 | 0.0028566 | 152254.3339 | 146.199 | 164299.0612 | 155353.3836 | 101.9008 | 0.038058
968 | 151006.3102 | 213.526 | 174377.2693 | 157518.2 | 104.2944 | 0.0041411 | 151006.3102 | 105.7948 | 165976.9503 | 152675.3 | 112.44 | 0.060328
969 | 152078.1495 | 231.1795 | 180051.1409 | 158894.0333 | 107.1378 | 0.0035073 | 152078.1495 | 124.67 | 171650.8954 | 153727.1 | 127.76 | 0.061178
970 | 147507.6583 | 241.4844 | 175133.7156 | 156860.7 | 45.7053 | 0.00056969 | 147507.6583 | 143.8142 | 166733.5133 | 154232.8 | 46.7079 | 0.0032436
971 | 158416.2498 | 218.1381 | 169220.6507 | 161496.9 | 199.42 | 0.040958 | 158416.2498 | 104.7269 | 160820.5268 | 153095.3596 | 243.7007 | 0.48559
972 | 147864.9921 | 200.5186 | 174368.8372 | 154501.8 | 92.7324 | 0.0034732 | 147864.9921 | 91.0021 | 165968.7367 | 149776.9 | 90.65 | 0.055468
973 | 159811.058 | 209.3933 | 175053.8413 | 164955.8548 | 133.8787 | 0.012014 | 159811.058 | 92.0157 | 166653.7552 | 161658.4 | 101.52 | 0.058937
974 | 149134.7814 | 215.9988 | 172221.0488 | 153561.9488 | 148.3121 | 0.015338 | 149134.7814 | 108.8501 | 163820.947 | 149177.4 | 176.79 | 0.099853
975 | 151510.221 | 201.7353 | 170886.2144 | 157310.4 | 112.94 | 0.0066194 | 151510.221 | 95.665 | 162486.1344 | 152605.5344 | 125.9192 | 0.072368
976 | 160132.0938 | 200.0869 | 170579.2922 | 162007.7 | 225.66 | 0.058663 | 160132.0938 | 83.5439 | 162179.2722 | 153342.6722 | 230.5315 | 0.73213
977 | 156696.1944 | 214.904 | 173869.813 | 161738.4862 | 139.6581 | 0.012014 | 156696.1944 | 110.8013 | 165469.8719 | 157057.0719 | 164.4334 | 0.090956
978 | 155996.7407 | 208.255 | 174778.693 | 159770.4 | 163.0881 | 0.026253 | 155996.7407 | 89.5783 | 166378.7619 | 158063.2 | 89.36 | 0.054697
979 | 154025.7819 | 196.9275 | 172967.7868 | 161158.6 | 86.9326 | 0.0030291 | 154025.7819 | 62.2659 | 164567.8112 | 155221 | 110.14 | 0.07037
980 | 156928.8922 | 210.8697 | 176298.3318 | 160632.4 | 169.06 | 0.027839 | 156928.8922 | 76.6953 | 167898.3653 | 156366.3653 | 201.244 | 0.11978
981 | 152096.7786 | 213.6557 | 172749.4211 | 157787.8 | 122.3401 | 0.0072279 | 152096.7786 | 90.2335 | 164349.4892 | 153175.6196 | 131.0333 | 0.072706
982 | 151949.8409 | 225.3729 | 172231.7954 | 160914.2 | 57.3201 | 0.00087572 | 151949.8409 | 128.04 | 163831.9034 | 156900.3034 | 66.1574 | 0.011553
983 | 152118.3505 | 247.3666 | 178256.9962 | 159048.6993 | 111.9374 | 0.0032436 | 152118.3505 | 176.6905 | 169857.1694 | 157456.6 | 84.746 | 0.0090493
984 | 149317.7533 | 247.2496 | 173951.9553 | 154368.4 | 154.6747 | 0.010275 | 149317.7533 | 185.6807 | 165552.1634 | 151539.4 | 148.92 | 0.050527
985 | 153262.5739 | 222.1029 | 174973.3367 | 160595.5 | 93.01 | 0.0026161 | 153262.5739 | 163.3409 | 166573.6307 | 157289.9307 | 99.5795 | 0.021383
986 | 153348.3433 | 231.0939 | 171210.053 | 161426.5402 | 80.3062 | 0.0016208 | 153348.3433 | 150.1387 | 162810.4483 | 154958 | 141.14 | 0.062041
987 | 155075.2271 | 212.7698 | 171263.9928 | 158825 | 166.6858 | 0.026253 | 155075.2271 | 114.5339 | 162864.5428 | 157558 | 89.9084 | 0.047999
988 | 155757.6 | 226.5835 | 173950.3499 | 161454.9 | 132.5466 | 0.0078156 | 155757.6 | 133.2614 | 165550.9667 | 156646.9667 | 156.7325 | 0.077614
989 | 158029.0683 | 222.2326 | 169074.4727 | 161727.5 | 178.87 | 0.028388 | 158029.0683 | 131.213 | 160675.1867 | 155629.8867 | 234.5671 | 0.2058
990 | 156607.7974 | 227.5559 | 174674.6345 | 160495.7 | 174.21 | 0.024758 | 156607.7974 | 139.4538 | 166275.5488 | 155771.3488 | 212.6605 | 0.12967
991 | 156521.8797 | 239.7847 | 171945.7547 | 162042.9 | 144.883 | 0.0088742 | 156521.8797 | 147.7323 | 163546.9224 | 158018.1224 | 147.6326 | 0.064701
992 | 151927.3204 | 233.1435 | 172375.9366 | 160804.2125 | 61.2467 | 0.00092859 | 151927.3204 | 157.3791 | 163977.4233 | 156227.7233 | 91.2373 | 0.017587
993 | 159926.5948 | 223.34 | 171567.7191 | 163878.2 | 171.7 | 0.025001 | 159926.5948 | 135.4577 | 163169.5271 | 158451.1271 | 228.0746 | 0.15555
994 | 154634.132 | 221.4848 | 180402.9415 | 161607 | 101.75 | 0.003406 | 154634.132 | 123.812 | 172005.1517 | 159045.9 | 71.367 | 0.017247
995 | 153028.4494 | 179.947 | 174652.7335 | 159179.1 | 95.6714 | 0.0054978 | 153028.4494 | 37.5252 | 166255.279 | 155213.5 | 46.45 | 0.051961
996 | 157841.8293 | 236.9708 | 173484.1405 | 162783.1 | 157.0527 | 0.013118 | 157841.8293 | 142.6013 | 165087.0025 | 158540.6025 | 171.3138 | 0.082467
997 | 155359.2301 | 236.605 | 164249.2211 | 158913.8 | 193.86 | 0.029809 | 155359.2301 | 149.4328 | 155852.4073 | 151104.232 | 244.2956 | 0.36362
998 | 152927.9514 | 240.8211 | 177296.8134 | 159197.7 | 125.1755 | 0.0050844 | 152927.9514 | 179.5362 | 168900.4018 | 156833.5 | 111.4093 | 0.023121
999 | 157650.1581 | 239.4735 | 174376.3205 | 162929.4 | 151.0048 | 0.010581 | 157650.1581 | 158.0656 | 165980.2979 | 160073.9617 | 124.9273 | 0.049362
1000 | 156163.3815 | 221.7984 | 168622.4266 | 161022.5266 | 147.6159 | 0.013377 | 156163.3815 | 140.9182 | 160226.7719 | 155350.5 | 205.09 | 0.12906

## LDA Level, Curve A
Note: The Monte Carlo simulation model continuously attracts excess supply in LDAs with Net CONE below system Net CONE. In this run, excess supply was capped at an arbitrary MW quantity in the results shaded in grey. Shaded results should not be interpreted to reflect calibrated long-term equilibrium conditions. For additional discussion of this issue see Section V.B.1 of: http://www.pjm.com/-/media/library/reports-notices/special-reports/2018/20180420-pjm-2018-variable-resource-requirement-curve-study.ashx?la=en
Draw | Reliability Requirement | [14 empty] | Capacity Emergency Transfer Limit (CETL) | [14 empty] | Administrative Net CONE | [14 empty] | Offered Quantity | [14 empty] | Cleared Quantity (Local Cleared Supply + CETL) | [14 empty] | Clearing Price | [14 empty] | Conditional LOLE | [14 empty] | LOLE (Highest Possible if Additive to Parent LOLE)
| RTO | ATSI | ATSI-C | MAAC | EMAAC | SWMAAC | PSEG | DPL-S | PS-N | PEPCO | COMED | BGE | PPL | DAY | DEOK | RTO | ATSI | ATSI-C | MAAC | EMAAC | SWMAAC | PSEG | DPL-S | PS-N | PEPCO | COMED | BGE | PPL | DAY | DEOK | RTO | ATSI | ATSI-C | MAAC | EMAAC | SWMAAC | PSEG | DPL-S | PS-N | PEPCO | COMED | BGE | PPL | DAY | DEOK | RTO | ATSI | ATSI-C | MAAC | EMAAC | SWMAAC | PSEG | DPL-S | PS-N | PEPCO | COMED | BGE | PPL | DAY | DEOK | RTO | ATSI | ATSI-C | MAAC | EMAAC | SWMAAC | PSEG | DPL-S | PS-N | PEPCO | COMED | BGE | PPL | DAY | DEOK | RTO | ATSI | ATSI-C | MAAC | EMAAC | SWMAAC | PSEG | DPL-S | PS-N | PEPCO | COMED | BGE | PPL | DAY | DEOK | RTO | ATSI | ATSI-C | MAAC | EMAAC | SWMAAC | PSEG | DPL-S | PS-N | PEPCO | COMED | BGE | PPL | DAY | DEOK | RTO | ATSI | ATSI-C | MAAC | EMAAC | SWMAAC | PSEG | DPL-S | PS-N | PEPCO | COMED | BGE | PPL | DAY | DEOK
1 | 154530.6795 | 15944.1159 | 5877.9149 | 66440.2948 | 37004.4761 | 15284.9289 | 11581.4814 | 3054.1252 | 5978.0193 | 7885.2358 | 26178.9194 | 8033.0461 | 9910.0908 | 4024.9738 | 7183.5275 | n/a | 9154.6051 | 5769.2741 | 3765.0407 | 8090.7204 | 9143.6155 | 12187.5733 | 1385.0323 | 5003.9392 | 8541.444 | 3719.9227 | 6576.8372 | 7440.8639 | 3918.62 | 4648.5857 | 231.4226 | 215.0001 | 215.0001 | 219.003 | 241.256 | 186.098 | 255.0603 | 230.8423 | 255.0603 | 203.4138 | 244.3039 | 168.7821 | 221.9435 | 219.6015 | 220.0859 | 176594.4984 | 10618.4951 | 4168.4028 | 71340.3292 | 31387.0114 | 14443.241 | 5890.2626 | 5168.3048 | 4942.3639 | 4148.8139 | 25747.6749 | 6111.6372 | 6235.77 | 4659.8361 | 6036.5973 | 158273.9 | 19412.7001 | 9937.677 | 68759.0954 | 37940.1 | 22663.5564 | 18030.636 | 6511.3371 | 9946.3031 | 12009.2578 | 26855.1 | 12446.1744 | 13612.2339 | 8558.4562 | 10518.583 | 181.0253 | 181.0253 | 181.0253 | 181.0253 | 181.6522 | 181.0253 | 181.6522 | 181.6522 | 181.6522 | 181.0253 | 181.6452 | 181.0253 | 181.0253 | 181.0253 | 181.0253 | 0.026253 | 1.0679e-05 | 2.5929e-13 | 0.011897 | 0.018212 | 1.4759e-10 | 3.1331e-10 | 4.1034e-20 | 2.4099e-10 | 5.1357e-11 | 0.015739 | 2.3519e-11 | 1.4529e-08 | 1.8057e-24 | 2.668e-10 | 0.026253 | 0.026264 | 0.026264 | 0.038151 | 0.056363 | 0.038151 | 0.056363 | 0.056363 | 0.056363 | 0.038151 | 0.041993 | 0.026253 | 0.038151 | 0.026253 | 0.026253
2 | 153385.386 | 15467.867 | 5929.9877 | 65982.7597 | 36570.4517 | 15596.4751 | 11469.2412 | 3029.2089 | 6139.7592 | 8155.8692 | 26107.2027 | 8176.501 | 9702.0685 | 4022.0221 | 7004.5257 | n/a | 9797.8694 | 6652.5748 | 4239.513 | 10009.1611 | 9444.7098 | 8522.2321 | 1997.4618 | 4414.6068 | 9748.5988 | 3946.9517 | 6808.7677 | 4179.426 | 3228.562 | 6536.2267 | 232.6605 | 215.577 | 215.577 | 217.6041 | 243.4257 | 178.5651 | 259.4832 | 231.3122 | 259.4832 | 198.7073 | 249.6639 | 158.4228 | 221.6604 | 220.9294 | 221.4929 | 170826.9752 | 9501.6409 | 4281.0397 | 67153.4428 | 29963.6199 | 13687.5729 | 5781.6395 | 5083.8402 | 4744.8326 | 3773.0773 | 27528.2214 | 5986.6617 | 6075.3524 | 4555.785 | 6098.2766 | 158413.6 | 18510.4103 | 10933.6145 | 67353.1558 | 38345.981 | 22006.0826 | 14043.1717 | 7036.9021 | 8945.3394 | 13302.6761 | 30755.673 | 12743.4294 | 9272.6784 | 7225.6469 | 12592.4032 | 149.1286 | 149.1286 | 149.1286 | 190.9794 | 190.9794 | 190.9794 | 190.9794 | 190.9794 | 190.9794 | 190.9794 | 149.1286 | 190.9794 | 332.4906 | 149.1286 | 149.1286 | 0.01133 | 2.3657e-05 | 8.121e-16 | 0.018971 | 0.0086098 | 2.5995e-09 | 2.2054e-05 | 3.8072e-23 | 8.5038e-08 | 7.5569e-13 | 4.3503e-05 | 1.6467e-11 | 0.19507 | 5.8427e-18 | 3.6802e-16 | 0.01133 | 0.011353 | 0.011353 | 0.0303 | 0.03891 | 0.0303 | 0.038932 | 0.03891 | 0.038932 | 0.0303 | 0.011373 | 0.01133 | 0.22537 | 0.01133 | 0.01133
3 | 156650.069 | 16021.0161 | 6109.1905 | 67267.4465 | 37428.3586 | 15800.4474 | 12115.6914 | 2973.5502 | 6208.7444 | 8184.2624 | 26600.3163 | 8429.6975 | 9721.5381 | 3913.8625 | 7165.248 | n/a | 9090.893 | 6559.7312 | 3897.8761 | 7973.9944 | 10310.9472 | 8323.9454 | 1414.7498 | 3279.3078 | 8036.2468 | 4467.4263 | 6002.9542 | 6870.4476 | 4137.3064 | 4251.641 | 221.0563 | 204.3389 | 204.3389 | 204.5713 | 232.0302 | 162.4272 | 249.1349 | 219.1267 | 249.1349 | 183.883 | 240.6487 | 140.9714 | 209.3581 | 210.0404 | 210.6405 | 173607.4789 | 10420.3066 | 4440.4922 | 69833.1571 | 33332.2871 | 13027.675 | 6264.1707 | 5302.3202 | 5106.0736 | 3762.4189 | 25362.2852 | 5479.9193 | 6104.7526 | 4509.3736 | 6053.9675 | 162550.3882 | 19079.6996 | 10935.8234 | 68993 | 39799.3815 | 22702.5221 | 14549.5161 | 6706.37 | 8346.7814 | 11586.4656 | 28114.1827 | 11058.9735 | 12255.0002 | 8623.4801 | 9737.5086 | 125.767 | 125.767 | 125.767 | 152.64 | 152.64 | 152.64 | 152.64 | 152.64 | 152.64 | 152.64 | 125.767 | 152.64 | 152.64 | 125.767 | 125.767 | 0.0070191 | 2.9499e-05 | 6.1419e-15 | 0.016146 | 0.0053464 | 9.2464e-10 | 4.8611e-05 | 4.5175e-22 | 2.0715e-06 | 3.3902e-09 | 0.0047269 | 2.3961e-07 | 1.2751e-06 | 5.4603e-26 | 1.8885e-08 | 0.0070191 | 0.0070486 | 0.0070486 | 0.023165 | 0.028511 | 0.023165 | 0.02856 | 0.028511 | 0.028562 | 0.023165 | 0.011746 | 0.0070193 | 0.023166 | 0.0070191 | 0.0070191
4 | 154569.6706 | 15746.3455 | 5928.3234 | 66489.9773 | 36947.825 | 15503.4557 | 12029.5828 | 3107.4878 | 6002.238 | 7900.1006 | 26195.6301 | 8194.1234 | 9848.5851 | 4023.4277 | 7309.625 | n/a | 11772.8773 | 5912.0128 | 4646.5825 | 9687.3929 | 9977.0366 | 8259.9541 | 2132.1902 | 4532.8622 | 8267.9053 | 4291.2197 | 4668.4938 | 6583.845 | 4207.9944 | 6364.4929 | 214.047 | 197.3685 | 197.3685 | 195.8821 | 225.4263 | 149.9691 | 243.8561 | 211.5232 | 243.8561 | 173.0871 | 236.4913 | 126.8511 | 201.4598 | 203.5117 | 204.1584 | 173618.1705 | 10402.717 | 4223.9966 | 69173.3634 | 32749.4911 | 13718.8285 | 6241.4898 | 5040.149 | 4804.1396 | 4081.2845 | 27022.6589 | 5834.3415 | 5517.4603 | 4622.6533 | 5985.4519 | 162890.9051 | 20598.2616 | 10080.7094 | 70041.946 | 41891.484 | 22160.9652 | 14273.1439 | 7166.0391 | 9337.0017 | 11938.8898 | 28339.5459 | 10233.4353 | 10590.6053 | 8661.6478 | 12325.7448 | 69.6568 | 69.6568 | 69.6568 | 69.6568 | 69.6568 | 69.6568 | 69.6568 | 69.6568 | 69.6568 | 69.6568 | 69.6568 | 69.6568 | 69.6568 | 69.6568 | 69.6568 | 0.0014556 | 3.3685e-07 | 1.796e-13 | 0.0051853 | 0.00055313 | 1.2432e-09 | 7.8777e-05 | 7.077e-23 | 5.1865e-09 | 8.1328e-11 | 0.0018012 | 2.7758e-06 | 0.0019607 | 5.4234e-25 | 3.3539e-14 | 0.0014556 | 0.0014559 | 0.0014559 | 0.0066409 | 0.007194 | 0.0066409 | 0.0072728 | 0.007194 | 0.0072728 | 0.0066409 | 0.0032568 | 0.0014584 | 0.0086016 | 0.0014556 | 0.0014556
5 | 155166.0707 | 15365.2978 | 5928.2679 | 66719.9294 | 37003.5433 | 15707.9789 | 11880.9516 | 2994.0401 | 5992.8388 | 8021.8582 | 26295.3346 | 8195.4683 | 9895.423 | 4264.7626 | 7087.5296 | n/a | 10811.7657 | 5222.0852 | 3894.7314 | 7199.0092 | 9213.5188 | 8046.065 | 2378.9065 | 4596.8312 | 6168.8106 | 3885.5133 | 6930.7966 | 4700.4398 | 3504.5103 | 5924.761 | 207.498 | 190.8918 | 190.8918 | 187.9243 | 219.2013 | 138.8619 | 238.7331 | 204.4669 | 238.7331 | 163.3622 | 232.3539 | 114.3616 | 194.1722 | 197.4023 | 198.0877 | 172129.7115 | 10202.7333 | 4328.2687 | 68132.6847 | 31194.7072 | 14667.8434 | 5425.865 | 5021.1089 | 4814.114 | 4242.6755 | 26711.9145 | 5984.1002 | 6789.4215 | 4776.6336 | 6140.482 | 163322 | 19137.499 | 9550.3539 | 69648.0161 | 37635.7164 | 23004.7622 | 13372.03 | 7355.6154 | 9311.0452 | 10350.386 | 28705.0279 | 12914.8968 | 11217.0613 | 8232.6439 | 12004.343 | 72.4619 | 72.4619 | 72.4619 | 89.6751 | 214.6958 | 89.6751 | 214.6958 | 214.6958 | 214.6958 | 89.6751 | 72.4619 | 89.6751 | 89.6751 | 72.4619 | 72.4619 | 0.0016367 | 3.6751e-06 | 5.2154e-12 | 0.0076794 | 0.023716 | 3.0562e-10 | 0.00061085 | 2.8685e-25 | 5.4723e-09 | 4.5411e-07 | 0.0012328 | 8.4018e-12 | 0.00019541 | 1.3315e-20 | 2.4767e-14 | 0.0016367 | 0.0016404 | 0.0016404 | 0.0093161 | 0.033032 | 0.0093161 | 0.033643 | 0.033032 | 0.033643 | 0.0093165 | 0.0028695 | 0.0016367 | 0.0095115 | 0.0016367 | 0.0016367
6 | 152465.8895 | 15325.8962 | 5826.1459 | 65616.2224 | 36470.0376 | 15376.0412 | 11659.364 | 3067.5001 | 5891.9485 | 7907.6633 | 25837.5463 | 7793.0843 | 9807.8502 | 4034.537 | 7070.1047 | n/a | 13845.0749 | 3403.8889 | 4787.2618 | 8601.8969 | 11461.8465 | 5512.578 | 2063.1227 | 2955.9659 | 7364.6658 | 3796.7084 | 5539.973 | 5928.2999 | 3097.5262 | 5969.5608 | 188.5318 | 172.3858 | 172.3858 | 166.0039 | 200.788 | 110.4313 | 222.5563 | 184.3664 | 222.5563 | 137.737 | 218.5955 | 83.1255 | 173.7107 | 179.6419 | 180.4057 | 174492.2895 | 10282.8188 | 4238.1908 | 70543.7086 | 33580.3382 | 13093.183 | 6197.8753 | 5114.4737 | 5012.424 | 3564.1593 | 27694.6714 | 5395.2805 | 6047.8227 | 4616.3451 | 6167.7215 | 158546.7 | 22814.3937 | 7577.7797 | 70110.6703 | 39645.4351 | 23469.7294 | 11664.8533 | 7029.6964 | 7968.3899 | 10199.425 | 27656.4798 | 10579.3535 | 11841.3226 | 7412.5713 | 12116.4823 | 101.1 | 101.1 | 101.1 | 101.1 | 101.1 | 101.1 | 320.1276 | 101.1 | 320.1276 | 101.1 | 101.1 | 101.1 | 101.1 | 101.1 | 101.1 | 0.0056613 | 3.4397e-10 | 6.2113e-07 | 0.0027869 | 0.0024909 | 2.5794e-11 | 0.040658 | 1.1973e-22 | 1.6482e-06 | 4.623e-07 | 0.0028047 | 4.0684e-08 | 1.0518e-05 | 9.1647e-19 | 1.101e-14 | 0.0056613 | 0.0056613 | 0.0056619 | 0.0084483 | 0.010939 | 0.0084483 | 0.051597 | 0.010939 | 0.051599 | 0.0084487 | 0.008466 | 0.0056614 | 0.0084588 | 0.0056613 | 0.0056613
7 | 155276.3537 | 15762.8652 | 5788.4701 | 66736.8779 | 37241.1007 | 15435.2023 | 11841.6126 | 2993.7972 | 6116.7004 | 7857.9175 | 26427.0051 | 8473.3341 | 9754.4707 | 4061.0021 | 7248.5914 | n/a | 11112.4694 | 4533.9186 | 4457.5892 | 8836.6941 | 9737.3162 | 9625.4591 | 1601.978 | 4436.5795 | 6563.1869 | 4827.5457 | 6225.0849 | 8343.3406 | 3673.078 | 5433.7894 | 205.074 | 188.19 | 188.19 | 183.6134 | 217.3642 | 130.2208 | 238.4614 | 201.4488 | 238.4614 | 156.6848 | 232.9753 | 103.7568 | 190.6937 | 195.2224 | 195.9627 | 173054.5905 | 9536.4837 | 4082.4914 | 70785.5682 | 32220.6096 | 14317.6351 | 6223.909 | 5088.8883 | 5130.3004 | 4319.0816 | 27695.4369 | 5621.3305 | 7180.564 | 4608.1552 | 6064.1262 | 159033.7 | 19608.1531 | 8607.31 | 68195.1 | 39612.2037 | 23252.4513 | 15464.9681 | 6635.3664 | 9566.88 | 10118.4685 | 32161.5826 | 11807.7154 | 13781.1004 | 8243.8333 | 11497.9156 | 160.6823 | 160.6823 | 160.6823 | 160.9068 | 160.9068 | 160.9068 | 160.9068 | 160.9068 | 160.9068 | 160.9068 | 160.6823 | 160.9068 | 160.9068 | 160.6823 | 160.6823 | 0.026253 | 3.8998e-06 | 5.5671e-10 | 0.018305 | 0.0052915 | 5.7201e-11 | 1.426e-06 | 1.8772e-21 | 4.0788e-09 | 5.0253e-07 | 9.6379e-06 | 1.0048e-08 | 3.0725e-09 | 1.4394e-22 | 1.9185e-12 | 0.026253 | 0.026257 | 0.026257 | 0.044559 | 0.04985 | 0.044559 | 0.049851 | 0.04985 | 0.049851 | 0.044559 | 0.026263 | 0.026253 | 0.044559 | 0.026253 | 0.026253
8 | 158247.0674 | 15982.8199 | 6135.6776 | 67935.9554 | 37737.4768 | 15976.9554 | 12165.5456 | 3201.6031 | 6031.4284 | 8110.6038 | 26854.5909 | 8487.2244 | 10326.0642 | 4118.2062 | 7123.7577 | n/a | 11216.7313 | 6100.7508 | 3404.8831 | 9100.4876 | 10051.0586 | 7640.0071 | 2219.9731 | 4094.2128 | 6963.7765 | 4068.7451 | 7051.945 | 5390.2998 | 3218.7073 | 5883.3547 | 208.5482 | 191.2292 | 191.2292 | 186.0556 | 221.2753 | 130.2089 | 243.2968 | 204.6627 | 243.2968 | 157.8323 | 237.9764 | 102.5856 | 193.542 | 198.5696 | 199.3423 | 176566.7566 | 10118.6184 | 4175.2869 | 74299.3467 | 33608.5518 | 13158.7722 | 6280.8548 | 5059.638 | 5014.3646 | 4351.0763 | 24560.2973 | 5756.785 | 6750.6122 | 4627.6858 | 6049.833 | 162071.7 | 17769.6771 | 9062.1652 | 73212.3573 | 39791.0668 | 23032.7308 | 13608.1619 | 7237.6111 | 9059.5773 | 11207.9528 | 27870.3425 | 12738.5299 | 11267.612 | 7846.3931 | 11794.3488 | 163.7007 | 163.7007 | 163.7007 | 163.7007 | 163.7007 | 163.7007 | 163.7007 | 163.7007 | 163.7007 | 163.7007 | 163.7007 | 163.7007 | 163.7007 | 163.7007 | 163.7007 | 0.026253 | 0.00060381 | 8.117e-10 | 0.0019102 | 0.0071277 | 7.634e-10 | 0.00077061 | 3.7246e-22 | 2.3663e-08 | 1.2694e-08 | 0.0098942 | 1.5469e-10 | 0.001047 | 4.1652e-20 | 1.1568e-13 | 0.026253 | 0.026857 | 0.026857 | 0.028164 | 0.035291 | 0.028164 | 0.036062 | 0.035291 | 0.036062 | 0.028164 | 0.036148 | 0.026253 | 0.029211 | 0.026253 | 0.026253
9 | 150012.6251 | 15195.049 | 5599.3321 | 64660.1844 | 35936.7067 | 14939.7133 | 11606.2691 | 2864.7395 | 5693.3119 | 7832.4403 | 25666.441 | 8000.3054 | 9599.5637 | 4007.2128 | 6958.3231 | n/a | 14009.4091 | 6277.9573 | 4201.9069 | 8057.4378 | 9357.2758 | 9370.3575 | 1402.0048 | 3624.423 | 9753.7692 | 4304.6719 | 6794.3283 | 7205.1239 | 2749.1416 | 4346.9952 | 217.7443 | 200.643 | 200.643 | 198.6615 | 229.5269 | 150.5551 | 248.7872 | 214.9972 | 248.7872 | 174.715 | 241.529 | 126.3952 | 204.5941 | 207.0631 | 207.7389 | 175775.7809 | 10591.1298 | 4389.5786 | 70132.4284 | 31058.5561 | 14549.8187 | 6298.8041 | 5151.1675 | 5087.9428 | 4686.6832 | 26041.3937 | 5827.9458 | 6885.1958 | 4579.4197 | 6094.8828 | 155414.5 | 23158.8388 | 10553.336 | 66575.4 | 37216.5939 | 20279.8724 | 15570.5616 | 6540.1722 | 8627.0658 | 12085.5692 | 29634.5656 | 11349.9353 | 13260.9197 | 6847.2613 | 10026.078 | 129.2024 | 129.2024 | 129.2024 | 136.6026 | 137.5281 | 136.6026 | 137.5281 | 137.5281 | 137.5281 | 136.6026 | 129.2024 | 136.6026 | 136.6026 | 129.2024 | 129.2024 | 0.0082875 | 8.8807e-11 | 1.7361e-16 | 0.014164 | 0.013058 | 2.2071e-08 | 4.318e-07 | 1.6443e-22 | 1.6257e-08 | 2.3513e-11 | 0.00010781 | 3.7774e-09 | 1.0653e-08 | 3.1576e-16 | 6.8737e-10 | 0.0082875 | 0.0082875 | 0.0082875 | 0.022451 | 0.03551 | 0.022451 | 0.03551 | 0.03551 | 0.03551 | 0.022451 | 0.0083953 | 0.0082875 | 0.022451 | 0.0082875 | 0.0082875
10 | 158211.6521 | 15980.9971 | 5877.824 | 67926.3179 | 37820.8967 | 15746.485 | 12045.2394 | 3086.3346 | 6124.9813 | 8041.5279 | 26890.2022 | 8413.3611 | 10116.9872 | 4023.5297 | 7249.935 | n/a | 8824.269 | 7192.9003 | 3727.2965 | 9079.5292 | 12072.3191 | 8011.2236 | 1808.5642 | 4437.783 | 6546.9476 | 3780.9704 | 6152.4852 | 7460.5827 | 3200.8462 | 6127.337 | 203.9925 | 188.222 | 188.222 | 187.2392 | 214.6464 | 144.7769 | 231.7371 | 201.7534 | 231.7371 | 166.2152 | 224.5022 | 123.3385 | 192.3159 | 193.9188 | 194.5185 | 170698.9616 | 10719.4912 | 4169.5188 | 67949.8121 | 31611.4098 | 15174.8124 | 5856.7045 | 5139.0424 | 4953.8799 | 4558.0725 | 25423.5879 | 5975.6491 | 6189.785 | 4593.3872 | 6289.1358 | 164046.6 | 18375.5602 | 10194.2192 | 68736.0756 | 39710.806 | 26198.5316 | 13780.3951 | 6941.3066 | 9309.463 | 10346.7201 | 28674.8297 | 11837.8343 | 13568.6678 | 7430.1334 | 12375.0728 | 118.42 | 118.42 | 118.42 | 216.7159 | 216.7159 | 216.7159 | 216.7159 | 216.7159 | 216.7159 | 216.7159 | 118.42 | 216.7159 | 216.7159 | 118.42 | 118.42 | 0.0075898 | 0.00014143 | 5.0059e-14 | 0.025407 | 0.0082252 | 1.0637e-13 | 0.00032765 | 5.6864e-22 | 1.4262e-08 | 5.2289e-07 | 0.0032783 | 5.9428e-09 | 5.2424e-08 | 5.9807e-19 | 1.4522e-14 | 0.0075898 | 0.0077312 | 0.0077312 | 0.032996 | 0.041222 | 0.032996 | 0.041549 | 0.041222 | 0.041549 | 0.032997 | 0.010868 | 0.0075898 | 0.032996 | 0.0075898 | 0.0075898
11 | 149249.7589 | 14995.0944 | 5525.4037 | 64337.0594 | 35870.4163 | 14779.04 | 11599.9863 | 2945.2678 | 6010.1816 | 7535.1492 | 25436.5753 | 7811.9473 | 9490.3416 | 3828.1344 | 7015.9205 | n/a | 9285.8245 | 6677.1979 | 3541.2705 | 10760.1142 | 9753.2645 | 7324.8724 | 1650.1846 | 4239.5369 | 6728.2202 | 4170.7302 | 6912.4513 | 8250.442 | 3121.9243 | 5728.7141 | 250.7652 | 233.006 | 233.006 | 237.4685 | 261.3655 | 202.1861 | 276.1871 | 250.1843 | 276.1871 | 220.7781 | 264.4695 | 183.594 | 240.5859 | 237.9465 | 238.4666 | 169665.1044 | 9754.9309 | 4181.1736 | 68159.2329 | 31709.7117 | 14096.6914 | 5400.0736 | 5009.112 | 4508.9049 | 3803.8709 | 26430.2978 | 6097.833 | 6720.4173 | 4720.2709 | 5864.4171 | 154883.6 | 18340.2554 | 10772.8716 | 66751.0313 | 40154.3539 | 22760.7559 | 12396.1598 | 6646.2966 | 8466.9418 | 9601.6911 | 27329.0996 | 12851.4843 | 13866.6592 | 7654.0952 | 11091.5312 | 142.3663 | 142.3663 | 142.3663 | 142.3663 | 142.3663 | 142.3663 | 142.3663 | 142.3663 | 142.3663 | 142.3663 | 142.3663 | 142.3663 | 142.3663 | 142.3663 | 142.3663 | 0.0070191 | 8.6449e-06 | 1.504e-17 | 0.010911 | 0.00087866 | 1.4926e-11 | 0.0041225 | 4.3141e-22 | 3.3347e-07 | 8.4881e-07 | 0.0024022 | 5.6959e-13 | 4.5293e-10 | 5.7746e-22 | 2.3791e-12 | 0.0070191 | 0.0070277 | 0.0070277 | 0.017931 | 0.018809 | 0.017931 | 0.022932 | 0.018809 | 0.022932 | 0.017931 | 0.0094213 | 0.0070191 | 0.017931 | 0.0070191 | 0.0070191
12 | 153096.809 | 15382.7648 | 5952.9876 | 65902.0944 | 36664.2638 | 15474.4974 | 11540.9935 | 2985.3805 | 5862.4386 | 8227.2187 | 26221.2776 | 7884.5652 | 9683.6329 | 3704.1797 | 6919.5317 | n/a | 9004.4956 | 6123.6388 | 4829.7548 | 9737.6905 | 10722.4838 | 8984.7746 | 2317.4855 | 4072.2146 | 5621.1644 | 4782.0803 | 6225.8804 | 7593.7373 | 3821.4307 | 5509.318 | 222.6932 | 205.9027 | 205.9027 | 206.3136 | 233.6706 | 164.3847 | 250.709 | 220.817 | 250.709 | 185.7574 | 242.072 | 143.0119 | 211.0385 | 211.5822 | 212.18 | 171063.8006 | 10372.2532 | 4135.6042 | 70893.8291 | 32210.1308 | 14088.3118 | 5677.7737 | 5175.9925 | 4809.3231 | 4571.2147 | 23739.8223 | 5932.5051 | 6902.4417 | 4523.3526 | 6171.6051 | 157476.9 | 19336.1497 | 10218.6438 | 69189.1525 | 38093.6513 | 22857.7589 | 14548.9483 | 7189.378 | 8839.8376 | 9185.6791 | 27058.8676 | 11212.0488 | 14404.579 | 8294.5833 | 11662.0231 | 156.4416 | 156.4416 | 156.4416 | 156.4416 | 156.4416 | 156.4416 | 156.4416 | 156.4416 | 156.4416 | 156.4416 | 158.1549 | 156.4416 | 156.4416 | 156.4416 | 156.4416 | 0.017079 | 2.3698e-06 | 9.7846e-14 | 0.006 | 0.011715 | 1.8472e-10 | 6.5381e-06 | 1.6923e-24 | 2.0065e-08 | 0.00040173 | 0.012423 | 3.3179e-09 | 1.5928e-10 | 1.0665e-26 | 3.4723e-14 | 0.017079 | 0.017081 | 0.017081 | 0.023079 | 0.034794 | 0.023079 | 0.034801 | 0.034794 | 0.034801 | 0.023481 | 0.029502 | 0.017079 | 0.023079 | 0.017079 | 0.017079
13 | 156730.5346 | 16040.7333 | 5959.1591 | 67303.7424 | 37437.8401 | 15768.1658 | 12164.8026 | 2855.9982 | 6268.9838 | 8206.6462 | 26430.7064 | 8368.2891 | 9951.069 | 4111.2009 | 7211.4425 | n/a | 7150.8931 | 5084.3004 | 3335.7764 | 11444.5665 | 9306.1718 | 7262.9783 | 2090.1643 | 4025.0469 | 6673.1644 | 4329.7745 | 4764.2647 | 6683.1922 | 3222.8968 | 5830.7371 | 198.4982 | 182.468 | 182.468 | 179.1266 | 209.9151 | 130.6929 | 229.1482 | 195.4061 | 229.1482 | 154.8185 | 223.2959 | 106.5673 | 185.3803 | 188.8789 | 189.5538 | 172228.9193 | 10446.154 | 4288.9626 | 69678.6972 | 30394.0113 | 14916.2389 | 5576.2686 | 4947.4878 | 4742.0892 | 4684.9133 | 24092.4711 | 6092.0446 | 7411.1081 | 4615.9668 | 6383.5754 | 162636.9 | 17522.6471 | 9373.263 | 68902 | 40135.0042 | 23668.3107 | 12399.5063 | 7037.6521 | 8229.3361 | 10855.9777 | 27856.0456 | 10804.3093 | 12943.4004 | 7440.6636 | 11203.2125 | 112.8766 | 112.8766 | 112.8766 | 144.336 | 144.336 | 144.336 | 210.4506 | 144.336 | 210.4506 | 144.336 | 112.8766 | 144.336 | 144.336 | 112.8766 | 112.8766 | 0.0070191 | 0.0012665 | 2.1875e-11 | 0.017194 | 0.0040407 | 7.1085e-11 | 0.021611 | 2.1876e-25 | 5.0828e-06 | 1.2739e-07 | 0.0053056 | 5.3786e-07 | 2.6046e-07 | 3.1878e-18 | 7.2026e-12 | 0.0070191 | 0.0082856 | 0.0082856 | 0.024213 | 0.028254 | 0.024213 | 0.049865 | 0.028254 | 0.04987 | 0.024213 | 0.012325 | 0.0070196 | 0.024213 | 0.0070191 | 0.0070191
14 | 153260.8104 | 15515.8239 | 5623.2022 | 65945.9611 | 36641.0518 | 14966.2549 | 11892.5212 | 2903.1053 | 6302.7651 | 7880.1792 | 26000.8981 | 8084.6204 | 9776.9093 | 3975.4037 | 7166.5321 | n/a | 11111.2411 | 5740.9889 | 3799.9365 | 9366.9863 | 12505.237 | 8489.3258 | 1721.8602 | 4751.2285 | 6364.5897 | 4025.1797 | 7233.1079 | 7035.5084 | 3197.8665 | 5416.8619 | 229.1475 | 212.0727 | 212.0727 | 213.2003 | 240.1327 | 172.1588 | 256.8959 | 227.4869 | 256.8959 | 193.1862 | 247.6576 | 151.1313 | 217.6739 | 217.6604 | 218.2485 | 172090.8379 | 11321.5251 | 4324.757 | 70824.1296 | 29723.916 | 14836.2478 | 5342.433 | 5157.5584 | 4767.1879 | 4303.1113 | 25559.2177 | 5884.2941 | 8020.8554 | 4644.3277 | 5893.5729 | 158233.6 | 22336.5662 | 10001.3459 | 67829.6 | 37817.1023 | 25274.6093 | 13092.2587 | 6879.4185 | 8933.9165 | 10528.201 | 26819.9 | 12290.402 | 13205.4555 | 7713.4942 | 11310.4348 | 148.0092 | 148.0092 | 148.0092 | 149.9195 | 156.3446 | 149.9195 | 156.3446 | 156.3446 | 156.3446 | 149.9195 | 163.4233 | 149.9195 | 149.9195 | 148.0092 | 148.0092 | 0.011781 | 2.2326e-09 | 9.4624e-15 | 0.014666 | 0.014625 | 3.9159e-14 | 0.0013962 | 6.9171e-24 | 2.6061e-07 | 7.6057e-08 | 0.012638 | 7.3024e-11 | 3.5983e-08 | 8.4838e-21 | 2.6515e-12 | 0.011781 | 0.011781 | 0.011781 | 0.026448 | 0.041073 | 0.026448 | 0.042469 | 0.041073 | 0.042469 | 0.026448 | 0.02442 | 0.011781 | 0.026448 | 0.011781 | 0.011781
15 | 155190.8738 | 15642.2974 | 6024.0777 | 66753.5975 | 37170.3214 | 15780.9726 | 12197.0782 | 3012.6182 | 6271.8494 | 8482.0612 | 26108.4157 | 8348.4767 | 10080.4823 | 4049.0246 | 7073.3611 | n/a | 9335.0309 | 5777.7227 | 4537.59 | 8386.1628 | 9160.7848 | 9722.0612 | 1888.5958 | 4109.4716 | 6992.3342 | 4077.7536 | 6527.7984 | 6679.8873 | 3243.1791 | 6122.3496 | 196.9844 | 181.2909 | 181.2909 | 178.7225 | 207.9852 | 132.8881 | 226.2559 | 194.2021 | 226.2559 | 155.8065 | 220.076 | 109.9697 | 184.5168 | 187.3811 | 188.0222 | 175123.7852 | 10465.5419 | 4195.441 | 73358.637 | 35534.9859 | 14066.6161 | 6032.0973 | 5288.4727 | 5004.991 | 3975.3207 | 27832.8151 | 5654.8048 | 6788.7798 | 4590.401 | 6086.0358 | 161105 | 18187.345 | 8578.2359 | 75012.627 | 43850.6486 | 22282.4009 | 15746.5585 | 7177.0685 | 9114.4626 | 10204.9549 | 27982.1131 | 12000.3032 | 13319.8671 | 7604.4801 | 11689.6855 | 110.78 | 110.78 | 110.78 | 110.78 | 110.78 | 110.78 | 110.78 | 110.78 | 110.78 | 110.78 | 110.78 | 110.78 | 110.78 | 110.78 | 110.78 | 0.00675 | 8.6566e-05 | 5.9675e-09 | 0.00028659 | 0.00012608 | 2.4962e-09 | 2.3576e-06 | 4.3547e-24 | 9.4497e-08 | 1.3647e-05 | 0.0026602 | 1.8237e-09 | 1.1496e-07 | 1.4334e-19 | 1.3061e-13 | 0.00675 | 0.0068366 | 0.0068366 | 0.0070366 | 0.0071627 | 0.0070366 | 0.007165 | 0.0071627 | 0.0071651 | 0.0070503 | 0.0094102 | 0.00675 | 0.0070367 | 0.00675 | 0.00675
16 | 149705.8748 | 15039.3759 | 5962.7512 | 64525.7513 | 35830.9968 | 15126.8863 | 11444.2737 | 2945.7419 | 5661.8431 | 7849.0119 | 25195.7784 | 7978.8743 | 9605.0003 | 4006.6569 | 6810.6015 | n/a | 9641.6994 | 7283.3476 | 4141.8894 | 9242.2991 | 9764.5987 | 4812.1817 | 1827.0939 | 5156.3486 | 7933.4863 | 5330.7652 | 6266.1567 | 5477.3287 | 3275.7766 | 4135.4413 | 226.667 | 209.2488 | 209.2488 | 208.5235 | 238.3436 | 162.4355 | 256.9339 | 224.3195 | 256.9339 | 185.7548 | 248.7121 | 139.1163 | 213.9626 | 215.4455 | 216.0978 | 172278.0467 | 9140.6334 | 4471.2664 | 69055.7986 | 29902.9538 | 15016.7046 | 6203.2485 | 5094.6843 | 5105.3899 | 4564.061 | 26818.6638 | 5766.2229 | 6877.209 | 4541.8591 | 6141.5994 | 154145.1 | 18701.7328 | 11704.814 | 68101.3019 | 37647.5529 | 24326.6047 | 11005.0301 | 6921.7782 | 10261.7385 | 12090.4487 | 30316.6057 | 11984.7796 | 11531.2377 | 6507.9483 | 9011.7532 | 155.7459 | 155.7459 | 155.7459 | 155.7459 | 155.7459 | 155.7459 | 385.4008 | 155.7459 | 385.4008 | 155.7459 | 155.7459 | 155.7459 | 155.7459 | 155.7459 | 155.7459 | 0.015338 | 3.964e-06 | 9.1174e-18 | 0.0047769 | 0.0080347 | 9.8152e-13 | 0.13066 | 1.4326e-23 | 3.5611e-12 | 2.6062e-11 | 1.6412e-05 | 1.4788e-10 | 1.3762e-05 | 1.4664e-14 | 8.0383e-08 | 0.015338 | 0.015342 | 0.015342 | 0.020115 | 0.02815 | 0.020115 | 0.15881 | 0.02815 | 0.15881 | 0.020115 | 0.015355 | 0.015338 | 0.020129 | 0.015338 | 0.015338
17 | 153023.5796 | 15495.7863 | 5812.6161 | 65862.1543 | 36606.5187 | 15587.5783 | 11620.9977 | 2801.7822 | 5944.2452 | 8068.0619 | 25984.9877 | 8181.4818 | 9832.1552 | 3968.039 | 7255.3469 | n/a | 8050.3503 | 5090.145 | 4585.5995 | 10968.174 | 9582.3896 | 7726.0054 | 1575.3414 | 5143.1402 | 6590.2902 | 3661.3049 | 6979.7942 | 7174.3896 | 3707.7822 | 4921.3203 | 201.4214 | 185.4677 | 185.4677 | 183.1664 | 212.5269 | 137.269 | 230.8545 | 198.7009 | 230.8545 | 160.2588 | 224.3736 | 114.2791 | 188.9122 | 191.5769 | 192.2199 | 171788.7915 | 10851.1558 | 4297.64 | 66285.8317 | 31346.8022 | 13890.3725 | 5755.0681 | 5289.6707 | 4686.3313 | 3540.2413 | 26726.6777 | 5828.252 | 7124.9373 | 4542.4894 | 6229.2492 | 158291.6 | 18495.9061 | 9275.285 | 67438.8 | 40990.245 | 22584.6621 | 13105.8735 | 6865.0121 | 9500.2716 | 9537.2315 | 27935.9623 | 12513.2462 | 13916.8269 | 7964.8716 | 9671.2296 | 124.2203 | 124.2203 | 124.2203 | 145.95 | 145.95 | 145.95 | 145.95 | 145.95 | 145.95 | 145.95 | 124.2203 | 145.95 | 145.95 | 124.2203 | 124.2203 | 0.00969 | 2.6619e-05 | 9.2692e-12 | 0.017086 | 0.00086953 | 5.7099e-10 | 0.00056595 | 3.6407e-25 | 1.5477e-09 | 3.1014e-05 | 0.0023399 | 5.0993e-11 | 2.7673e-09 | 4.0466e-22 | 5.4103e-08 | 0.00969 | 0.0097166 | 0.0097166 | 0.026776 | 0.027645 | 0.026776 | 0.028211 | 0.027645 | 0.028211 | 0.026807 | 0.01203 | 0.00969 | 0.026776 | 0.00969 | 0.00969
18 | 155878.3804 | 15931.3087 | 5831.2788 | 67004.4249 | 37205.8038 | 15726.4617 | 12011.7385 | 2981.3798 | 6026.2094 | 8196.8107 | 26489.6422 | 8378.6191 | 9742.5933 | 4056.5606 | 7249.6438 | n/a | 7581.5349 | 4125.8352 | 4229.9036 | 10147.2835 | 7574.8816 | 7396.2728 | 1498.7127 | 4036.9296 | 7385.2067 | 4777.9359 | 5946.1548 | 7204.2002 | 3371.7824 | 4136.9776 | 218.0493 | 201.3083 | 201.3083 | 200.6631 | 229.2588 | 156.4839 | 247.085 | 215.8111 | 247.085 | 178.8447 | 239.1497 | 134.1231 | 205.8665 | 207.2503 | 207.8758 | 173375.8737 | 10098.5338 | 4263.3823 | 71811.7167 | 33270.1703 | 14524.2701 | 5930.4909 | 5109.3667 | 4846.3718 | 4381.4203 | 25612.473 | 5751.9346 | 6800.3345 | 4733.6889 | 6098.3259 | 159383.3 | 17143.3687 | 8389.2175 | 70771.6557 | 40152.7538 | 21314.387 | 13242.2637 | 6178.2793 | 8798.8014 | 11569.427 | 27044.8 | 11698.0894 | 13251.9348 | 8000.7714 | 10220.9035 | 181.03 | 181.03 | 181.03 | 181.03 | 181.03 | 181.03 | 181.03 | 181.03 | 181.03 | 181.03 | 208.63 | 181.03 | 181.03 | 181.03 | 181.03 | 0.030998 | 0.0023594 | 3.4348e-09 | 0.00462 | 0.0032084 | 2.4029e-08 | 0.0013249 | 3.6367e-19 | 7.7802e-08 | 4.0015e-09 | 0.019005 | 9.0579e-09 | 2.4671e-08 | 1.9814e-21 | 2.4122e-09 | 0.030998 | 0.033357 | 0.033357 | 0.035618 | 0.038826 | 0.035618 | 0.040151 | 0.038826 | 0.040151 | 0.035618 | 0.050002 | 0.030998 | 0.035618 | 0.030998 | 0.030998
19 | 152909.6001 | 15349.8091 | 5607.717 | 65816.7003 | 36718.4275 | 15184.7611 | 11680.8134 | 2920.8495 | 6068.2461 | 7690.3048 | 26108.9747 | 7752.9511 | 9974.1421 | 4034.7865 | 6952.0684 | n/a | 11832.195 | 8858.5409 | 3733.2064 | 6826.7897 | 9723.706 | 9833.1132 | 2423.359 | 4063.9455 | 9741.015 | 3302.6138 | 6261.682 | 8265.2215 | 2836.0777 | 5230.0929 | 235.8164 | 218.6528 | 218.6528 | 221.2356 | 246.4951 | 183.2428 | 262.194 | 234.6521 | 262.194 | 202.9352 | 251.9785 | 163.5503 | 225.056 | 223.8857 | 224.4365 | 173863.6717 | 11373.0054 | 4380.1237 | 69322.8763 | 29657.023 | 14473.5724 | 5622.722 | 5121.815 | 5018.5887 | 4340.0999 | 25700.3646 | 5964.3799 | 6108.7126 | 4557.7498 | 6315.6078 | 161927.7 | 22633.4004 | 13158.0646 | 70396.2822 | 36483.8127 | 23152.6784 | 15455.8351 | 7545.174 | 9082.5342 | 13269.9149 | 27296.4 | 11992.6618 | 13673.0342 | 7087.7275 | 11166.3007 | 60.0432 | 60.0432 | 60.0432 | 60.0432 | 369.7427 | 60.0432 | 369.7427 | 369.7427 | 369.7427 | 60.0432 | 114.32 | 60.0432 | 60.0432 | 60.0432 | 60.0432 | 0.00087572 | 5.8931e-10 | 4.8797e-24 | 0.0026652 | 0.050501 | 2.7554e-11 | 8.0048e-07 | 2.8197e-27 | 2.7524e-08 | 1.8887e-14 | 0.0073572 | 2.594e-11 | 1.6185e-08 | 3.5768e-17 | 8.5558e-13 | 0.00087572 | 0.00087572 | 0.00087572 | 0.0035409 | 0.054042 | 0.0035409 | 0.054042 | 0.054042 | 0.054042 | 0.0035409 | 0.008233 | 0.00087572 | 0.0035409 | 0.00087572 | 0.00087572
20 | 155791.7094 | 15611.7067 | 5937.2068 | 66955.9689 | 37318.078 | 15340.9955 | 11851.1807 | 3032.5128 | 5945.143 | 7735.3449 | 26384.2364 | 8225.2188 | 9743.2277 | 4237.589 | 7302.4166 | n/a | 8944.1398 | 6188.868 | 3919.9843 | 10558.7771 | 11638.4505 | 6737.7995 | 2028.3695 | 2965.3767 | 6558.8206 | 3735.3609 | 5230.3684 | 6034.3542 | 4051.4564 | 6378.5709 | 236.1661 | 218.7267 | 218.7267 | 220.4409 | 247.2447 | 179.7892 | 263.9189 | 234.666 | 263.9189 | 200.7051 | 254.1227 | 158.8734 | 224.7475 | 224.2847 | 224.8698 | 176324.5484 | 10665.4858 | 4186.5771 | 73816.1419 | 32900.54 | 15095.255 | 6062.7549 | 5082.1273 | 4815.6736 | 5114.3817 | 26367.6726 | 6044.583 | 6663.5051 | 4646.2541 | 6255.0811 | 162196.3148 | 19579.8257 | 10369.3451 | 72321.1262 | 41685.317 | 25267.0055 | 12162.0544 | 6968.4968 | 7225.2503 | 11219.0023 | 27528.3 | 10996.0514 | 12515.7593 | 8317.1105 | 11927.052 | 122.3656 | 122.3656 | 122.3656 | 122.3656 | 122.3656 | 122.3656 | 194.6615 | 122.3656 | 194.6615 | 122.3656 | 123.23 | 122.3656 | 122.3656 | 122.3656 | 122.3656 | 0.0050349 | 2.6395e-06 | 3.1678e-14 | 0.001726 | 0.00094928 | 2.0772e-13 | 0.01712 | 9.5249e-23 | 8.0441e-05 | 8.7611e-10 | 0.0079857 | 9.0814e-08 | 4.9369e-07 | 3.066e-21 | 2.8558e-13 | 0.0050349 | 0.0050376 | 0.0050376 | 0.0067609 | 0.0077102 | 0.0067609 | 0.02483 | 0.0077102 | 0.024911 | 0.0067609 | 0.013021 | 0.005035 | 0.0067614 | 0.0050349 | 0.0050349
21 | 153002.879 | 15584.5063 | 5860.48 | 65839.5175 | 36644.8797 | 15360.4105 | 11804.5893 | 3060.641 | 5952.3313 | 7842.6503 | 25861.3055 | 8215.0474 | 9617.5384 | 3880.9552 | 6963.7728 | n/a | 12620.4216 | 5935.3787 | 4412.75 | 8309.9023 | 11640.1635 | 8860.0599 | 1687.934 | 5187.6593 | 7233.7854 | 4133.8136 | 8652.9687 | 6880.6071 | 3887.5304 | 6391.1459 | 250.0862 | 232.9518 | 232.9518 | 239.412 | 259.7729 | 210.2206 | 272.3614 | 250.2764 | 272.3614 | 226.0113 | 259.6746 | 194.4298 | 241.414 | 237.1479 | 237.5896 | 170282.4383 | 9854.9259 | 4105.203 | 70556.1302 | 33701.5541 | 13979.0445 | 5649.8742 | 5082.9625 | 5080.4352 | 4181.6747 | 25159.4458 | 6116.6115 | 7213.5155 | 4593.022 | 5844.2915 | 159534.9 | 22256.4475 | 9992.1818 | 69429.2012 | 39154.2408 | 24831.708 | 14490.0341 | 6472.9965 | 10268.0946 | 10738.6601 | 26897.8 | 14658.8802 | 13988.1226 | 8298.2524 | 12235.4374 | 123.7426 | 123.7426 | 123.7426 | 123.7426 | 123.7426 | 123.7426 | 123.7426 | 123.7426 | 123.7426 | 123.7426 | 138.488 | 123.7426 | 123.7426 | 123.7426 | 123.7426 | 0.0043062 | 3.4605e-09 | 1.5115e-13 | 0.0049555 | 0.0045324 | 7.0064e-13 | 1.9893e-05 | 7.6568e-20 | 4.244e-11 | 2.0781e-08 | 0.0090674 | 2.5385e-15 | 5.9047e-10 | 1.0533e-24 | 1.9133e-15 | 0.0043062 | 0.0043062 | 0.0043062 | 0.0092617 | 0.013794 | 0.0092617 | 0.013814 | 0.013794 | 0.013814 | 0.0092617 | 0.013374 | 0.0043062 | 0.0092617 | 0.0043062 | 0.0043062
22 | 153702.6873 | 15553.5577 | 6019.3079 | 66142.0602 | 36785.4098 | 15312.2803 | 11521.2968 | 2785.8045 | 5526.1975 | 7834.6826 | 26191.6258 | 8021.8646 | 9686.2762 | 4106.7931 | 7173.5423 | n/a | 9555.9297 | 5699.6141 | 2934.8283 | 9855.5834 | 9621.2888 | 8397.574 | 1421.377 | 3641.1362 | 5090.7107 | 3940.6461 | 6789.444 | 6389.0159 | 3027.4055 | 5773.7778 | 259.199 | 241.9088 | 241.9088 | 250.2376 | 268.5197 | 224.8543 | 279.7848 | 260.0215 | 279.7848 | 238.985 | 265.8223 | 210.7236 | 251.413 | 245.6638 | 246.0591 | 172206.109 | 10122.424 | 4150.7663 | 72967.7348 | 33229.515 | 15625.1862 | 5640.0952 | 5155.5205 | 4893.8778 | 4356.0486 | 23541.0266 | 6300.0865 | 6005.0921 | 4509.8252 | 5800.0789 | 160516.4573 | 19178.0536 | 9842.4804 | 71464.928 | 41036.3984 | 23704.8399 | 13612.8691 | 6414.7975 | 8322.414 | 9425.7593 | 26868.4 | 11568.8954 | 12279.608 | 7242.7307 | 9038.648 | 121.9867 | 121.9867 | 121.9867 | 121.9867 | 121.9867 | 121.9867 | 121.9867 | 121.9867 | 121.9867 | 121.9867 | 197.6 | 121.9867 | 121.9867 | 121.9867 | 121.9867 | 0.0036829 | 5.914e-06 | 2.0991e-12 | 0.0017015 | 0.00099515 | 1.0831e-11 | 9.3064e-05 | 8.0083e-23 | 2.1167e-08 | 1.3668e-05 | 0.015733 | 1.5165e-09 | 9.6143e-07 | 2.6089e-17 | 1.0368e-06 | 0.0036829 | 0.0036888 | 0.0036888 | 0.0053844 | 0.0063796 | 0.0053844 | 0.0064727 | 0.0063796 | 0.0064727 | 0.0053981 | 0.019416 | 0.0036829 | 0.0053854 | 0.0036829 | 0.003684
23 | 152229.2738 | 15360.7767 | 5785.9091 | 65533.6687 | 36520.6316 | 14874.4476 | 11526.2893 | 3049.4224 | 6200.7383 | 7823.1313 | 26026.3002 | 7814.288 | 9697.2728 | 3961.7773 | 6977.5092 | n/a | 9757.3451 | 5692.2521 | 4172.7749 | 9211.04 | 8255.0705 | 6838.5375 | 1801.1757 | 4816.5336 | 8459.2178 | 3920.9471 | 5383.8533 | 7518.6873 | 3911.78 | 6575.7565 | 257.4378 | 240.3023 | 240.3023 | 248.7037 | 266.6383 | 223.8786 | 277.6858 | 258.3043 | 277.6858 | 237.7363 | 263.7539 | 210.0209 | 249.7999 | 243.9848 | 244.3724 | 181330.9042 | 11239.782 | 4184.8786 | 76723.8406 | 35291.1189 | 14058.8886 | 6208.1333 | 5059.1768 | 5041.6523 | 4307.4805 | 26083.6329 | 5772.758 | 7116.547 | 4414.9178 | 5914.9873 | 160318.3 | 20692.0271 | 9745.4307 | 72901.8807 | 39371.7121 | 21722.4591 | 12133.7 | 6816.6525 | 9756.7151 | 12303.2984 | 27810.792 | 11028.5113 | 14203.7342 | 8096.9978 | 12490.7439 | 87.7211 | 87.7211 | 87.7211 | 87.7211 | 87.7211 | 87.7211 | 96.42 | 87.7211 | 96.42 | 87.7211 | 87.7211 | 87.7211 | 87.7211 | 87.7211 | 87.7211 | 0.0015586 | 7.6235e-08 | 3.2924e-13 | 0.00045625 | 0.0033283 | 3.606e-10 | 0.0070399 | 9.3667e-22 | 3.1229e-09 | 7.3826e-12 | 0.003011 | 5.0285e-09 | 3.9304e-10 | 7.6948e-23 | 5.007e-16 | 0.0015586 | 0.0015587 | 0.0015587 | 0.0020149 | 0.0053432 | 0.0020149 | 0.012383 | 0.0053432 | 0.012383 | 0.0020149 | 0.0045697 | 0.0015586 | 0.0020149 | 0.0015586 | 0.0015586
24 | 154703.6285 | 15517.3827 | 5982.7683 | 66547.5492 | 37104.8634 | 15460.4991 | 11975.7886 | 3055.9691 | 6194.0402 | 7980.8275 | 26269.2822 | 8100.0622 | 9753.1938 | 3894.4914 | 7301.4168 | n/a | 10007.7665 | 3027.376 | 4256.0341 | 6773.848 | 7319.7236 | 7968.0563 | 1683.6717 | 3559.5221 | 7143.7544 | 4045.5445 | 6985.1249 | 8457.5528 | 3781.222 | 5086.2923 | 228.9824 | 212.2961 | 212.2961 | 214.7343 | 239.3823 | 177.6342 | 254.7025 | 227.8251 | 254.7025 | 196.8516 | 244.8177 | 158.4169 | 218.4824 | 217.4028 | 217.9403 | 174205.3245 | 10074.7134 | 4270.539 | 72084.7767 | 31803.5922 | 14665.3023 | 5896.8028 | 4997.5527 | 4893.6717 | 4155.1784 | 25595.3522 | 5860.8675 | 7387.0849 | 4629.6914 | 6206.1541 | 162342.3844 | 19494.3799 | 7183.5149 | 72913.7706 | 37664.4 | 21701.5259 | 13637.0591 | 6635.1244 | 8453.1937 | 11065.0328 | 27903.2966 | 12796.3923 | 15618.1377 | 8398.9134 | 10600.6465 | 90.7244 | 90.7244 | 90.7244 | 90.7244 | 247.72 | 90.7244 | 247.72 | 247.72 | 247.72 | 90.7244 | 90.7244 | 90.7244 | 90.7244 | 90.7244 | 90.7244 | 0.0022375 | 2.4346e-06 | 2.679e-05 | 0.00091026 | 0.025297 | 3.4786e-09 | 0.00039192 | 9.7847e-21 | 1.1625e-06 | 1.0622e-08 | 0.0038517 | 7.2114e-12 | 1.755e-12 | 4.561e-25 | 4.4069e-10 | 0.0022375 | 0.0022399 | 0.0022667 | 0.0031478 | 0.028444 | 0.0031478 | 0.028836 | 0.028444 | 0.028837 | 0.0031478 | 0.0060892 | 0.0022375 | 0.0031478 | 0.0022375 | 0.0022375
25 | 156076.5495 | 15972.609 | 6003.0798 | 67061.6736 | 37383.2258 | 15466.1556 | 11924.6469 | 3000.1354 | 6078.9903 | 7909.8666 | 26685.2936 | 8099.2853 | 10074.8055 | 3897.237 | 7291.8475 | n/a | 7191.4967 | 5927.2177 | 3986.7002 | 7544.8599 | 10623.9479 | 7722.4675 | 1362.3264 | 3714.8269 | 6448.0459 | 4641.0552 | 7108.1873 | 7889.867 | 3315.11 | 5035.4138 | 213.2707 | 196.8253 | 196.8253 | 195.9456 | 224.344 | 151.9928 | 242.0509 | 210.9864 | 242.0509 | 174.2039 | 234.4133 | 129.7817 | 201.1718 | 202.7275 | 203.3488 | 173309.3603 | 9556.4208 | 4226.883 | 71658.0575 | 35037.2468 | 14952.062 | 6158.4432 | 5031.957 | 5350.7681 | 4633.7491 | 26923.1646 | 6161.5021 | 6010.886 | 4821.9871 | 6140.6718 | 161491.7 | 16741.8176 | 10154.1008 | 72131.5381 | 41338.3067 | 25292.01 | 13226.5107 | 6394.2834 | 8517.495 | 10863.8949 | 30073.5183 | 13203.5893 | 12194.7334 | 8137.097 | 9722.166 | 130.6803 | 130.6803 | 130.6803 | 130.6803 | 130.6803 | 130.6803 | 130.6803 | 130.6803 | 130.6803 | 130.6803 | 130.6803 | 130.6803 | 130.6803 | 130.6803 | 130.6803 | 0.00941 | 0.0068472 | 2.5158e-13 | 0.00208 | 0.0013628 | 3.3171e-13 | 0.0010569 | 4.202e-20 | 4.1403e-07 | 1.764e-08 | 0.00031412 | 1.016e-12 | 9.3074e-06 | 1.0353e-23 | 5.3422e-08 | 0.00941 | 0.016257 | 0.016257 | 0.01149 | 0.012853 | 0.01149 | 0.01391 | 0.012853 | 0.01391 | 0.01149 | 0.0097242 | 0.00941 | 0.011499 | 0.00941 | 0.0094101
26 | 155249.0241 | 15881.351 | 6163.0161 | 66753.2754 | 37239.1836 | 15490.2068 | 11806.3395 | 3129.1262 | 6073.6098 | 7999.9197 | 26397.1306 | 8125.4206 | 9749.572 | 4044.1045 | 7195.8555 | n/a | 9252.0672 | 4938.4071 | 3231.0517 | 10137.5749 | 5917.7484 | 8565.6363 | 2225.4503 | 4284.6942 | 7626.7447 | 3512.7621 | 5671.8129 | 7930.9837 | 3085.2457 | 5567.7555 | 211.9705 | 195.3815 | 195.3815 | 193.6573 | 223.3505 | 147.4373 | 241.8767 | 209.3747 | 241.8767 | 170.6762 | 234.709 | 124.1983 | 199.3198 | 201.5568 | 202.2069 | 169004.8638 | 9835.6769 | 4384.3414 | 67576.1438 | 30004.1789 | 14918.1151 | 5491.8776 | 5003.7799 | 4542.6455 | 4636.089 | 25449.9186 | 6261.5887 | 5786.685 | 4505.0726 | 5825.5603 | 159677.2 | 19087.744 | 9322.7485 | 68388.6 | 38463.2583 | 20618.0634 | 14057.5139 | 6246.0347 | 8827.3397 | 12066.8337 | 27289.2808 | 11911.6016 | 13516.9687 | 7425.7183 | 11347.4158 | 149.1818 | 149.1818 | 149.1818 | 150.6358 | 150.6358 | 150.6358 | 150.6358 | 150.6358 | 150.6358 | 150.6358 | 149.1818 | 150.6358 | 150.6358 | 149.1818 | 149.1818 | 0.017247 | 1.9402e-05 | 2.1134e-10 | 0.016773 | 0.014265 | 6.3417e-08 | 6.8481e-05 | 5.8914e-18 | 9.4072e-08 | 9.0948e-11 | 0.011563 | 6.0142e-10 | 8.7361e-09 | 9.6326e-19 | 2.7938e-12 | 0.017247 | 0.017266 | 0.017266 | 0.03402 | 0.048285 | 0.03402 | 0.048353 | 0.048285 | 0.048353 | 0.03402 | 0.028809 | 0.017247 | 0.03402 | 0.017247 | 0.017247
27 | 148417.0019 | 15397.9295 | 5916.6754 | 64036.7529 | 35615.613 | 14988.6213 | 11265.8721 | 2901.8364 | 5814.2665 | 7893.0302 | 25124.2879 | 7959.2838 | 9547.7477 | 3781.8656 | 7047.667 | n/a | 11305.4241 | 5088.3586 | 4994.8668 | 9110.5404 | 10865.2599 | 8363.0445 | 1971.1814 | 3814.9705 | 6300.0636 | 3811.8804 | 5733.3129 | 8566.231 | 3364.8762 | 4325.3379 | 224.2466 | 207.681 | 207.681 | 209.2865 | 234.7759 | 170.6202 | 250.6328 | 222.8137 | 250.6328 | 190.5108 | 241.342 | 150.7296 | 213.3879 | 212.9666 | 213.523 | 171641.8618 | 10774.1782 | 4175.3406 | 68260.5854 | 32457.3934 | 14621.3221 | 6197.6569 | 5225.2321 | 5038.8799 | 4288.2407 | 26376.1883 | 5541.9866 | 6693.139 | 4626.1988 | 5985.2497 | 152441.2 | 21745.1023 | 9133.9992 | 65504.1 | 37072.4338 | 23526.282 | 12754.6014 | 7110.3134 | 7197.7503 | 9846.0043 | 28034.4741 | 10872.7994 | 14743.67 | 7316.375 | 10249.0876 | 162.48 | 162.48 | 162.48 | 171.2735 | 171.2735 | 171.2735 | 171.2735 | 171.2735 | 171.2735 | 171.2735 | 162.48 | 171.2735 | 171.2735 | 162.48 | 162.48 | 0.019775 | 6.3488e-09 | 6.5561e-11 | 0.017673 | 0.011014 | 4.5837e-12 | 0.00048872 | 3.634e-25 | 4.2347e-05 | 2.4192e-06 | 0.00048338 | 2.9214e-08 | 1.6868e-11 | 1.0998e-20 | 4.0006e-10 | 0.019775 | 0.019775 | 0.019775 | 0.037448 | 0.048462 | 0.037448 | 0.048951 | 0.048462 | 0.048993 | 0.037451 | 0.020258 | 0.019775 | 0.037448 | 0.019775 | 0.019775
28 | 153783.9415 | 15555.0273 | 5957.1011 | 66150.0678 | 36809.5649 | 15117.7531 | 11697.2002 | 3037.0203 | 5864.25 | 7778.9311 | 26193.3718 | 8093.0287 | 9785.0388 | 4109.347 | 7411.6083 | n/a | 9864.671 | 5514.9127 | 4373.189 | 9058.0885 | 8295.8364 | 7196.4297 | 1693.8736 | 4350.7727 | 7567.0559 | 4001.4293 | 5096.0159 | 4844.0305 | 3728.9084 | 4637.3489 | 221.678 | 204.8699 | 204.8699 | 204.9509 | 232.7497 | 162.2347 | 250.0685 | 219.6848 | 250.0685 | 183.959 | 241.6341 | 140.5104 | 209.835 | 210.6428 | 211.2505 | 171101.7503 | 10946.589 | 4302.2459 | 68665.2532 | 32896.9669 | 13978.0505 | 6039.3832 | 5149.4724 | 5287.9682 | 4174.1388 | 25545.7248 | 6110.2329 | 5796.187 | 4778.7177 | 5736.6135 | 158320.2 | 20811.26 | 9817.1586 | 70676.6696 | 41429.7555 | 20676.4144 | 13229.6129 | 6823.7461 | 9632.5409 | 10272.6223 | 29225.1663 | 11077.3488 | 10411.6175 | 8292.6261 | 10373.9624 | 152.8275 | 152.8275 | 152.8275 | 152.8275 | 152.8275 | 152.8275 | 152.8275 | 152.8275 | 152.8275 | 152.8275 | 152.8275 | 152.8275 | 152.8275 | 152.8275 | 152.8275 | 0.015641 | 1.0812e-07 | 1.295e-12 | 0.0027946 | 0.00072225 | 1.4656e-08 | 0.00050776 | 6.1603e-22 | 4.3996e-10 | 1.3912e-07 | 0.00048498 | 2.6305e-08 | 0.0030685 | 2.4843e-22 | 3.6384e-09 | 0.015641 | 0.015641 | 0.015641 | 0.018436 | 0.019158 | 0.018436 | 0.019666 | 0.019158 | 0.019666 | 0.018436 | 0.016126 | 0.015641 | 0.021504 | 0.015641 | 0.015641
29 | 154439.5564 | 15491.5426 | 5818.2908 | 66424.5115 | 36959.2598 | 15467.3848 | 11858.0807 | 3037.4139 | 6140.2284 | 8160.0219 | 26265.4275 | 8155.1456 | 9838.9364 | 4101.6776 | 6854.0568 | n/a | 11674.5352 | 5251.7971 | 4887.3461 | 6070.4385 | 10923.1772 | 6850.305 | 1863.5229 | 3784.5646 | 6123.0379 | 3368.7234 | 6443.2805 | 6931.7679 | 3836.13 | 5583.5393 | 236.5468 | 219.522 | 219.522 | 222.7819 | 246.9641 | 186.6671 | 261.9816 | 235.6351 | 261.9816 | 205.5048 | 251.4013 | 167.8294 | 226.2456 | 224.5278 | 225.0548 | 169420.6271 | 9836.0463 | 4198.8482 | 69438.8798 | 32504.6654 | 13984.9959 | 6194.5615 | 5117.4796 | 5089.2209 | 4301.9217 | 24176.7915 | 5595.0614 | 6557.2645 | 4687.5249 | 5859.9869 | 160033.2 | 19266.4834 | 9450.6452 | 71399.9704 | 37687.104 | 24262.0731 | 13023.5664 | 6981.0025 | 8873.7856 | 10361.5596 | 27267.6 | 11455.6419 | 12289.5768 | 7029.3756 | 11443.5263 | 139.627 | 139.627 | 139.627 | 139.627 | 224.0873 | 139.627 | 224.0873 | 224.0873 | 224.0873 | 139.627 | 141.2107 | 139.627 | 139.627 | 139.627 | 139.627 | 0.0081271 | 3.94e-06 | 3.1589e-12 | 0.0021405 | 0.021805 | 4.7732e-12 | 0.0015233 | 9.3835e-23 | 1.1871e-07 | 1.0102e-06 | 0.0097681 | 6.5021e-09 | 2.013e-06 | 2.5104e-16 | 6.5748e-14 | 0.0081271 | 0.008131 | 0.008131 | 0.010268 | 0.032072 | 0.010268 | 0.033596 | 0.032072 | 0.033596 | 0.010269 | 0.017895 | 0.0081271 | 0.01027 | 0.0081271 | 0.0081271
30 | 155777.6659 | 15842.2778 | 6095.8544 | 66938.656 | 37171.6592 | 15793.5541 | 11883.7675 | 2824.0732 | 6322.0314 | 8286.9953 | 26539.9507 | 8229.6897 | 9997.2453 | 3992.0057 | 7262.9297 | n/a | 11073.999 | 6435.2183 | 5334.3177 | 8969.8002 | 9484.663 | 8949.2368 | 1839.6329 | 3726.4234 | 8069.4521 | 4098.7078 | 5678.8608 | 6015.2239 | 3763.1178 | 4630.3423 | 229.7751 | 213.2572 | 213.2572 | 216.4917 | 239.8641 | 181.614 | 254.3775 | 228.9155 | 254.3775 | 199.8192 | 244.0661 | 163.4087 | 219.8188 | 218.0949 | 218.6041 | 169971.8975 | 9972.7002 | 4416.2164 | 71360.1864 | 30646.7308 | 14716.8299 | 5356.2608 | 5086.1462 | 4705.864 | 4634.1827 | 22912.3453 | 6089.3613 | 6522.0847 | 4565.8756 | 6086.3121 | 161392.5 | 20873.4992 | 10744.8347 | 71852.4065 | 39153.0342 | 22496.0929 | 14216.5008 | 6807.3791 | 8390.2874 | 12087.1348 | 26861.4531 | 11534.5221 | 12408.5086 | 8212.4934 | 10671.8544 | 136.2238 | 136.2238 | 136.2238 | 136.2238 | 136.2238 | 136.2238 | 136.2238 | 136.2238 | 136.2238 | 136.2238 | 272.5621 | 136.2238 | 136.2238 | 136.2238 | 136.2238 | 0.0082875 | 2.3485e-07 | 1.7247e-14 | 0.0022766 | 0.0073881 | 1.5204e-09 | 5.6703e-05 | 1.5565e-24 | 3.3745e-06 | 6.3581e-10 | 0.026761 | 7.3458e-09 | 2.7508e-06 | 4.1745e-23 | 2.1709e-10 | 0.0082875 | 0.0082877 | 0.0082877 | 0.010564 | 0.017952 | 0.010564 | 0.018009 | 0.017952 | 0.018012 | 0.010564 | 0.035048 | 0.0082875 | 0.010567 | 0.0082875 | 0.0082875
31 | 152601.4998 | 15419.4399 | 5977.1814 | 65687.4367 | 36519.7029 | 15199.936 | 11519.5752 | 2970.9335 | 5823.0901 | 7857.227 | 26173.7758 | 8213.1158 | 9944.6154 | 4081.5509 | 6903.8297 | n/a | 8857.8963 | 5218.9193 | 4498.2926 | 8050.7097 | 11260.6509 | 7179.5279 | 2076.0429 | 4459.1357 | 8204.1485 | 4375.108 | 7734.9722 | 6705.31 | 3389.8347 | 3930.2463 | 259.637 | 242.3011 | 242.3011 | 250.5864 | 268.9988 | 224.9885 | 280.3457 | 260.4389 | 280.3457 | 239.2219 | 266.3884 | 210.7552 | 251.7955 | 246.0834 | 246.4816 | 173335.2148 | 10564.5199 | 4156.5843 | 68538.3213 | 32367.9941 | 13317.2934 | 6307.0783 | 5102.9981 | 5194.6035 | 3628.5434 | 27387.1338 | 6150.3435 | 6433.1455 | 4668.957 | 5742.3514 | 158872.6 | 17864.6671 | 9375.5036 | 68893.8078 | 38125.5977 | 24136.4443 | 12005.8 | 7155.841 | 8231.19 | 11536.1919 | 27669.0926 | 13740.3157 | 12804.5555 | 7840.6916 | 9608.9977 | 134.586 | 134.586 | 134.586 | 134.586 | 134.586 | 134.586 | 140.72 | 134.586 | 140.72 | 134.586 | 134.586 | 134.586 | 134.586 | 134.586 | 134.586 | 0.0050349 | 0.00010131 | 2.5786e-11 | 0.0062691 | 0.0099771 | 2.204e-12 | 0.010012 | 1.6663e-24 | 2.9123e-07 | 4.3602e-10 | 0.004687 | 1.9285e-13 | 4.3791e-07 | 2.0393e-20 | 4.9998e-09 | 0.0050349 | 0.0051362 | 0.0051362 | 0.011304 | 0.021281 | 0.011304 | 0.031293 | 0.021281 | 0.031294 | 0.011304 | 0.009722 | 0.0050349 | 0.011305 | 0.0050349 | 0.0050349
32 | 155851.7526 | 15402.8714 | 5821.6081 | 66957.7435 | 37147.5677 | 15433.2456 | 12214.6525 | 2997.8857 | 6271.2786 | 7962.2333 | 26504.0499 | 7980.7633 | 9970.9463 | 3945.2191 | 7127.7492 | n/a | 8967.2858 | 6139.5158 | 3856.4601 | 4560.9649 | 9184.524 | 8592.5313 | 1912.2866 | 5141.6005 | 7730.9343 | 3608.3411 | 6585.1844 | 8858.5487 | 3453.5661 | 5471.8327 | 250.9371 | 234.1115 | 234.1115 | 241.8732 | 260.0935 | 216.3992 | 271.3287 | 251.6179 | 271.3287 | 230.4924 | 257.9615 | 202.306 | 243.1773 | 237.8566 | 238.2508 | 174954.9443 | 10241.163 | 4374.5501 | 72035.8605 | 31909.4197 | 13329.0467 | 5809.5189 | 5195.1187 | 4994.3019 | 3668.5186 | 26470.1467 | 6135.1659 | 6786.4684 | 4637.1055 | 5883.0939 | 162414.5 | 19065.8488 | 10378.766 | 70907.9497 | 36470.3845 | 20335.1471 | 14402.0502 | 7107.4053 | 10135.9023 | 10676.1529 | 28999.3093 | 11265.2267 | 15179.9171 | 8090.6716 | 11051.8266 | 126.3232 | 126.3232 | 126.3232 | 126.3232 | 390.1403 | 126.3232 | 390.1403 | 390.1403 | 390.1403 | 126.3232 | 126.3232 | 126.3232 | 126.3232 | 126.3232 | 126.3232 | 0.0045662 | 4.9284e-06 | 8.0734e-15 | 0.0041216 | 0.073939 | 1.0842e-07 | 0.00010108 | 6.6372e-24 | 9.2869e-10 | 6.3026e-08 | 0.0011188 | 4.9855e-09 | 3.9983e-11 | 5.6045e-23 | 8.1314e-12 | 0.0045662 | 0.0045711 | 0.0045711 | 0.0086878 | 0.082626 | 0.0086879 | 0.082728 | 0.082626 | 0.082728 | 0.008688 | 0.005685 | 0.0045663 | 0.0086878 | 0.0045662 | 0.0045662
33 | 151939.1843 | 15173.0842 | 5726.2924 | 65427.6801 | 36368.8212 | 15244.1315 | 11814.0365 | 3016.4079 | 5921.528 | 7749.456 | 25983.4657 | 7725.0285 | 9870.6758 | 4032.7241 | 6963.7729 | n/a | 11985.7073 | 4886.8414 | 2972.9377 | 9962.777 | 10023.951 | 6122.4613 | 1402.6928 | 3047.9462 | 7224.8204 | 3188.8337 | 6299.8981 | 6539.7469 | 3258.154 | 4303.4299 | 236.7261 | 220.2545 | 220.2545 | 225.4896 | 246.2827 | 195.2326 | 259.1589 | 236.5691 | 259.1589 | 211.3842 | 247.588 | 179.0809 | 227.8693 | 224.5465 | 224.9983 | 171363.9815 | 10231.563 | 4341.6553 | 70322.0402 | 33014.6613 | 13439.7066 | 5732.8657 | 5018.3551 | 4657.7569 | 3786.6812 | 24558.205 | 6067.4406 | 6414.1294 | 4648.1825 | 5890.9675 | 155615.1 | 22197.8703 | 9222.3967 | 67304.9964 | 41361.7446 | 20705.17 | 11855.3271 | 6380.5479 | 7705.7031 | 10957.7016 | 26207.9 | 11007.3448 | 12943.0762 | 6851.2417 | 8773.9113 | 185.3667 | 185.3667 | 185.3667 | 185.3667 | 185.3667 | 185.3667 | 351.1248 | 185.3667 | 351.1248 | 185.3667 | 300.27 | 185.3667 | 185.3667 | 185.3667 | 185.3667 | 0.026253 | 9.1498e-10 | 5.3046e-12 | 0.014604 | 0.00049442 | 2.1384e-08 | 0.036732 | 7.5553e-20 | 7.0233e-06 | 3.6235e-09 | 0.030615 | 2.9678e-09 | 1.7142e-07 | 4.9344e-16 | 1.0394e-06 | 0.026253 | 0.026253 | 0.026253 | 0.040857 | 0.041351 | 0.040857 | 0.078083 | 0.041351 | 0.07809 | 0.040857 | 0.056868 | 0.026253 | 0.040857 | 0.026253 | 0.026254
34 | 148035.004 | 14910.6964 | 5607.7279 | 63905.4179 | 35575.7451 | 14954.2051 | 11220.5671 | 2828.3005 | 5771.1833 | 7858.8583 | 24816.8523 | 7606.2606 | 9328.3523 | 3758.0554 | 6990.6012 | n/a | 11734.7432 | 6399.7288 | 3687.6188 | 9635.9696 | 10651.5414 | 7834.6241 | 2276.8297 | 4737.2342 | 7441.8777 | 3803.6 | 5108.5787 | 9914.7156 | 4312.0028 | 5177.9907 | 230.9857 | 214.7091 | 214.7091 | 219.1049 | 240.6242 | 187.4565 | 253.9656 | 230.5598 | 253.9656 | 204.1916 | 243.0301 | 170.7214 | 221.8193 | 219.1562 | 219.6243 | 176308.69 | 10196.6152 | 4283.3582 | 73381.2008 | 35270.5036 | 14537.9495 | 6282.8018 | 5347.1586 | 5097.1806 | 4485.4514 | 25233.93 | 5894.9636 | 6716.0085 | 4552.4057 | 6175.0658 | 154049.5 | 20216.3495 | 10622.387 | 70714.913 | 41248.8553 | 23943.6909 | 14030.7258 | 7610.9883 | 9834.4148 | 10918.6291 | 25710.3 | 10766.4424 | 16321.9423 | 8541.4084 | 11334.8565 | 121.3197 | 121.3197 | 121.3197 | 121.3197 | 121.3197 | 121.3197 | 121.3197 | 121.3197 | 121.3197 | 121.3197 | 144.2323 | 121.3197 | 121.3197 | 121.3197 | 121.3197 | 0.005287 | 5.4576e-08 | 1.2143e-16 | 0.00058123 | 0.00024206 | 1.3002e-12 | 9.2038e-06 | 5.4825e-29 | 7.6982e-11 | 9.4892e-09 | 0.010617 | 4.2804e-09 | 4.9191e-15 | 2.3186e-27 | 4.6146e-13 | 0.005287 | 0.0052871 | 0.0052871 | 0.0058683 | 0.0061103 | 0.0058683 | 0.0061195 | 0.0061103 | 0.0061195 | 0.0058683 | 0.015904 | 0.005287 | 0.0058683 | 0.005287 | 0.005287
35 | 154780.0514 | 15551.012 | 5984.1084 | 66564.4295 | 36995.9911 | 15435.2301 | 12072.2161 | 3002.0071 | 6038.8146 | 7881.2995 | 26259.0713 | 8227.8073 | 9907.89 | 4124.787 | 7271.1132 | n/a | 10863.5508 | 7429.7459 | 3622.3914 | 9513.2491 | 9659.6035 | 9290.6459 | 1679.6552 | 3727.2962 | 7811.9005 | 4932.3667 | 6852.2192 | 6609.6742 | 2645.7369 | 5154.9033 | 210.2189 | 193.9428 | 193.9428 | 192.8458 | 221.2351 | 148.8361 | 238.9394 | 207.8792 | 238.9394 | 171.0441 | 231.5256 | 126.6281 | 198.1239 | 199.8442 | 200.4654 | 176837.1646 | 10634.6635 | 4373.9018 | 72550.6964 | 32196.2192 | 14130.2846 | 6376.6651 | 5065.0925 | 5150.9011 | 4219.391 | 26818.3444 | 5807.4592 | 7435.3185 | 4727.1079 | 6373.5953 | 162235.9746 | 21037.9143 | 11777.6476 | 70077.7911 | 38719.1682 | 22541.6882 | 15570.7111 | 6744.7477 | 8847.9973 | 11786.5915 | 30015.7145 | 12511.3783 | 12573.796 | 7355.9447 | 11483.9986 | 87.0283 | 87.0283 | 87.0283 | 87.0283 | 96.7892 | 87.0283 | 96.7892 | 96.7892 | 96.7892 | 87.0283 | 87.0283 | 87.0283 | 87.0283 | 87.0283 | 87.0283 | 0.0025159 | 6.1186e-08 | 7.5056e-18 | 0.0053238 | 0.0091747 | 3.6035e-10 | 2.4556e-06 | 6.185e-22 | 6.7328e-08 | 1.5024e-10 | 0.00016852 | 7.1894e-11 | 9.1186e-07 | 1.063e-17 | 2.5289e-12 | 0.0025159 | 0.0025159 | 0.0025159 | 0.0078396 | 0.017014 | 0.0078396 | 0.017017 | 0.017014 | 0.017017 | 0.0078396 | 0.0026844 | 0.0025159 | 0.0078405 | 0.0025159 | 0.0025159
36 | 156050.0243 | 16140.5081 | 5971.6259 | 67053.9904 | 37320.7953 | 15705.2058 | 11977.1739 | 2785.317 | 6123.7277 | 8236.9844 | 26653.2551 | 8559.9041 | 9947.9368 | 3958.2415 | 7243.7386 | n/a | 9496.9299 | 5953.0205 | 4118.3584 | 9140.3239 | 9373.653 | 8227.0073 | 2238.7022 | 4068.0402 | 6762.0105 | 4675.9514 | 5086.2408 | 7059.9291 | 3599.9415 | 4541.8864 | 227.1907 | 210.6213 | 210.6213 | 212.9927 | 237.5302 | 176.0407 | 252.7826 | 226.0242 | 252.7826 | 195.1729 | 242.9989 | 156.9084 | 216.7377 | 215.7054 | 216.2405 | 169908.2013 | 9968.6868 | 4336.2016 | 69549.8318 | 31441.7275 | 13984.4044 | 5916.2296 | 5189.3671 | 5127.0864 | 3946.6463 | 23529.8941 | 6043.0817 | 6965.6551 | 4617.3549 | 5911.3001 | 160909.1 | 19217.4167 | 10216.5221 | 70298.0209 | 38849.5821 | 23229.1574 | 13768.6369 | 6581.7 | 8985.9267 | 10708.6568 | 27799.3455 | 11000.4225 | 13727.8842 | 6737.7303 | 10174.9865 | 151.1311 | 151.1311 | 151.1311 | 151.1311 | 151.1311 | 151.1311 | 151.1311 | 151.1311 | 151.1311 | 151.1311 | 151.1311 | 151.1311 | 151.1311 | 151.1311 | 151.1311 | 0.013377 | 2.9821e-05 | 1.2133e-13 | 0.006382 | 0.010993 | 1.7088e-10 | 0.00027222 | 8.8292e-24 | 6.3243e-08 | 3.0976e-07 | 0.0080982 | 6.7887e-07 | 1.1276e-08 | 4.2488e-16 | 2.9758e-09 | 0.013377 | 0.013407 | 0.013407 | 0.019759 | 0.030752 | 0.019759 | 0.031024 | 0.030752 | 0.031024 | 0.01976 | 0.021475 | 0.013378 | 0.019759 | 0.013377 | 0.013377
37 | 150001.036 | 15360.1992 | 5861.7233 | 64643.5866 | 35963.8569 | 14849.4847 | 11617.3665 | 3023.994 | 5803.9776 | 7482.998 | 25472.797 | 7703.3286 | 9696.5076 | 3784.1782 | 7092.1753 | n/a | 9634.3686 | 5904.5291 | 4273.8936 | 8446.5508 | 8168.7813 | 7836.699 | 2366.6508 | 4531.5858 | 7665.5094 | 4517.8072 | 6890.6624 | 8583.7342 | 3255.997 | 4592.5952 | 243.6456 | 225.7532 | 225.7532 | 227.8681 | 254.9226 | 186.9622 | 271.7469 | 242.2306 | 271.7469 | 208.0663 | 261.4679 | 165.8581 | 232.1203 | 231.3613 | 231.9516 | 171822.3013 | 9623.2037 | 4150.1719 | 69876.6427 | 30856.1833 | 14185.1978 | 5550.4481 | 5109.5702 | 4694.4136 | 3939.1725 | 27039.3061 | 5927.7797 | 7254.4607 | 4587.7033 | 6265.8848 | 156823.8 | 18906.0723 | 9934.8011 | 68176.2953 | 37497.4342 | 20521.9381 | 12532.8471 | 7476.221 | 8690.2994 | 11334.782 | 27474.7313 | 11256.3011 | 15590.4949 | 7794.8003 | 10802.28 | 110.52 | 110.52 | 110.52 | 110.52 | 126.3233 | 110.52 | 126.3233 | 126.3233 | 126.3233 | 110.52 | 110.52 | 110.52 | 110.52 | 110.52 | 110.52 | 0.0032754 | 6.4282e-06 | 2.2153e-13 | 0.0049296 | 0.010414 | 8.2737e-09 | 0.0029302 | 1.625e-25 | 2.7083e-08 | 7.0925e-11 | 0.0020427 | 7.2312e-10 | 1.3561e-12 | 3.7085e-23 | 2.465e-11 | 0.0032754 | 0.0032819 | 0.0032819 | 0.008205 | 0.018619 | 0.008205 | 0.021549 | 0.018619 | 0.021549 | 0.008205 | 0.0053181 | 0.0032754 | 0.008205 | 0.0032754 | 0.0032754
38 | 152300.8479 | 15304.7624 | 5601.5392 | 65591.4061 | 36532.4745 | 15035.6663 | 11744.3822 | 2839.8249 | 5906.1254 | 7726.7203 | 25586.8415 | 7939.1294 | 9777.1513 | 4140.4276 | 6934.8067 | n/a | 11074.884 | 5133.6222 | 4784.6004 | 9205.6216 | 8979.6349 | 9884.4598 | 1963.4303 | 4229.0721 | 6047.0667 | 3765.1179 | 5268.9203 | 7915.3383 | 4296.5205 | 6525.5739 | 216.2465 | 199.9557 | 199.9557 | 200.4021 | 226.8851 | 159.8286 | 243.3786 | 214.4428 | 243.3786 | 180.5177 | 234.9679 | 139.1396 | 204.9641 | 205.4534 | 206.0322 | 175583.8977 | 10982.4432 | 4455.4265 | 71676.8026 | 31455.6134 | 13677.0654 | 6289.8165 | 5105.2492 | 4973.1286 | 4023.5959 | 27669.5625 | 6012.9248 | 6969.7221 | 4638.693 | 5900.7301 | 156875.3977 | 18415.7272 | 9444.5487 | 70975.803 | 38959.835 | 20047.0003 | 15852.2763 | 6961.9796 | 9202.2006 | 9409.6627 | 29627.3804 | 9333.1452 | 14657.8604 | 8762.9135 | 12192.204 | 147.364 | 147.364 | 147.364 | 147.364 | 147.364 | 147.364 | 147.364 | 147.364 | 147.364 | 147.364 | 147.364 | 147.364 | 147.364 | 147.364 | 147.364 | 0.014895 | 1.8413e-05 | 3.0854e-13 | 0.0015921 | 0.0048392 | 5.7945e-08 | 3.2776e-07 | 3.469e-25 | 4.8328e-09 | 7.691e-06 | 9.484e-05 | 4.7904e-05 | 1.003e-10 | 2.8331e-24 | 1.8297e-15 | 0.014895 | 0.014914 | 0.014914 | 0.016487 | 0.021327 | 0.016487 | 0.021327 | 0.021327 | 0.021327 | 0.016495 | 0.01499 | 0.014943 | 0.016487 | 0.014895 | 0.014895
39 | 152864.7522 | 15523.3949 | 5881.6342 | 65797.0931 | 36640.5148 | 15570.2774 | 11338.7627 | 2947.2235 | 5804.3012 | 8142.8492 | 26004.9523 | 8554.4862 | 9782.7917 | 4108.5689 | 6958.0576 | n/a | 10691.8708 | 4222.3026 | 3114.4247 | 8164.6858 | 9501.1714 | 8939.0999 | 1999.2395 | 4195.3144 | 9884.4879 | 4336.1007 | 5897.7344 | 6655.7862 | 2953.6403 | 5473.5555 | 211.3427 | 194.4259 | 194.4259 | 191.3933 | 223.2673 | 141.3918 | 243.172 | 208.2516 | 243.172 | 166.3599 | 236.6795 | 116.4238 | 197.7625 | 201.0607 | 201.7591 | 172479.5439 | 10224.5107 | 4275.9808 | 67660.3688 | 30433.3878 | 13797.9135 | 5916.2502 | 5143.498 | 5004.6747 | 4843.5091 | 27222.6334 | 5778.2755 | 5930.0316 | 4507.6515 | 5991.3999 | 158512.9 | 20694.9814 | 8440.5835 | 67182.8 | 37652.3736 | 22476.3849 | 14710.45 | 7053.5374 | 9138.5892 | 14187.797 | 29146.3132 | 11393.5099 | 10799.2243 | 6025.3214 | 11411.6372 | 122.4755 | 122.4755 | 122.4755 | 171.04 | 171.04 | 171.04 | 171.04 | 171.04 | 171.04 | 171.04 | 122.4755 | 171.04 | 171.04 | 122.4755 | 122.4755 | 0.0075898 | 1.2967e-07 | 3.9312e-09 | 0.018789 | 0.016895 | 7.0695e-10 | 1.905e-06 | 2.9187e-24 | 3.0377e-09 | 9.7916e-15 | 0.00039885 | 1.1027e-07 | 0.00063265 | 1.9059e-11 | 2.1725e-13 | 0.0075898 | 0.0075899 | 0.0075899 | 0.026379 | 0.043274 | 0.026379 | 0.043276 | 0.043274 | 0.043276 | 0.026379 | 0.0079886 | 0.0075899 | 0.027011 | 0.0075898 | 0.0075898
40 | 155528.049 | 15718.0448 | 5975.1998 | 66856.3445 | 37067.1814 | 15707.2633 | 11375.1123 | 3170.525 | 5864.2646 | 8498.8251 | 26445.8596 | 8141.4378 | 9888.6107 | 4050.3126 | 7218.1392 | n/a | 10588.3958 | 5921.911 | 4403.1846 | 8847.8757 | 9462.4812 | 5876.2692 | 1915.2048 | 3952.2095 | 5971.065 | 3466.6051 | 5084.2547 | 7040.662 | 3894.4718 | 4974.4177 | 241.8231 | 224.3751 | 224.3751 | 227.5564 | 252.5393 | 190.1847 | 268.0569 | 240.8331 | 268.0569 | 209.6497 | 257.3159 | 170.7197 | 231.1807 | 229.5476 | 230.0921 | 171383.9077 | 10964.9047 | 4269.108 | 70912.9651 | 31874.2635 | 14496.3628 | 6130.9604 | 5092.7361 | 4931.4263 | 4701.7775 | 25307.1759 | 5785.6189 | 6184.3485 | 4568.1497 | 6019.063 | 159269.2267 | 20424.9005 | 10021.319 | 71113.5497 | 38093.5392 | 23562.244 | 11276.9296 | 6957.0408 | 8268.3358 | 10432.0425 | 26956.3 | 10714.0736 | 12950.9105 | 8181.8214 | 10949.9807 | 190.2844 | 190.2844 | 190.2844 | 190.2844 | 190.2844 | 190.2844 | 402.0853 | 190.2844 | 402.0853 | 190.2844 | 236.26 | 190.2844 | 190.2844 | 190.2844 | 190.2844 | 0.026511 | 4.69e-07 | 4.3158e-13 | 0.0033988 | 0.016855 | 7.3785e-11 | 0.055192 | 4.2081e-21 | 3.2244e-07 | 5.2743e-06 | 0.020263 | 2.0443e-07 | 1.8254e-07 | 2.2627e-22 | 3.1573e-11 | 0.026511 | 0.026512 | 0.026512 | 0.02991 | 0.046765 | 0.02991 | 0.10196 | 0.046765 | 0.10196 | 0.029915 | 0.046774 | 0.026511 | 0.02991 | 0.026511 | 0.026511
41 | 152300.2261 | 15699.5014 | 5868.2109 | 65570.0186 | 36418.9855 | 15411.2869 | 11734.2922 | 2860.6482 | 6154.0457 | 7841.2234 | 25847.7457 | 8104.3393 | 9681.0222 | 3789.0216 | 7105.945 | n/a | 9983.6218 | 4413.5858 | 4610.6436 | 9513.1618 | 10717.9616 | 8443.075 | 2505.5759 | 4045.2869 | 6515.112 | 3941.7873 | 7618.998 | 8087.0319 | 2932.5748 | 4303.5065 | 241.1555 | 224.1523 | 224.1523 | 228.7069 | 251.2337 | 195.5613 | 265.2004 | 240.6976 | 265.2004 | 213.0808 | 253.8007 | 178.0418 | 231.5599 | 228.8078 | 229.2979 | 175109.413 | 10616.0683 | 4438.932 | 71780.3167 | 32667.6264 | 14184.458 | 5803.4565 | 5002.8933 | 4814.701 | 4484.6111 | 27322.429 | 5581.5606 | 6826.721 | 4596.169 | 6085.3764 | 157350.8 | 18520.6902 | 6941.3178 | 67457.9 | 38178.2279 | 23679.0196 | 13982.2315 | 7495.9692 | 8695.3878 | 10876.5231 | 29207.1637 | 12955.5586 | 13171.8529 | 6807.5437 | 10377.483 | 153.2212 | 153.2212 | 153.2212 | 160.05 | 160.05 | 160.05 | 160.05 | 160.05 | 160.05 | 160.05 | 153.2212 | 160.05 | 160.05 | 153.2212 | 153.2212 | 0.010896 | 4.5258e-05 | 5.2439e-05 | 0.014556 | 0.0086781 | 1.7234e-11 | 6.6454e-05 | 7.2491e-28 | 2.9613e-07 | 1.0359e-08 | 0.00027969 | 3.4722e-12 | 2.4304e-08 | 5.8086e-18 | 3.1202e-10 | 0.010896 | 0.010941 | 0.010993 | 0.025452 | 0.03413 | 0.025452 | 0.034196 | 0.03413 | 0.034196 | 0.025452 | 0.011175 | 0.010896 | 0.025452 | 0.010896 | 0.010896
42 | 153771.0523 | 15501.3427 | 6032.1648 | 66136.3491 | 36841.2393 | 15462.3094 | 11459.5772 | 2846.9629 | 6027.0873 | 8105.0418 | 26031.1696 | 8275.0764 | 9456.9176 | 4014.7123 | 7169.5559 | n/a | 11205.9535 | 5258.4352 | 4693.1395 | 9742.9646 | 9511.2875 | 9752.4379 | 1922.6573 | 4571.3717 | 7222.6769 | 3622.0864 | 7414.0207 | 7787.1963 | 4144.0338 | 4766.0579 | 244.965 | 227.5444 | 227.5444 | 231.6525 | 255.4306 | 196.4368 | 270.1836 | 244.3012 | 270.1836 | 214.9426 | 258.862 | 177.9309 | 234.8361 | 232.462 | 232.9797 | 175061.2952 | 10233.0894 | 4184.9438 | 72887.6306 | 31888.2906 | 14359.6903 | 5527.6018 | 5072.6347 | 4992.8993 | 4608.4278 | 25365.6637 | 6015.2495 | 6411.0304 | 4529.3989 | 5742.078 | 163272.4 | 21244.7428 | 9429.679 | 70225.1251 | 39076.5 | 22489.1189 | 14629.3396 | 6989.692 | 8931.271 | 11205.1047 | 27499.3 | 13292.2702 | 12636.1267 | 8668.4327 | 10412.2359 | 52.2115 | 52.2115 | 52.2115 | 52.2115 | 58.64 | 52.2115 | 58.64 | 58.64 | 58.64 | 52.2115 | 75.748 | 52.2115 | 52.2115 | 52.2115 | 52.2115 | 0.0006661 | 3.1168e-08 | 3.1502e-11 | 0.0036684 | 0.0058274 | 4.5723e-10 | 3.8243e-06 | 3.0426e-25 | 4.1969e-08 | 1.2401e-08 | 0.0048216 | 2.5735e-12 | 6.3902e-08 | 4.0613e-25 | 4.3321e-10 | 0.0006661 | 0.00066613 | 0.00066613 | 0.0043345 | 0.010162 | 0.0043345 | 0.010166 | 0.010162 | 0.010166 | 0.0043346 | 0.0054877 | 0.0006661 | 0.0043346 | 0.0006661 | 0.0006661
43 | 158112.8911 | 15979.4427 | 5962.834 | 67891.4492 | 37795.1397 | 15839.8416 | 11877.3645 | 3258.2327 | 5813.1984 | 8023.7919 | 26609.7677 | 8417.624 | 9887.1782 | 4015.923 | 7307.7199 | n/a | 6453.6561 | 5499.1601 | 4345.6849 | 8651.3216 | 11734.6357 | 6463.9996 | 1558.7578 | 3677.5609 | 8502.1824 | 3630.5992 | 4546.02 | 7221.3979 | 2949.6173 | 6734.3859 | 206.6368 | 190.0219 | 190.0219 | 186.7963 | 218.4105 | 137.1311 | 238.1563 | 203.5147 | 238.1563 | 161.8997 | 231.9382 | 112.3624 | 193.1672 | 196.6038 | 197.2966 | 175889.5236 | 11011.3072 | 4211.187 | 71977.4081 | 32004.6489 | 14287.033 | 5888.135 | 5020.1844 | 4858.2659 | 3606.8122 | 26540.5772 | 6205.8444 | 6295.163 | 4483.0539 | 5849.9936 | 163806.6 | 16436.4 | 9660.6471 | 71970.179 | 39086.1 | 25375.1687 | 12352.1346 | 5976.4965 | 8535.8268 | 11523.3946 | 29876.9765 | 10690.9644 | 13289.3608 | 7250.1712 | 12312.9795 | 122.6072 | 133.5358 | 133.5358 | 122.6072 | 135.562 | 122.6072 | 135.562 | 135.562 | 135.562 | 122.6072 | 122.6072 | 122.6072 | 122.6072 | 122.6072 | 122.6072 | 0.0082875 | 0.014443 | 3.694e-12 | 0.003942 | 0.013686 | 1.2568e-12 | 0.010793 | 2.1826e-15 | 6.1548e-08 | 1.5255e-09 | 0.00036938 | 1.218e-06 | 4.6691e-08 | 3.9104e-18 | 3.536e-14 | 0.0082875 | 0.022731 | 0.022731 | 0.012229 | 0.025916 | 0.012229 | 0.036708 | 0.025916 | 0.036708 | 0.012229 | 0.0086569 | 0.0082887 | 0.01223 | 0.0082875 | 0.0082875
44 | 153044.6905 | 15470.3223 | 5856.0214 | 65858.5611 | 36742.2789 | 15216.9717 | 11612.6218 | 2896.6675 | 5587.6691 | 7681.1317 | 26012.6385 | 7914.0174 | 9530.075 | 3863.5567 | 7101.6393 | n/a | 10433.7768 | 6635.6854 | 4983.9482 | 10387.987 | 12511.4316 | 7935.5393 | 2103.9768 | 4987.5956 | 6095.791 | 4006.6836 | 5547.7676 | 5618.5402 | 3707.2814 | 5289.1388 | 196.8991 | 180.2165 | 180.2165 | 174.1785 | 209.423 | 118.0107 | 231.473 | 192.7889 | 231.473 | 145.6698 | 227.0241 | 90.3517 | 181.882 | 187.5664 | 188.3401 | 169590.2964 | 9454.923 | 4138.3373 | 67253.3592 | 30711.6786 | 13183.8301 | 5814.6043 | 5015.4193 | 4828.9693 | 3786.3137 | 25930.7675 | 5969.8086 | 5814.7681 | 4586.5926 | 6086.2654 | 157857.7 | 18937.8997 | 10774.0226 | 67935.0395 | 39292.0977 | 25404.3616 | 13698.5437 | 7074.9961 | 9764.9649 | 9832.1048 | 27471.3511 | 11276.6762 | 10683.8083 | 8275.1741 | 11375.4042 | 130.078 | 130.078 | 130.078 | 130.078 | 130.078 | 130.078 | 130.078 | 130.078 | 130.078 | 130.078 | 130.078 | 130.078 | 130.078 | 130.078 | 130.078 | 0.012991 | 8.3022e-06 | 9.4286e-16 | 0.013298 | 0.0044002 | 8.4681e-14 | 9.9243e-05 | 4.8364e-25 | 2.2398e-11 | 6.7733e-07 | 0.004882 | 2.9672e-09 | 0.00032058 | 8.9205e-25 | 1.0217e-12 | 0.012991 | 0.012999 | 0.012999 | 0.026289 | 0.030689 | 0.026289 | 0.030788 | 0.030689 | 0.030788 | 0.02629 | 0.017873 | 0.012991 | 0.02661 | 0.012991 | 0.012991
45 | 150566.91 | 15203.109 | 5748.1128 | 64880.1666 | 36148.8468 | 14890.9401 | 11640.9849 | 3038.1024 | 6015.9396 | 7793.5104 | 25776.3122 | 7854.5168 | 9673.0384 | 3842.2329 | 7109.9246 | n/a | 10432.17 | 5028.6661 | 4041.2542 | 10061.1072 | 10766.3094 | 5719.1437 | 1978.1366 | 4352.3513 | 6965.3535 | 3684.932 | 7241.2845 | 8167.0377 | 3189.3811 | 4337.2164 | 197.2164 | 179.8858 | 179.8858 | 171.6735 | 210.7135 | 108.9578 | 235.161 | 192.2708 | 235.161 | 139.6243 | 231.783 | 78.2913 | 180.5816 | 188.0349 | 188.8927 | 173797.7824 | 10161.9111 | 4105.3596 | 70745.3611 | 29967.7672 | 13753.5728 | 5530.1026 | 5219.6771 | 4506.4333 | 4389.9966 | 26779.2236 | 5948.6947 | 7682.6214 | 4421.9319 | 6218.3721 | 155638.8815 | 18942.867 | 7750.8116 | 66563.0984 | 37248.6 | 22399.768 | 11249.2464 | 7034.8137 | 8858.7846 | 9313.636 | 26796.7 | 13111.5792 | 15721.0591 | 7499.013 | 10548.7884 | 123.7799 | 123.7799 | 123.7799 | 127.3634 | 142.388 | 127.3634 | 352.7415 | 142.388 | 352.7415 | 127.3634 | 125.2991 | 127.3634 | 127.3634 | 123.7799 | 123.7799 | 0.010376 | 3.6077e-06 | 1.0281e-07 | 0.015994 | 0.015435 | 6.2461e-11 | 0.11628 | 5.0057e-23 | 5.4638e-08 | 1.8703e-05 | 0.009242 | 2.224e-13 | 6.8075e-13 | 5.0468e-21 | 1.2166e-10 | 0.010376 | 0.01038 | 0.01038 | 0.02637 | 0.041804 | 0.02637 | 0.15808 | 0.041804 | 0.15808 | 0.026388 | 0.019618 | 0.010376 | 0.02637 | 0.010376 | 0.010376
46 | 154247.8881 | 15540.9544 | 5724.7179 | 66340.0365 | 36874.5066 | 15585.7485 | 11650.423 | 2934.7828 | 5808.2227 | 8145.0252 | 26342.2713 | 8464.4485 | 9723.0626 | 4051.9766 | 7106.7113 | n/a | 9225.1378 | 6224.3614 | 5107.2598 | 8965.1569 | 10846.852 | 6956.7527 | 1532.9326 | 4373.026 | 6372.0923 | 4286.3925 | 5250.4398 | 6910.1083 | 3422.2468 | 5899.0023 | 198.1866 | 181.5829 | 181.5829 | 176.1606 | 210.504 | 121.5796 | 231.9833 | 194.3004 | 231.9833 | 148.5229 | 227.1792 | 94.6364 | 183.5535 | 188.7426 | 189.4963 | 172633.7938 | 10282.2522 | 4010.1536 | 71362.7751 | 31342.9645 | 14133.0233 | 5434.255 | 5071.3522 | 4437.3244 | 3912.8986 | 24411.3234 | 6063.3595 | 6555.8131 | 4722.0521 | 6109.6443 | 160752.4 | 17225.0339 | 10234.515 | 72646.7272 | 39420.0136 | 24054.1753 | 11878.8 | 6574.9848 | 8298.1427 | 10200.0908 | 28182.4158 | 11206.5993 | 12619.1215 | 7907.5989 | 10611.4318 | 99.5907 | 99.5907 | 99.5907 | 99.5907 | 99.5907 | 99.5907 | 211.06 | 99.5907 | 211.06 | 99.5907 | 99.5907 | 99.5907 | 99.5907 | 99.5907 | 99.5907 | 0.0045218 | 0.00068836 | 6.6938e-15 | 0.00093297 | 0.0044523 | 1.3095e-11 | 0.021388 | 7.8097e-22 | 1.8954e-07 | 1.9995e-06 | 0.0028644 | 1.4998e-07 | 2.9158e-07 | 5.091e-21 | 8.2884e-11 | 0.0045218 | 0.0052102 | 0.0052102 | 0.0054548 | 0.0099071 | 0.0054548 | 0.031295 | 0.0099071 | 0.031295 | 0.0054568 | 0.0073862 | 0.0045219 | 0.0054551 | 0.0045218 | 0.0045218
47 | 152962.1996 | 15420.8887 | 5631.8624 | 65846.4355 | 36760.7888 | 15337.3392 | 11779.4941 | 3022.6834 | 6024.8697 | 7902.4412 | 26025.3707 | 8072.2466 | 9711.9621 | 3954.4056 | 7019.4197 | n/a | 10623.5651 | 4663.0327 | 3805.4947 | 7269.3158 | 8814.4875 | 8534.4142 | 2106.0162 | 3079.7751 | 5475.8756 | 4884.8085 | 7211.6877 | 8433.2801 | 3737.713 | 5193.3717 | 187.6452 | 171.6244 | 171.6244 | 165.4444 | 199.768 | 110.6461 | 221.2463 | 183.5652 | 221.2463 | 137.5881 | 217.2186 | 83.7041 | 173.0204 | 178.7838 | 179.5374 | 168338.9763 | 9917.3229 | 4196.0287 | 66888.9764 | 30101.5139 | 14507.2304 | 5469.6017 | 5103.7656 | 4657.7706 | 4648.1597 | 25621.4655 | 5862.4761 | 7028.1553 | 4536.4692 | 5950.5864 | 158069.8 | 20350.488 | 8810.6614 | 67640.4 | 37269.1297 | 21522.3468 | 13958.0159 | 7209.7818 | 7737.5457 | 8594.2643 | 28438.8687 | 12804.5638 | 15160.2354 | 8108.8822 | 11143.9581 | 118.5875 | 118.5875 | 118.5875 | 119.5554 | 213.9388 | 119.5554 | 213.9388 | 213.9388 | 213.9388 | 119.5554 | 118.5875 | 119.5554 | 119.5554 | 118.5875 | 118.5875 | 0.010685 | 2.1687e-07 | 3.0112e-11 | 0.015319 | 0.026337 | 3.5362e-09 | 8.3018e-05 | 3.9182e-24 | 1.1385e-05 | 0.0012443 | 0.0011816 | 5.6111e-12 | 8.6772e-12 | 5.6452e-23 | 1.8156e-12 | 0.010685 | 0.010685 | 0.010685 | 0.026004 | 0.05234 | 0.026004 | 0.052423 | 0.05234 | 0.052435 | 0.027248 | 0.011866 | 0.010685 | 0.026004 | 0.010685 | 0.010685
48 | 152258.3783 | 15453.1664 | 5821.152 | 65552.6128 | 36483.9631 | 15123.111 | 11988.0493 | 2951.1064 | 5943.1356 | 7770.7323 | 25726.3279 | 8041.9074 | 9825.5271 | 4060.5815 | 7356.4729 | n/a | 10376.4743 | 6691.2574 | 3366.4461 | 8449.0058 | 10314.5227 | 8407.9558 | 2097.8853 | 3002.2016 | 6411.1705 | 3850.2432 | 6077.792 | 7178.3929 | 3772.4285 | 5175.4533 | 230.2031 | 212.9278 | 212.9278 | 213.6361 | 241.4258 | 171.1392 | 258.7294 | 228.3723 | 258.7294 | 192.8445 | 249.6599 | 149.4339 | 218.3641 | 218.6956 | 219.3027 | 176342.8521 | 10613.9245 | 4203.1289 | 73467.7221 | 31549.3852 | 14525.3364 | 5731.8099 | 5066.148 | 4921.4248 | 4364.4439 | 25990.7882 | 6096.7606 | 7202.1705 | 4457.7283 | 6152.55 | 158622.4 | 19424.9988 | 9643.1863 | 71164.2176 | 39009.891 | 22927.4087 | 13994.1657 | 7064.0332 | 7885.0264 | 10500.1144 | 27432.0313 | 10537.6021 | 13175.6634 | 8061.2567 | 10031.7522 | 116.9418 | 116.9418 | 116.9418 | 116.9418 | 116.9418 | 116.9418 | 116.9418 | 116.9418 | 116.9418 | 116.9418 | 116.9418 | 116.9418 | 116.9418 | 116.9418 | 116.9418 | 0.004702 | 2.3677e-06 | 9.3668e-13 | 0.0013775 | 0.0044234 | 3.8981e-11 | 0.0001499 | 2.8756e-24 | 3.4135e-06 | 4.2008e-08 | 0.0032866 | 2.5469e-07 | 5.2871e-08 | 1.1003e-21 | 1.5632e-08 | 0.004702 | 0.0047044 | 0.0047044 | 0.0060796 | 0.010503 | 0.0060796 | 0.010653 | 0.010503 | 0.010656 | 0.0060796 | 0.0079887 | 0.0047023 | 0.0060796 | 0.004702 | 0.0047021
49 | 151495.8259 | 15241.0218 | 5799.3109 | 65258.3925 | 36252.0007 | 14983.444 | 11670.7118 | 2855.5447 | 6200.9566 | 7443.6394 | 25686.6773 | 7804.5684 | 9648.5193 | 4061.0977 | 6990.9999 | n/a | 10408.4133 | 4768.0805 | 4394.964 | 7494.5735 | 10896.7428 | 7014.4089 | 2024.2246 | 4868.6303 | 6976.2282 | 4599.5542 | 7039.8551 | 6417.2371 | 3056.8577 | 4981.1013 | 212.3574 | 195.2886 | 195.2886 | 191.9951 | 224.4477 | 141.0186 | 244.7168 | 209.1571 | 244.7168 | 166.4438 | 238.3159 | 115.5934 | 198.5306 | 202.045 | 202.7562 | 173358.5086 | 9929.991 | 4159.9041 | 72180.9274 | 33631.2198 | 13583.6141 | 5868.7798 | 5143.8731 | 4864.778 | 4359.1004 | 24581.4675 | 5774.1392 | 6927.3676 | 4610.6081 | 5884.6735 | 160103.7 | 19853.4044 | 8891.3846 | 71705.6981 | 38244.9 | 23215.057 | 12836.2887 | 7124.7977 | 9727.2084 | 11269.0286 | 27880.9217 | 12430.4943 | 13205.3047 | 7568.5657 | 10830.0747 | 60.8268 | 60.8268 | 60.8268 | 60.8268 | 70.4 | 60.8268 | 70.4 | 70.4 | 70.4 | 60.8268 | 60.8268 | 60.8268 | 60.8268 | 60.8268 | 60.8268 | 0.0010857 | 4.1551e-07 | 9.7701e-11 | 0.00080009 | 0.0070013 | 1.0288e-11 | 0.0014443 | 7.0683e-26 | 3.5796e-09 | 7.3244e-11 | 0.0015681 | 4.3628e-12 | 1.7668e-08 | 2.7613e-19 | 8.6018e-12 | 0.0010857 | 0.0010862 | 0.0010862 | 0.0018858 | 0.0088871 | 0.0018858 | 0.010331 | 0.0088871 | 0.010331 | 0.0018858 | 0.0026538 | 0.0010857 | 0.0018858 | 0.0010857 | 0.0010857
50 | 155709.6627 | 15586.5394 | 5827.7861 | 66926.537 | 37145.2136 | 15804.2868 | 11746.2623 | 2966.4332 | 5746.2547 | 8222.1237 | 26340.1627 | 8747.2288 | 9948.6501 | 4012.0171 | 7255.9255 | n/a | 9949.9117 | 5766.2159 | 4260.9262 | 10856.7533 | 10168.2175 | 8305.3464 | 2034.3895 | 2972.0989 | 7304.2447 | 4770.9982 | 6663.6005 | 6072.5838 | 3018.0517 | 5496.2649 | 234.1025 | 217.0708 | 217.0708 | 219.6601 | 244.6924 | 182.0188 | 260.2497 | 232.9563 | 260.2497 | 201.5335 | 250.0958 | 162.504 | 223.4388 | 222.2565 | 222.8024 | 175516.9323 | 10395.088 | 4039.9265 | 71851.0334 | 33842.0284 | 14556.7378 | 5945.4157 | 5161.6487 | 5054.8937 | 4386.4801 | 26430.3928 | 5756.6801 | 6425.1301 | 4615.4188 | 5836.4598 | 160465.9 | 18178.9997 | 8571.7424 | 69079.7689 | 41455.8818 | 24246.3552 | 14250.7621 | 7196.0382 | 8026.9926 | 11520.7248 | 29220.2401 | 12111.6806 | 12489.4139 | 6012.6252 | 11332.7247 | 157.7744 | 157.7744 | 157.7744 | 157.7744 | 157.7744 | 157.7744 | 157.7744 | 157.7744 | 157.7744 | 157.7744 | 157.7744 | 157.7744 | 157.7744 | 157.7744 | 157.7744 | 0.014185 | 7.5387e-05 | 1.0222e-09 | 0.013019 | 0.00097966 | 1.89e-11 | 3.2127e-05 | 8.8849e-25 | 4.6676e-07 | 5.9752e-09 | 0.0006214 | 1.4191e-08 | 1.5677e-06 | 4.4253e-12 | 5.1427e-12 | 0.014185 | 0.01426 | 0.01426 | 0.027203 | 0.028183 | 0.027203 | 0.028215 | 0.028183 | 0.028216 | 0.027204 | 0.014806 | 0.014185 | 0.027205 | 0.014185 | 0.014185
51 | 156957.9799 | 15729.6319 | 5899.9052 | 67418.0139 | 37572.413 | 16101.3358 | 12032.594 | 3147.0148 | 6092.4153 | 8458.0163 | 26413.4291 | 8630.0523 | 9833.0913 | 4023.7435 | 7182.384 | n/a | 11419.8547 | 4979.511 | 5141.9767 | 8785.7633 | 9996.6309 | 6317.7491 | 2067.2419 | 3355.0194 | 5507.2092 | 5150.8025 | 5431.5301 | 5461.3276 | 2758.3545 | 6538.9427 | 248.3225 | 230.8334 | 230.8334 | 235.5912 | 258.6703 | 201.6628 | 272.9781 | 247.8769 | 272.9781 | 219.6102 | 261.2059 | 183.7155 | 238.4917 | 235.6026 | 236.1047 | 179363.9169 | 10871.3733 | 4153.2484 | 72708.0235 | 34339.6754 | 14340.1824 | 5981.9351 | 5203.933 | 5101.9119 | 4184.0908 | 28640.8692 | 6028.1838 | 8042.2929 | 4645.0451 | 5865.5533 | 162182.1 | 22116.528 | 9132.7594 | 70789.3398 | 41240.0585 | 21931.9331 | 12294.2842 | 7215.7749 | 8451.5313 | 8680.1 | 32941.9716 | 10066.0337 | 11974.3205 | 7219.0996 | 12350.896 | 157.3296 | 157.3296 | 157.3296 | 157.3296 | 157.3296 | 157.3296 | 232.1918 | 157.3296 | 232.1918 | 161.8816 | 157.3296 | 157.3296 | 157.3296 | 157.3296 | 157.3296 | 0.01079 | 8.0333e-09 | 5.6015e-11 | 0.0059684 | 0.0017736 | 1.8312e-08 | 0.019901 | 1.1449e-22 | 6.1432e-07 | 0.013621 | 2.9984e-06 | 6.8481e-05 | 6.9597e-06 | 6.5148e-18 | 8.6908e-15 | 0.01079 | 0.01079 | 0.01079 | 0.016758 | 0.018532 | 0.016758 | 0.038432 | 0.018532 | 0.038433 | 0.030379 | 0.010793 | 0.010858 | 0.016765 | 0.01079 | 0.01079
52 | 151830.3048 | 15586.5143 | 5868.0554 | 65396.1596 | 36474.9191 | 14935.8457 | 11740.0793 | 3052.5513 | 5645.735 | 7742.1549 | 25780.3241 | 7939.3137 | 9937.1328 | 4057.8625 | 7356.2456 | n/a | 10427.9205 | 5084.8666 | 4151.7479 | 10116.4901 | 9619.5182 | 7291.8664 | 1930.6862 | 4380.3562 | 7429.3396 | 5073.3285 | 5685.0093 | 6854.7984 | 3226.7825 | 5764.4151 | 230.8923 | 214.7749 | 214.7749 | 219.7009 | 240.2927 | 189.6521 | 253.0482 | 230.6703 | 253.0482 | 205.6523 | 241.8522 | 173.6519 | 222.1212 | 219.0267 | 219.4743 | 174485.663 | 10385.378 | 4419.1351 | 72055.756 | 31236.3782 | 14524.7486 | 5838.9464 | 5132.0341 | 4856.7207 | 4134.9485 | 25527.4617 | 5737.333 | 5991.5858 | 4724.891 | 6327.001 | 156868.272 | 20616.1985 | 9432.9017 | 69787.6959 | 38548.9369 | 22403.5902 | 12935.6128 | 7062.7203 | 9170.9768 | 11396.2881 | 28520.1135 | 9849.6656 | 12727.6842 | 7636.7734 | 11806.416 | 146.6333 | 146.6333 | 146.6333 | 146.6333 | 146.6333 | 146.6333 | 146.6333 | 146.6333 | 146.6333 | 146.6333 | 146.6333 | 146.6333 | 146.6333 | 146.6333 | 146.6333 | 0.010896 | 1.9323e-07 | 5.9469e-12 | 0.0029455 | 0.0065883 | 7.4074e-11 | 0.0013523 | 5.3497e-23 | 7.3671e-10 | 3.7661e-10 | 0.00069972 | 3.8259e-06 | 5.725e-07 | 1.2023e-19 | 8.9934e-13 | 0.010896 | 0.010896 | 0.010896 | 0.013841 | 0.020429 | 0.013841 | 0.021782 | 0.020429 | 0.021782 | 0.013841 | 0.011595 | 0.010899 | 0.013842 | 0.010896 | 0.010896
53 | 156812.9682 | 16059.0035 | 5948.2833 | 67351.9955 | 37388.5576 | 15673.4242 | 11871.6953 | 3026.888 | 6282.3418 | 8131.6849 | 26667.1126 | 8023.1257 | 10136.1195 | 4037.1695 | 7460.5632 | n/a | 11460.4969 | 5473.9449 | 5157.9657 | 7762.4255 | 12198.0922 | 8932.2416 | 1875.7432 | 4148.7862 | 8326.0486 | 3975.3569 | 7465.9841 | 9090.9169 | 3677.7836 | 5343.8495 | 230.4939 | 213.7527 | 213.7527 | 216.3993 | 240.8779 | 179.6281 | 256.0893 | 229.4027 | 256.0893 | 198.709 | 246.0435 | 160.5472 | 220.0662 | 218.8231 | 219.3569 | 179564.2915 | 9860.618 | 3986.7758 | 74457.4711 | 33275.1999 | 14137.5142 | 5118.1576 | 5226.4593 | 4649.526 | 4518.5743 | 27245.2216 | 5665.6603 | 6952.0352 | 4522.0644 | 5947.3634 | 163551.4248 | 21159.615 | 9460.7207 | 70441.949 | 38995.9 | 23059.6253 | 14011.1677 | 5638.6119 | 8770.9122 | 12794.6229 | 28646.9441 | 12832.8445 | 13822.4615 | 8118.6479 | 11291.2129 | 113.0991 | 113.0991 | 113.0991 | 113.0991 | 118.1253 | 113.0991 | 118.1253 | 118.1253 | 118.1253 | 113.0991 | 113.0991 | 113.0991 | 113.0991 | 113.0991 | 113.0991 | 0.0041818 | 2.3454e-07 | 1.1283e-11 | 0.0070746 | 0.010298 | 2.3355e-10 | 9.7293e-05 | 7.6829e-16 | 4.773e-07 | 7.1706e-12 | 0.0024171 | 3.3546e-12 | 2.1496e-08 | 3.4173e-22 | 3.6459e-11 | 0.0041818 | 0.004182 | 0.004182 | 0.011256 | 0.021554 | 0.011256 | 0.021652 | 0.021554 | 0.021652 | 0.011256 | 0.0065989 | 0.0041818 | 0.011256 | 0.0041818 | 0.0041818
54 | 153314.4404 | 15727.643 | 5880.3744 | 65962.6806 | 36637.4408 | 14970.7768 | 11556.8118 | 2956.0765 | 5890.7456 | 7720.4376 | 26028.3219 | 7835.9679 | 9435.444 | 4099.0936 | 7009.4478 | n/a | 10737.6998 | 4466.8156 | 3349.3618 | 10134.9311 | 10281.0396 | 7574.7216 | 1832.2803 | 4580.8789 | 9136.417 | 4896.906 | 7076.296 | 7487.7451 | 2936.0445 | 3756.2507 | 234.3783 | 217.3047 | 217.3047 | 219.8208 | 245.0143 | 181.9077 | 260.6732 | 233.2016 | 260.6732 | 201.5498 | 250.5453 | 162.2656 | 223.646 | 222.5243 | 223.0737 | 178883.4654 | 10327.7672 | 4158.8343 | 71716.7443 | 33723.8319 | 15395.0321 | 5948.9472 | 5280.202 | 4794.3116 | 4821.9733 | 28177.0222 | 6292.4244 | 6284.41 | 4622.2629 | 6133.1051 | 158735.1 | 17535.1078 | 8625.65 | 67633.7 | 40275.863 | 23829.5717 | 12655.2689 | 7112.4824 | 8661.5905 | 13823.0903 | 31379.8282 | 12512.7204 | 13709.8551 | 7188.9074 | 9840.2557 | 141.33 | 141.33 | 141.33 | 165.21 | 165.21 | 165.21 | 165.21 | 165.21 | 165.21 | 165.21 | 141.33 | 165.21 | 165.21 | 141.33 | 141.33 | 0.0087879 | 0.00053596 | 1.1878e-09 | 0.016317 | 0.0016795 | 1.8928e-12 | 0.0016983 | 1.8299e-24 | 5.8122e-08 | 1.4974e-15 | 1.4979e-05 | 3.7185e-12 | 6.2469e-10 | 4.0761e-17 | 3.0742e-09 | 0.0087879 | 0.0093239 | 0.0093239 | 0.025105 | 0.026784 | 0.025105 | 0.028483 | 0.026784 | 0.028483 | 0.025105 | 0.0088029 | 0.0087879 | 0.025105 | 0.0087879 | 0.0087879
55 | 150411.5366 | 15318.0162 | 5721.7694 | 64845.1914 | 36101.1965 | 14795.4394 | 11941.5673 | 3060.3679 | 5970.4718 | 7577.7619 | 25738.2776 | 7766.2178 | 9443.1393 | 3760.5246 | 6858.6069 | n/a | 6383.9939 | 5724.3512 | 4345.7509 | 10396.4812 | 9648.0115 | 7046.5492 | 1532.1987 | 4689.1554 | 10095.625 | 4350.7251 | 7628.9337 | 7565.3519 | 3141.2496 | 4599.3913 | 253.4834 | 236.1378 | 236.1378 | 242.7608 | 263.2687 | 213.3968 | 275.9463 | 253.705 | 275.9463 | 229.2993 | 263.0497 | 197.4943 | 244.7487 | 240.3636 | 240.8085 | 176711.6845 | 10284.4676 | 4334.8605 | 72808.9852 | 33703.3063 | 13951.7931 | 6085.9255 | 5130.9458 | 4836.8817 | 3940.495 | 27059.8135 | 6190.6379 | 6344.9918 | 4538.6753 | 5964.9543 | 157435.5 | 15755.2 | 10059.2117 | 69469.0423 | 40854.9996 | 21024.8988 | 12459.7 | 6644.5444 | 8858.6625 | 12988.32 | 27943.8269 | 12292.4658 | 13757.6437 | 7504.2248 | 10564.3456 | 110.44 | 166.1375 | 166.1375 | 110.44 | 110.44 | 110.44 | 133.7066 | 110.44 | 133.7066 | 110.44 | 110.44 | 110.44 | 110.44 | 110.44 | 110.44 | 0.002913 | 0.014474 | 2.0499e-14 | 0.0024824 | 0.00059223 | 1.7379e-09 | 0.009623 | 9.8e-21 | 3.9778e-08 | 2.963e-14 | 0.0015519 | 6.412e-12 | 5.3577e-10 | 6.8964e-22 | 1.2301e-11 | 0.002913 | 0.017387 | 0.017387 | 0.0053954 | 0.0059876 | 0.0053954 | 0.015611 | 0.0059876 | 0.015611 | 0.0053954 | 0.0044649 | 0.002913 | 0.0053954 | 0.002913 | 0.002913
56 | 151089.5433 | 15522.6907 | 6089.4819 | 65096.0527 | 36339.4792 | 15200.1495 | 11908.1249 | 2900.679 | 6061.8505 | 7750.4307 | 25742.647 | 7791.6673 | 9534.2782 | 3960.6594 | 6588.9954 | n/a | 9373.3124 | 5184.3588 | 2208.0307 | 10406.0227 | 9397.9875 | 8480.792 | 2101.9705 | 3754.2715 | 5855.9838 | 3519.9296 | 4758.2495 | 7443.3619 | 3666.4131 | 5158.8202 | 247.4331 | 230.3356 | 230.3356 | 236.2225 | 257.2392 | 205.8352 | 270.2449 | 247.428 | 270.2449 | 222.1492 | 257.944 | 189.5211 | 238.4813 | 234.6708 | 235.1271 | 171999.8834 | 10262.4182 | 4252.6589 | 68552.7247 | 31307.5686 | 13969.4844 | 6142.4905 | 5147.9311 | 4985.0484 | 4208.9741 | 26325.1514 | 5744.9071 | 6711.2749 | 4642.2008 | 6282.184 | 158737.128 | 15909.6306 | 8275.1177 | 67277.3 | 39472.5359 | 22600.1719 | 14585.2825 | 7162.9016 | 8711.9199 | 10064.9579 | 27648.181 | 9735.8566 | 14081.9368 | 8248.9139 | 11395.1042 | 93.5111 | 175.692 | 175.692 | 148.88 | 148.88 | 148.88 | 148.88 | 148.88 | 148.88 | 148.88 | 93.5111 | 148.88 | 148.88 | 93.5111 | 93.5111 | 0.0019899 | 0.016614 | 6.9202e-08 | 0.012457 | 0.0025602 | 1.2529e-10 | 2.1762e-05 | 1.8075e-25 | 1.4902e-07 | 3.2765e-07 | 0.0024377 | 2.7069e-06 | 2.418e-10 | 1.3114e-23 | 5.8447e-15 | 0.0019899 | 0.018604 | 0.018604 | 0.014447 | 0.017007 | 0.014447 | 0.017029 | 0.017007 | 0.017029 | 0.014447 | 0.0044277 | 0.0019926 | 0.014447 | 0.0019899 | 0.0019899
57 | 156293.2922 | 15648.6599 | 5984.164 | 67126.0619 | 37280.9317 | 15302.122 | 11691.6836 | 2988.3468 | 6010.4206 | 7924.0368 | 26504.9719 | 8081.6299 | 9854.4167 | 4079.9045 | 7044.7015 | n/a | 7675.3628 | 6234.7288 | 4001.4898 | 10208.2079 | 11064.4714 | 11090.835 | 1382.1549 | 3723.0132 | 6091.2868 | 4032.9479 | 6198.57 | 9635.4198 | 2503.9432 | 5594.4683 | 230.9862 | 214.3764 | 214.3764 | 217.6109 | 241.136 | 182.4982 | 255.7445 | 230.1156 | 255.7445 | 200.8228 | 245.3873 | 164.1736 | 220.9649 | 219.2458 | 219.7584 | 171367.9808 | 10574.089 | 4386.7303 | 69925.5762 | 31643.4073 | 14064.4477 | 5710.2864 | 5053.7241 | 4894.2262 | 4436.1525 | 26095.7909 | 5953.4402 | 7427.9539 | 4592.5706 | 6140.153 | 164278.2 | 17399.1518 | 10591.2591 | 70904.1851 | 40081.0152 | 24742.0383 | 16762.5215 | 6435.8789 | 8578.6393 | 10268.9585 | 28514.9388 | 12023.6102 | 17010.4737 | 6915.9138 | 11734.6213 | 85.68 | 85.68 | 85.68 | 85.68 | 85.68 | 85.68 | 85.68 | 85.68 | 85.68 | 85.68 | 85.68 | 85.68 | 85.68 | 85.68 | 85.68 | 0.001895 | 0.00060235 | 1.3133e-14 | 0.0046086 | 0.0036611 | 6.9235e-13 | 1.9569e-08 | 1.8579e-20 | 1.9719e-07 | 3.6418e-07 | 0.0022727 | 2.5773e-10 | 1.2495e-14 | 5.8633e-16 | 7.6868e-14 | 0.001895 | 0.0024974 | 0.0024974 | 0.0065036 | 0.010165 | 0.0065036 | 0.010165 | 0.010165 | 0.010165 | 0.006504 | 0.0041678 | 0.001895 | 0.0065036 | 0.001895 | 0.001895
58 | 153751.419 | 15238.2714 | 5595.9483 | 66142.8489 | 36703.8381 | 15860.1907 | 11905.761 | 3001.4445 | 5642.1723 | 8196.1474 | 26318.8357 | 8193.4354 | 9526.6992 | 4159.7828 | 7041.1734 | n/a | 9339.2958 | 6226.7176 | 4136.1938 | 9978.3186 | 9219.0121 | 8477.1178 | 1844.516 | 3773.0274 | 6659.8054 | 4921.9452 | 6828.0102 | 8608.0309 | 3403.1575 | 5924.7518 | 212.9127 | 196.8293 | 196.8293 | 197.1164 | 223.4545 | 156.7136 | 239.86 | 211.0784 | 239.86 | 177.2924 | 231.6549 | 136.1349 | 201.692 | 202.2977 | 202.8734 | 175046.0174 | 10740.0995 | 4347.5899 | 69024.081 | 32713.8055 | 14249.4474 | 6011.8653 | 5186.6173 | 4905.6389 | 4329.3864 | 28763.7011 | 5795.5195 | 6634.3469 | 4631.8357 | 5884.9486 | 158076.5 | 19952.0953 | 10509.9075 | 67426.3 | 39366.3241 | 23093.8595 | 14312.0831 | 6972.0333 | 8611.9663 | 10851.9918 | 31507.5463 | 12386.1296 | 15108.9778 | 6972.4932 | 11777.5003 | 151.08 | 151.08 | 151.08 | 181.33 | 181.33 | 181.33 | 181.33 | 181.33 | 181.33 | 181.33 | 151.08 | 181.33 | 181.33 | 151.08 | 151.08 | 0.017934 | 3.2163e-07 | 2.2277e-16 | 0.019845 | 0.0039767 | 4.2819e-10 | 4.6641e-05 | 3.8245e-23 | 1.1881e-08 | 1.2152e-07 | 2.0777e-05 | 1.0163e-10 | 3.2266e-12 | 1.3873e-15 | 5.8085e-14 | 0.017934 | 0.017934 | 0.017934 | 0.037779 | 0.041756 | 0.037779 | 0.041802 | 0.041756 | 0.041802 | 0.037779 | 0.017955 | 0.017934 | 0.037779 | 0.017934 | 0.017934
59 | 153137.0066 | 15618.9845 | 5989.4053 | 65893.2065 | 36539.1024 | 15472.617 | 11641.8754 | 2947.1225 | 5845.6566 | 7931.1544 | 26113.4739 | 8083.8973 | 9786.6761 | 4119.0433 | 6940.2819 | n/a | 10565.295 | 4939.5854 | 2987.6209 | 7584.1516 | 8988.7208 | 8923.8448 | 1773.7611 | 4522.1021 | 6192.3223 | 3339.0089 | 6530.8486 | 6455.0682 | 3292.8749 | 5930.0182 | 208.8813 | 192.9922 | 192.9922 | 192.8899 | 219.3925 | 152.1067 | 235.9063 | 206.9347 | 235.9063 | 172.8214 | 228.0478 | 131.3921 | 197.5904 | 198.4968 | 199.0762 | 178364.5264 | 9850.2956 | 4246.7056 | 72875.5107 | 33076.7086 | 13807.023 | 6102.6367 | 5043.8846 | 5158.3038 | 4090.5383 | 27451.9327 | 5793.8187 | 7513.7536 | 4595.6064 | 6010.6111 | 158219 | 18248.2751 | 9145.3909 | 68822.2199 | 37805.723 | 22005.0438 | 14870.3815 | 6802.0458 | 9669.5059 | 9678.3606 | 27019.8 | 12138.4673 | 13785.2218 | 7804.2814 | 10466.7921 | 132.6408 | 132.6408 | 132.6408 | 132.6408 | 134.5306 | 132.6408 | 134.5306 | 134.5306 | 134.5306 | 132.6408 | 139.6904 | 132.6408 | 132.6408 | 132.6408 | 132.6408 | 0.010896 | 6.9814e-05 | 1.2364e-10 | 0.0075028 | 0.013464 | 1.6596e-09 | 3.7336e-06 | 6.5843e-23 | 3.1709e-10 | 6.9789e-06 | 0.011163 | 1.508e-10 | 3.6327e-09 | 6.7465e-20 | 4.5236e-11 | 0.010896 | 0.010965 | 0.010965 | 0.018398 | 0.031863 | 0.018398 | 0.031866 | 0.031863 | 0.031866 | 0.018405 | 0.022058 | 0.010896 | 0.018398 | 0.010896 | 0.010896
60 | 153288.0322 | 15432.651 | 5762.1986 | 65967.5845 | 36828.4998 | 15403.2748 | 11591.1062 | 2998.51 | 5886.4723 | 7838.5344 | 25941.9984 | 8206.5686 | 9544.991 | 4201.2753 | 7114.7204 | n/a | 10202.0441 | 5502.5045 | 3850.8414 | 9203.4801 | 8301.7425 | 6901.1588 | 1852.6988 | 4762.0865 | 6888.1861 | 4394.4348 | 7138.4165 | 7539.3481 | 2999.8486 | 6625.6702 | 212.3975 | 195.8664 | 195.8664 | 194.4572 | 223.6602 | 149.094 | 241.8763 | 209.9184 | 241.8763 | 171.9439 | 234.5355 | 126.2441 | 199.9557 | 201.9384 | 202.5776 | 178624.9896 | 11597.0891 | 4397.5569 | 75406.2752 | 33189.1228 | 14629.2368 | 5729.9156 | 5048.1592 | 4802.5574 | 4199.3525 | 25563.6805 | 5909.4268 | 6778.304 | 4588.121 | 6091.6461 | 159742.0502 | 21414.3333 | 9859.6614 | 73616.6611 | 39844.2474 | 21917.8793 | 12495.0162 | 6602.958 | 9551.6439 | 10334.2386 | 27769.8179 | 12788.0433 | 13032.3521 | 7397.3695 | 12389.9163 | 106.937 | 106.937 | 106.937 | 106.937 | 106.937 | 106.937 | 106.937 | 106.937 | 106.937 | 106.937 | 106.937 | 106.937 | 106.937 | 106.937 | 106.937 | 0.0045662 | 1.6238e-08 | 1.202e-13 | 0.00039471 | 0.0029432 | 1.611e-09 | 0.003012 | 3.1651e-21 | 7.7452e-10 | 1.5149e-07 | 0.0027983 | 1.6644e-11 | 2.0115e-08 | 2.9702e-17 | 3.5917e-15 | 0.0045662 | 0.0045662 | 0.0045662 | 0.0049609 | 0.0079041 | 0.0049609 | 0.010916 | 0.0079041 | 0.010916 | 0.0049611 | 0.0073645 | 0.0045662 | 0.0049609 | 0.0045662 | 0.0045662
61 | 153976.9376 | 15483.8608 | 5884.702 | 66222.8189 | 36760.1582 | 15621.6313 | 11610.0092 | 3095.8829 | 5927.6822 | 8076.548 | 26298.3448 | 8276.7543 | 9980.3792 | 3946.6766 | 7128.7697 | n/a | 7221.4582 | 5799.2501 | 4312.4285 | 9063.0183 | 9473.7291 | 8307.3296 | 1914.758 | 3545.0467 | 8347.9117 | 2938.511 | 5391.0182 | 7237.9532 | 3030.7568 | 4958.3527 | 199.5146 | 183.488 | 183.488 | 180.4281 | 210.8586 | 132.6372 | 229.8643 | 196.521 | 229.8643 | 156.4776 | 223.8333 | 108.7968 | 186.5494 | 189.8232 | 190.4901 | 168008.9574 | 10752.3972 | 4428.1774 | 66340.2462 | 28117.725 | 15116.6897 | 6179.9189 | 4961.6007 | 4988.2106 | 4342.0312 | 25556.6175 | 6000.9593 | 6951.4631 | 4731.8229 | 5760.0066 | 160452.9 | 17475.1554 | 10227.4275 | 68176.7748 | 36958.0433 | 23536.5188 | 14487.2485 | 6876.3587 | 8533.2573 | 11744.6428 | 28324.0285 | 11283.3774 | 13373.3163 | 6644.3222 | 10215.1593 | 100.5859 | 100.5859 | 100.5859 | 124.3668 | 274.6859 | 124.3668 | 274.6859 | 274.6859 | 274.6859 | 124.3668 | 100.5859 | 124.3668 | 124.3668 | 100.5859 | 100.5859 | 0.0045662 | 0.00031798 | 4.3685e-14 | 0.014217 | 0.034567 | 5.6731e-11 | 1.0051e-05 | 1.5775e-21 | 1.3926e-07 | 7.55e-10 | 0.0021701 | 3.2562e-08 | 5.5011e-08 | 9.9305e-16 | 9.4731e-10 | 0.0045662 | 0.0048842 | 0.0048842 | 0.018783 | 0.05335 | 0.018783 | 0.05336 | 0.05335 | 0.053361 | 0.018783 | 0.0067363 | 0.0045662 | 0.018783 | 0.0045662 | 0.0045662
62 | 148843.3992 | 15296.7248 | 5672.8781 | 64237.8231 | 35601.2074 | 15045.4049 | 11154.2022 | 2946.2537 | 5645.7838 | 7411.5353 | 25372.5397 | 7869.1062 | 9210.8 | 3686.0477 | 6707.7546 | n/a | 9563.5842 | 4573.8023 | 4364.9866 | 9004.1657 | 9667.4761 | 7785.7963 | 1900.7162 | 5230.7035 | 8580.6322 | 4098.0157 | 5828.1318 | 7401.4304 | 3387.7585 | 4301.8758 | 229.9233 | 213.0076 | 213.0076 | 214.895 | 240.6129 | 175.9696 | 256.608 | 228.5466 | 256.608 | 196.0335 | 246.9619 | 155.9057 | 218.9674 | 218.3392 | 218.9005 | 176009.6188 | 10334.022 | 4392.679 | 73485.4974 | 30405.6865 | 14899.7412 | 5776.665 | 5069.47 | 4925.0548 | 4901.3327 | 24832.1695 | 5620.0482 | 6944.4297 | 4694.9331 | 6105.0582 | 154442.3 | 17786.1716 | 8940.4813 | 72989.0075 | 36955.1 | 22867.493 | 13098.7614 | 6970.1862 | 9705.3583 | 12258.9406 | 26308.9 | 10971.48 | 14023.6601 | 7819.0916 | 7410.3256 | 130.9807 | 130.9807 | 130.9807 | 130.9807 | 135.6061 | 130.9807 | 135.6061 | 135.6061 | 135.6061 | 130.9807 | 143.2804 | 130.9807 | 130.9807 | 130.9807 | 130.9807 | 0.007088 | 8.6431e-05 | 1.9474e-11 | 0.00017122 | 0.012082 | 3.3425e-11 | 0.00011854 | 7.9759e-24 | 5.0324e-11 | 3.0808e-13 | 0.010253 | 9.7658e-09 | 3.9811e-11 | 2.2737e-24 | 0.00055466 | 0.007088 | 0.0071744 | 0.0071744 | 0.0072592 | 0.019341 | 0.0072592 | 0.019459 | 0.019341 | 0.019459 | 0.0072592 | 0.017341 | 0.007088 | 0.0072592 | 0.007088 | 0.0076427
63 | 151484.8302 | 15208.3622 | 5879.342 | 65240.3785 | 36270.0303 | 15108.1197 | 11775.1983 | 2966.5298 | 6256.0048 | 7828.0584 | 25756.1736 | 8103.5461 | 9491.7155 | 4032.851 | 7136.2754 | n/a | 7833.1641 | 6188.9106 | 4288.8936 | 8412.306 | 11541.4139 | 8395.297 | 1832.3791 | 4550.8491 | 5592.5022 | 3876.2154 | 5957.9968 | 7668.6085 | 4209.4885 | 3917.1758 | 221.0457 | 204.4492 | 204.4492 | 205.1003 | 231.8347 | 164.2074 | 248.4817 | 219.2766 | 248.4817 | 185.089 | 239.7874 | 143.3257 | 209.6563 | 209.9982 | 210.5823 | 177270.7407 | 10232.2484 | 4405.4914 | 72064.1325 | 33717.2132 | 13669.1187 | 6241.31 | 5155.7784 | 4918.5456 | 4347.9627 | 25687.019 | 5749.2979 | 6212.8215 | 4693.3071 | 5944.5195 | 158377.4 | 18035.7124 | 10594.402 | 71193.9557 | 39021.7488 | 24527.2326 | 13835.707 | 6988.1575 | 8723.8947 | 9714.3649 | 26886.5 | 11250.0948 | 12755.83 | 8875.0956 | 8622.4003 | 100.219 | 100.219 | 100.219 | 100.219 | 100.219 | 100.219 | 100.219 | 100.219 | 100.219 | 100.219 | 114.43 | 100.219 | 100.219 | 100.219 | 100.219 | 0.0032754 | 3.5712e-05 | 3.922e-15 | 0.0010915 | 0.0035726 | 5.33e-13 | 0.00011597 | 1.1542e-23 | 4.9999e-07 | 3.1136e-06 | 0.0078254 | 1.2309e-08 | 4.7081e-08 | 6.15e-26 | 8.4155e-06 | 0.0032754 | 0.0033111 | 0.0033111 | 0.0043669 | 0.0079395 | 0.0043669 | 0.0080555 | 0.0079395 | 0.008056 | 0.00437 | 0.011101 | 0.0032754 | 0.004367 | 0.0032754 | 0.0032838
64 | 152843.7716 | 15522.8709 | 5963.1339 | 65816.8885 | 36573.4833 | 15438.5227 | 11621.826 | 2978.6706 | 5630.8492 | 7847.1505 | 25957.106 | 8086.5541 | 9540.365 | 4177.0603 | 6904.028 | n/a | 8060.3463 | 4641.4419 | 4355.2453 | 8463.6677 | 11145.627 | 8052.7466 | 1709.1945 | 4355.0099 | 7526.91 | 4153.673 | 4207.2917 | 8198.206 | 2769.9533 | 4743.4373 | 242.1521 | 225.3997 | 225.3997 | 231.0917 | 251.7795 | 201.1462 | 264.5832 | 242.1206 | 264.5832 | 217.2069 | 252.5794 | 185.0855 | 233.3404 | 229.6676 | 230.1168 | 174044.9767 | 10716.1618 | 4051.8667 | 69823.5967 | 34412.1951 | 13507.2363 | 6165.8895 | 5096.8241 | 5145.5854 | 3963.2812 | 26657.0488 | 5711.0781 | 6815.1377 | 4606.1896 | 5832.5908 | 156536.1 | 16101.7063 | 7576.9069 | 68204.6907 | 38927.1552 | 24031.1633 | 12841.6302 | 6735.6187 | 8342.3936 | 11052.2911 | 26613.8 | 9734.5698 | 14907.7436 | 6878.8429 | 10262.2281 | 189.8561 | 189.8561 | 189.8561 | 189.8561 | 189.8561 | 189.8561 | 189.8561 | 189.8561 | 189.8561 | 189.8561 | 190.058 | 189.8561 | 189.8561 | 189.8561 | 189.8561 | 0.026253 | 0.010366 | 1.9243e-06 | 0.011368 | 0.0051759 | 7.7183e-12 | 0.0012176 | 3.6355e-22 | 4.2332e-08 | 4.5003e-09 | 0.016065 | 1.6005e-05 | 8.1408e-12 | 5.2667e-15 | 1.0889e-10 | 0.026253 | 0.03662 | 0.036621 | 0.037621 | 0.042797 | 0.037621 | 0.044015 | 0.042797 | 0.044015 | 0.037621 | 0.042319 | 0.026269 | 0.037621 | 0.026253 | 0.026253
65 | 155815.3058 | 15834.704 | 5833.0544 | 66962.661 | 37293.8013 | 15573.4661 | 11782.0281 | 3013.3644 | 5888.6631 | 8194.2164 | 26508.2827 | 8396.5713 | 10034.1947 | 4175.6899 | 6898.9765 | n/a | 10508.5633 | 6198.7475 | 5435.7555 | 10704.3864 | 10244.2945 | 5519.5889 | 1877.325 | 3588.3349 | 8252.0575 | 4615.5872 | 6176.4815 | 9225.0766 | 3138.5673 | 5265.3781 | 218.9505 | 202.2031 | 202.2031 | 201.7738 | 230.1102 | 158.0639 | 247.7715 | 216.7868 | 247.7715 | 180.218 | 239.6946 | 135.9098 | 206.8782 | 208.0901 | 208.7098 | 171664.291 | 10735.1932 | 4289.7688 | 66438.5673 | 32314.0993 | 12853.7269 | 5829.3249 | 5072.2766 | 4997.1713 | 3848.5253 | 27847.8083 | 5801.0343 | 6599.8611 | 4611.3822 | 6076.7836 | 160846.6 | 20213.3565 | 10471.5162 | 68732.2 | 40855.7629 | 22986.1213 | 11265.5137 | 6805.2017 | 8502.1062 | 12000.0827 | 30922.1861 | 11966.1158 | 15295.8378 | 7574.2495 | 11342.1617 | 141.9273 | 141.9273 | 141.9273 | 148.25 | 148.25 | 148.25 | 371.6572 | 148.25 | 371.6572 | 148.25 | 141.9273 | 148.25 | 148.25 | 141.9273 | 141.9273 | 0.011897 | 1.1251e-06 | 5.0606e-15 | 0.015739 | 0.001898 | 1.9337e-10 | 0.14948 | 4.0485e-22 | 1.2345e-07 | 5.0516e-10 | 6.8002e-05 | 2.9419e-09 | 3.7002e-11 | 2.653e-18 | 1.8497e-13 | 0.011897 | 0.011898 | 0.011898 | 0.027636 | 0.029534 | 0.027636 | 0.17902 | 0.029534 | 0.17902 | 0.027636 | 0.011965 | 0.011897 | 0.027636 | 0.011897 | 0.011897
66 | 148950.8608 | 15156.3082 | 5619.8348 | 64245.3135 | 35799.1662 | 14858.2541 | 11313.0004 | 2862.7496 | 5708.602 | 7484.9082 | 24992.6166 | 7901.6577 | 9560.969 | 4002.0679 | 6963.6966 | n/a | 6939.2067 | 4935.4452 | 4419.7694 | 10020.9829 | 9516.0566 | 7865.776 | 1149.652 | 3519.4049 | 5086.5644 | 4336.6789 | 8685.3065 | 8409.7974 | 3494.0625 | 5423.6049 | 223.6029 | 207.198 | 207.198 | 209.1933 | 233.9283 | 171.8145 | 249.3094 | 222.3252 | 249.3094 | 191.1082 | 239.8489 | 152.5208 | 213.0657 | 212.325 | 212.8647 | 181198.6953 | 9849.8367 | 4449.3025 | 77334.5826 | 34867.4786 | 14463.8804 | 6051.4723 | 5219.3758 | 5157.9972 | 3940.4341 | 26256.419 | 5753.6032 | 7178.7703 | 4706.695 | 6024.5701 | 154653.1 | 15718.4434 | 9312.8476 | 68632.2369 | 37515.4519 | 23447.537 | 12431.7731 | 5510.3756 | 7986.3021 | 8959.0985 | 25872.2 | 13974.4097 | 13741.0677 | 6482.7163 | 11224.4749 | 125.18 | 125.18 | 125.18 | 125.18 | 125.18 | 125.18 | 125.18 | 125.18 | 125.18 | 125.18 | 145.21 | 125.18 | 125.18 | 125.18 | 125.18 | 0.0066194 | 0.010446 | 9.1706e-13 | 0.0028114 | 0.0087802 | 3.2671e-12 | 0.0014926 | 7.9637e-17 | 4.3996e-07 | 1.7362e-05 | 0.010954 | 4.7005e-15 | 1.1686e-09 | 1.7944e-14 | 6.8013e-13 | 0.0066194 | 0.017065 | 0.017065 | 0.0094308 | 0.018211 | 0.0094308 | 0.019704 | 0.018211 | 0.019704 | 0.0094481 | 0.017574 | 0.0066194 | 0.0094308 | 0.0066194 | 0.0066194
67 | 153364.7748 | 15549.1458 | 5794.1075 | 65996.9125 | 36684.463 | 14930.4381 | 11897.1675 | 2854.9484 | 5976.9334 | 7968.0086 | 26262.0936 | 7669.9656 | 9579.3903 | 3944.1453 | 6857.4422 | n/a | 11838.545 | 4984.5953 | 4559.9327 | 9952.7004 | 6753.9518 | 10924.3266 | 1864.4024 | 4612.7304 | 6413.751 | 3172.2927 | 6082.6472 | 7784.3604 | 4153.3923 | 5334.6117 | 215.1659 | 198.1753 | 198.1753 | 195.8974 | 226.9497 | 147.4064 | 246.3311 | 212.3288 | 246.3311 | 171.718 | 239.3181 | 123.0948 | 201.9359 | 204.6357 | 205.3158 | 169958.7092 | 10418.5524 | 4243.6119 | 66986.3436 | 29336.4523 | 14659.8928 | 5903.533 | 5063.6424 | 5018.3048 | 4756.4429 | 26186.4508 | 5775.7103 | 7548.6921 | 4402.6551 | 5821.7134 | 157065.4 | 20955.2986 | 9187.8072 | 68407.3248 | 38886.6 | 20080.1458 | 16874.007 | 6928.0448 | 9625.6352 | 11072.0939 | 27468.4436 | 11699.2575 | 14178.9525 | 8453.0474 | 10428.3069 | 168.8647 | 168.8647 | 168.8647 | 168.8647 | 168.8647 | 168.8647 | 168.8647 | 168.8647 | 168.8647 | 168.8647 | 168.8647 | 168.8647 | 168.8647 | 168.8647 | 168.8647 | 0.026511 | 7.4474e-08 | 1.3509e-11 | 0.011277 | 0.0059495 | 3.6423e-08 | 3.281e-08 | 8.6107e-25 | 1.094e-09 | 9.405e-09 | 0.0072287 | 5.9862e-11 | 2.1325e-10 | 8.3954e-25 | 2.7162e-11 | 0.026511 | 0.026511 | 0.026511 | 0.037788 | 0.043737 | 0.037788 | 0.043737 | 0.043737 | 0.043737 | 0.037788 | 0.03374 | 0.026511 | 0.037788 | 0.026511 | 0.026511
68 | 152329.7119 | 15173.4572 | 5669.6972 | 65608.007 | 36529.966 | 15229.151 | 11317.1078 | 2928.5041 | 5974.9669 | 7794.0705 | 25784.9202 | 8146.39 | 9525.042 | 3933.4466 | 7224.8455 | n/a | 8788.4503 | 7149.588 | 3020.2238 | 8113.8109 | 10692.35 | 5758.0309 | 1617.716 | 4525.5798 | 7722.9053 | 3098.7939 | 6918.7238 | 8645.792 | 2415.933 | 5612.2735 | 225.1223 | 207.9521 | 207.9521 | 207.6823 | 236.521 | 163.2524 | 254.493 | 222.9634 | 254.493 | 185.796 | 246.1029 | 140.7087 | 212.8362 | 213.9427 | 214.5733 | 176546.3442 | 9896.025 | 4039.1626 | 74431.082 | 33915.2227 | 14403.3035 | 5711.8123 | 5159.3459 | 4818.8038 | 4280.962 | 24969.6198 | 6058.5071 | 6404.9684 | 4430.9374 | 6010.804 | 157107.1 | 18037.6753 | 11174.3506 | 68933.2513 | 37716.9 | 24163.9535 | 11454.5 | 4454.5171 | 9344.3837 | 11925.5673 | 26481.8136 | 12939.331 | 14482.2618 | 6456.0704 | 10251.3551 | 149.0097 | 149.0097 | 149.0097 | 149.0097 | 152.6142 | 149.0097 | 284.02 | 152.6142 | 284.02 | 149.0097 | 178.6325 | 149.0097 | 149.0097 | 149.0097 | 149.0097 | 0.012991 | 3.2023e-05 | 6.7707e-18 | 0.0058042 | 0.01444 | 2.3159e-12 | 0.027478 | 2.0444e-10 | 4.0947e-09 | 3.8958e-11 | 0.015026 | 5.1701e-12 | 4.3235e-11 | 6.7586e-15 | 1.6723e-09 | 0.012991 | 0.013023 | 0.013023 | 0.018795 | 0.033235 | 0.018795 | 0.060713 | 0.033235 | 0.060713 | 0.018795 | 0.028017 | 0.012991 | 0.018795 | 0.012991 | 0.012991
69 | 153414.0311 | 15692.983 | 5851.3553 | 66004.1082 | 36868.5726 | 15344.0129 | 11944.8101 | 2887.2174 | 5793.4911 | 7847.4553 | 25942.0542 | 8227.5913 | 9464.402 | 3959.8663 | 7229.4603 | n/a | 7946.8998 | 5536.6815 | 4604.6885 | 9353.1078 | 13204.7781 | 5957.1591 | 1674.7909 | 4345.0452 | 7850.1015 | 5251.5789 | 6024.7521 | 7104.645 | 3274.6212 | 7039.242 | 209.4046 | 192.4072 | 192.4072 | 188.5813 | 221.5814 | 136.5886 | 242.1996 | 206.0273 | 242.1996 | 162.4517 | 236.1757 | 110.7254 | 195.3444 | 199.28 | 200.0034 | 167716.8177 | 10513.5723 | 4414.638 | 64205.801 | 29366.8504 | 13972.217 | 5847.2202 | 5013.09 | 4877.5067 | 3936.1183 | 27284.6665 | 5843.2795 | 6462.7293 | 4589.8927 | 5923.6661 | 159070.6 | 18006.0721 | 9951.3195 | 67074.6895 | 37393.0582 | 27077.2952 | 11660.1793 | 6687.881 | 9222.5519 | 11773.6198 | 30900.4212 | 11780.9317 | 13319.0743 | 7674.4139 | 12962.9081 | 121.5903 | 121.5903 | 121.5903 | 200.9433 | 234.5241 | 200.9433 | 363.2994 | 234.5241 | 363.2994 | 200.9433 | 121.5903 | 200.9433 | 200.9433 | 121.5903 | 121.5903 | 0.0075898 | 0.00015524 | 1.7788e-13 | 0.022045 | 0.026002 | 1.8847e-15 | 0.091936 | 4.8531e-23 | 1.853e-09 | 1.2458e-10 | 2.6224e-05 | 2.2621e-09 | 3.823e-09 | 9.3998e-21 | 4.4484e-16 | 0.0075898 | 0.007745 | 0.007745 | 0.029635 | 0.055637 | 0.029635 | 0.14757 | 0.055637 | 0.14757 | 0.029635 | 0.007616 | 0.0075898 | 0.029635 | 0.0075898 | 0.0075898
70 | 153039.2674 | 15584.0973 | 5841.0446 | 65860.2734 | 36598.4511 | 15369.666 | 11656.1177 | 2999.7689 | 5951.6103 | 7604.3309 | 25900.355 | 7839.0044 | 10003.9897 | 3756.57 | 7020.6417 | n/a | 9565.7755 | 5144.9129 | 4132.6462 | 9814.3914 | 9341.1391 | 8957.7033 | 2297.7717 | 3908.7435 | 8958.4498 | 4575.7451 | 5546.6383 | 6992.6521 | 3034.7891 | 5940.4028 | 194.5284 | 178.437 | 178.437 | 173.8319 | 206.3027 | 122.3979 | 226.603 | 190.9886 | 226.603 | 147.8621 | 221.5303 | 96.9336 | 180.6934 | 185.2037 | 185.916 | 169754.9215 | 10664.9939 | 4307.8072 | 68401.8261 | 31441.4639 | 14070.5523 | 5361.4965 | 5249.4119 | 4913.522 | 4472.1684 | 25838.8575 | 5751.7999 | 6836.5005 | 4616.6223 | 6134.6618 | 158022.1215 | 18881.5694 | 8247.5201 | 68616.4723 | 40111.4552 | 22319.4914 | 13648.7998 | 7547.1836 | 8162.1655 | 12537.3182 | 28853.3026 | 11099.5382 | 13551.0526 | 6994.4115 | 12014.8646 | 125.3249 | 125.3249 | 125.3249 | 125.3249 | 125.3249 | 125.3249 | 125.3249 | 125.3249 | 125.3249 | 125.3249 | 125.3249 | 125.3249 | 125.3249 | 125.3249 | 125.3249 | 0.011553 | 1.3403e-05 | 9.3762e-09 | 0.0083515 | 0.001869 | 5.0064e-10 | 0.00013278 | 3.299e-26 | 9.6159e-07 | 3.7932e-13 | 0.00051865 | 4.2035e-09 | 3.0848e-08 | 2.9914e-19 | 1.2133e-14 | 0.011553 | 0.011567 | 0.011567 | 0.019905 | 0.021774 | 0.019905 | 0.021907 | 0.021774 | 0.021908 | 0.019905 | 0.012072 | 0.011553 | 0.019905 | 0.011553 | 0.011553
71 | 155984.8256 | 15404.5315 | 5952.6395 | 67021.1084 | 37343.8336 | 15422.3796 | 11884.6619 | 3092.7092 | 6208.6873 | 7854.7506 | 26641.9452 | 7967.219 | 10150.3284 | 4094.4589 | 7041.1912 | n/a | 10337.1523 | 4330.9908 | 3741.6599 | 7632.383 | 10158.7296 | 5869.4544 | 2038.0611 | 4826.2941 | 7921.269 | 3119.8966 | 6710.1313 | 6286.1489 | 2811.7151 | 5954.5077 | 201.9384 | 184.6711 | 184.6711 | 177.9292 | 215.0248 | 118.6849 | 238.2386 | 197.5127 | 238.2386 | 147.8039 | 233.9495 | 89.5659 | 186.1325 | 192.409 | 193.2236 | 171612.9955 | 10549.7071 | 4274.2084 | 69572.3013 | 32525.5429 | 13466.6429 | 5515.6715 | 5154.3823 | 4832.7078 | 4276.226 | 26890.9931 | 5640.4184 | 6134.4786 | 4631.6443 | 5819.2216 | 161811.7 | 20764.2594 | 8605.1993 | 71542.8613 | 39169.226 | 23214.5725 | 11351.026 | 7192.4434 | 9659.0019 | 11947.895 | 27616.9 | 12189.3496 | 12310.6275 | 7296.5594 | 10701.8095 | 115.8135 | 115.8135 | 115.8135 | 115.8135 | 115.8135 | 115.8135 | 357.3579 | 115.8135 | 357.3579 | 115.8135 | 136.8 | 115.8135 | 115.8135 | 115.8135 | 115.8135 | 0.0072279 | 7.3766e-08 | 2.6436e-09 | 0.0029075 | 0.0085188 | 6.0019e-11 | 0.15345 | 3.4625e-23 | 5.1664e-09 | 5.5315e-11 | 0.010376 | 5.0055e-11 | 8.4595e-06 | 1.1275e-17 | 2.8103e-11 | 0.0072279 | 0.007228 | 0.007228 | 0.010135 | 0.018654 | 0.010135 | 0.1721 | 0.018654 | 0.1721 | 0.010135 | 0.017604 | 0.0072279 | 0.010144 | 0.0072279 | 0.0072279
72 | 151821.0107 | 15322.5507 | 5700.5883 | 65369.393 | 36356.7967 | 15322.5605 | 11488.8372 | 2909.674 | 5881.3689 | 7693.5376 | 25779.6831 | 7636.6316 | 9618.0678 | 3972.1383 | 7367.3125 | n/a | 9263.5352 | 4862.6921 | 3497.5278 | 7765.8598 | 9137.0251 | 9264.5766 | 2034.2603 | 4069.1168 | 5625.2516 | 4309.4569 | 4530.6568 | 6567.9472 | 3671.3733 | 5269.2794 | 204.63 | 187.9675 | 187.9675 | 184.0452 | 216.6098 | 132.6906 | 236.9582 | 201.2594 | 236.9582 | 158.2152 | 231.163 | 107.166 | 190.7552 | 194.7502 | 195.4642 | 168171.6188 | 9981.8818 | 4185.0581 | 67436.5538 | 29091.2727 | 14282.7639 | 5736.1716 | 4998.2016 | 4811.8718 | 4221.9629 | 24663.8085 | 6126.0267 | 6687.7314 | 4685.0886 | 5930.1253 | 155247.0372 | 18596.217 | 9004.1503 | 66499.6 | 35982.9561 | 21722.489 | 14966.1719 | 7032.4619 | 8880.9886 | 9176.5145 | 27508.7655 | 10445.5835 | 12841.4786 | 7441.0619 | 11152.5047 | 169.4327 | 169.4327 | 169.4327 | 189.76 | 324.9147 | 189.76 | 324.9147 | 324.9147 | 324.9147 | 189.76 | 169.4327 | 189.76 | 189.76 | 169.4327 | 169.4327 | 0.030696 | 1.239e-05 | 1.7064e-11 | 0.02128 | 0.057245 | 1.9876e-09 | 1.5938e-06 | 1.23e-24 | 1.8882e-08 | 2.0455e-05 | 0.0031902 | 2.7269e-08 | 6.6582e-08 | 1.7818e-19 | 3.5977e-11 | 0.030696 | 0.030709 | 0.030709 | 0.051976 | 0.10922 | 0.051976 | 0.10922 | 0.10922 | 0.10922 | 0.051997 | 0.033886 | 0.030696 | 0.051976 | 0.030696 | 0.030696
73 | 157382.0547 | 15900.7934 | 5940.8069 | 67575.6873 | 37482.9951 | 15700.362 | 11936.6654 | 3021.1202 | 6124.3837 | 8075.3587 | 26696.9484 | 8393.4955 | 9947.4955 | 4126.7807 | 7012.1482 | n/a | 10235.4508 | 4672.4508 | 3906.6622 | 10089.2019 | 9856.039 | 7743.0141 | 1689.4292 | 4224.1568 | 7208.3411 | 4894.2547 | 5530.9597 | 7857.6531 | 3205.9052 | 5021.1302 | 191.8724 | 175.3786 | 175.3786 | 168.6686 | 204.4404 | 111.4702 | 226.8289 | 187.5509 | 226.8289 | 139.554 | 222.9051 | 83.3864 | 176.6305 | 182.8414 | 183.627 | 172290.49 | 10988.7098 | 4389.1375 | 70694.295 | 32672.6763 | 15165.0618 | 5725.0492 | 5180.69 | 5163.2125 | 4924.8486 | 25320.6287 | 5732.9015 | 6640.5098 | 4573.4101 | 5866.5885 | 162706.4 | 20023.9606 | 8997.1882 | 70171.4206 | 40285.9415 | 24695.3007 | 12668.9266 | 6870.1191 | 8561.9694 | 11875.6897 | 27911.9834 | 11195.5612 | 13559.1629 | 7662.9153 | 10577.0187 | 120.02 | 120.02 | 120.02 | 120.02 | 120.02 | 120.02 | 120.02 | 120.02 | 120.02 | 120.02 | 120.02 | 120.02 | 120.02 | 120.02 | 120.02 | 0.010275 | 2.1703e-06 | 1.9764e-10 | 0.010595 | 0.0037001 | 4.0168e-12 | 0.0052658 | 2.2815e-22 | 4.5237e-07 | 3.9731e-10 | 0.007348 | 1.0217e-07 | 2.2023e-08 | 3.7613e-19 | 4.4757e-11 | 0.010275 | 0.010277 | 0.010277 | 0.02087 | 0.02457 | 0.02087 | 0.029836 | 0.02457 | 0.029836 | 0.02087 | 0.017623 | 0.010275 | 0.02087 | 0.010275 | 0.010275
74 | 156830.1485 | 15758.2542 | 5984.5582 | 67380.7821 | 37514.393 | 15801.8944 | 11819.142 | 3032.2305 | 6137.7053 | 8195.9734 | 26445.7772 | 8382.7315 | 10098.3759 | 3994.1977 | 7338.8111 | n/a | 8467.2425 | 4925.7687 | 4286.3824 | 8588.7631 | 9425.9472 | 7256.5497 | 1867.3019 | 4185.9175 | 6715.2121 | 4465.2947 | 5211.0075 | 5340.01 | 3713.3229 | 5475.0902 | 227.0005 | 209.9452 | 209.9452 | 210.5728 | 238.0983 | 168.4556 | 255.2386 | 225.168 | 255.2386 | 189.956 | 246.3305 | 146.9552 | 215.2741 | 215.6586 | 216.26 | 174590.7989 | 11620.628 | 4294.3411 | 70960.9093 | 32913.4977 | 14244.7993 | 5976.46 | 5070.5407 | 4965.0295 | 3864.5527 | 26269.8445 | 5924.8154 | 6920.858 | 4625.3114 | 5889.6971 | 164058.8 | 19814.5705 | 9149.8098 | 70335.4052 | 39617.1148 | 23172.0465 | 12996.7097 | 6937.8425 | 8925.047 | 10275.0648 | 27831.6267 | 10941.8229 | 11643.268 | 8293.6343 | 11349.3873 | 100.9368 | 100.9368 | 100.9368 | 100.9368 | 100.9368 | 100.9368 | 100.9368 | 100.9368 | 100.9368 | 100.9368 | 100.9368 | 100.9368 | 100.9368 | 100.9368 | 100.9368 | 0.0030889 | 2.3332e-06 | 1.1477e-10 | 0.007691 | 0.0067625 | 2.8347e-10 | 0.001456 | 1.3676e-22 | 9.2114e-08 | 1.8959e-06 | 0.0056279 | 3.0998e-07 | 9.0535e-05 | 1.7455e-23 | 9.578e-12 | 0.0030889 | 0.0030912 | 0.0030912 | 0.01078 | 0.017542 | 0.01078 | 0.018998 | 0.017542 | 0.018998 | 0.010782 | 0.0087168 | 0.0030892 | 0.01087 | 0.0030889 | 0.0030889
75 | 157330.0571 | 16034.2201 | 6193.7288 | 67556.2267 | 37407.7793 | 15709.0288 | 11815.7768 | 2960.4259 | 6049.3424 | 8027.3964 | 26640.981 | 8371.5895 | 9594.0253 | 4110.2409 | 7005.1292 | n/a | 11230.4269 | 5436.7928 | 3861.7239 | 8755.021 | 9911.5996 | 7300.4321 | 1470.8625 | 2458.6761 | 7031.7035 | 3847.5692 | 5297.26 | 8203.9946 | 2896.3432 | 4764.7615 | 210.849 | 194.3576 | 194.3576 | 192.6769 | 222.1537 | 146.8037 | 240.5445 | 208.2801 | 240.5445 | 169.8728 | 233.3976 | 123.7346 | 198.2905 | 200.4878 | 201.1331 | 175412.3988 | 11130.2377 | 4241.465 | 71832.2367 | 31742.2895 | 15186.6797 | 5878.1435 | 5246.8204 | 4881.1441 | 4644.0827 | 27172.807 | 5756.3399 | 7596.5427 | 4565.1047 | 6185.8166 | 164364.2 | 22286.1646 | 9659.6578 | 70341 | 38908.6106 | 23552.7187 | 13001.5756 | 6717.6829 | 7177.4202 | 11073.2863 | 29918.3762 | 10110.5392 | 14581.7373 | 7192.2479 | 10289.3781 | 98.05 | 98.05 | 98.05 | 99.51 | 118.3466 | 99.51 | 118.3466 | 118.3466 | 118.3466 | 99.51 | 98.05 | 99.51 | 99.51 | 98.05 | 98.05 | 0.0035417 | 1.4866e-08 | 3.6139e-11 | 0.0085702 | 0.011295 | 7.6106e-11 | 0.001421 | 2.726e-22 | 0.00018225 | 1.3969e-08 | 0.00036598 | 1.3741e-05 | 4.4211e-11 | 4.8762e-17 | 2.2175e-10 | 0.0035417 | 0.0035418 | 0.0035418 | 0.012112 | 0.023407 | 0.012112 | 0.024828 | 0.023407 | 0.02501 | 0.012112 | 0.0039077 | 0.0035555 | 0.012112 | 0.0035417 | 0.0035417
76 | 158616.9004 | 15988.0705 | 6220.5043 | 68067.5849 | 37851.9193 | 16017.8351 | 12181.3135 | 3069.0388 | 6347.5598 | 8380.961 | 26931.6134 | 8590.6847 | 10185.491 | 3931.8072 | 7662.9796 | n/a | 8844.2648 | 6677.4838 | 4971.5982 | 6706.5521 | 12139.8894 | 6171.6585 | 1463.5165 | 4136.8546 | 8019.7791 | 3539.3787 | 4581.0416 | 6412.5098 | 3627.7503 | 5971.9363 | 239.9206 | 222.9747 | 222.9747 | 227.4022 | 249.9928 | 194.1169 | 264.0011 | 239.4252 | 264.0011 | 211.6887 | 252.7115 | 176.5452 | 230.2978 | 227.6441 | 228.1356 | 174572.6994 | 10123.4027 | 4305.3961 | 71190.4527 | 33340.0661 | 14549.8857 | 6039.8838 | 5061.6188 | 5000.6776 | 4327.0971 | 27110.6315 | 5938.0706 | 6342.1492 | 4650.7007 | 6347.6517 | 162388.7 | 17598.4675 | 9779.58 | 73553.8509 | 38716.5182 | 26332.7751 | 11719.3423 | 6435.7354 | 8645.3323 | 12249.5762 | 29322.5108 | 10259.4122 | 12497.5589 | 8112.551 | 12264.7879 | 190.61 | 190.61 | 190.61 | 190.61 | 205.0909 | 190.61 | 396.0016 | 205.0909 | 396.0016 | 190.61 | 190.61 | 190.61 | 190.61 | 190.61 | 190.61 | 0.0273 | 0.00092131 | 2.2514e-11 | 0.0016929 | 0.019702 | 2.3473e-13 | 0.1292 | 1.4745e-19 | 1.2563e-06 | 5.6488e-10 | 0.0013772 | 2.3196e-05 | 4.8268e-06 | 3.1668e-23 | 1.0758e-12 | 0.0273 | 0.028221 | 0.028221 | 0.028993 | 0.048695 | 0.028993 | 0.17789 | 0.048695 | 0.17789 | 0.028993 | 0.028677 | 0.027323 | 0.028997 | 0.0273 | 0.0273
77 | 156791.1069 | 15602.0871 | 5859.5022 | 67346.3828 | 37595.781 | 15442.1979 | 12168.5282 | 3028.1434 | 6263.0932 | 8149.5338 | 26787.3992 | 8379.8622 | 10193.5971 | 4025.0426 | 7203.9204 | n/a | 7559.4615 | 5275.926 | 3910.8058 | 8340.3921 | 10230.5347 | 7953.042 | 1977.1777 | 4782.6299 | 9027.2168 | 3437.9937 | 5669.3427 | 4957.2987 | 2294.12 | 4731.6826 | 229.7738 | 213.2264 | 213.2264 | 216.3582 | 239.9081 | 181.1738 | 254.5335 | 228.8749 | 254.5335 | 199.5197 | 244.2734 | 162.8278 | 219.7419 | 218.1016 | 218.6148 | 180191.5627 | 10507.0768 | 4077.2471 | 76175.1693 | 34265.5452 | 14386.259 | 5769.8465 | 5074.9333 | 5090.0857 | 4619.836 | 27326.5008 | 6026.2919 | 7369.6018 | 4573.2625 | 6238.4568 | 164077.8436 | 16082.6 | 9353.1731 | 74004.1044 | 40040.7715 | 22872.5887 | 13315.6277 | 6905.7109 | 9830.9156 | 13495.6527 | 30174.5945 | 10102.8296 | 11860.9005 | 6849.5824 | 9470.2344 | 100.8746 | 142.9078 | 142.9078 | 100.8746 | 100.8746 | 100.8746 | 100.8746 | 100.8746 | 100.8746 | 100.8746 | 100.8746 | 100.8746 | 100.8746 | 100.8746 | 100.8746 | 0.0029705 | 0.01328 | 9.088e-12 | 0.00079807 | 0.005064 | 1.5712e-10 | 0.0017434 | 1.8004e-22 | 3.48e-09 | 2.853e-13 | 0.00032053 | 1.4917e-05 | 5.9543e-05 | 4.3389e-16 | 1.1384e-07 | 0.0029705 | 0.01625 | 0.01625 | 0.0037686 | 0.0088326 | 0.0037686 | 0.010576 | 0.0088326 | 0.010576 | 0.0037686 | 0.003291 | 0.0029854 | 0.0038281 | 0.0029705 | 0.0029706
78 | 159354.0192 | 16100.6474 | 6158.5959 | 68354.7357 | 37951.4097 | 16057.5598 | 11822.0873 | 3016.129 | 6006.5372 | 8138.9781 | 27082.6649 | 8344.305 | 10123.0706 | 4259.1592 | 7443.5645 | n/a | 10523.3656 | 3891.7402 | 4609.6986 | 9262.24 | 9817.2044 | 6936.1454 | 1520.8921 | 4378.2102 | 9446.9831 | 3806.0995 | 6568.1855 | 6955.3746 | 3309.8249 | 4495.5856 | 235.4881 | 218.8987 | 218.8987 | 223.3956 | 245.3077 | 191.1764 | 258.8922 | 235.0598 | 258.8922 | 208.2165 | 247.7359 | 174.1362 | 226.1544 | 223.4268 | 223.9035 | 177671.2662 | 10819.5608 | 4425.8466 | 72699.7156 | 33342.1552 | 13613.3934 | 5260.0476 | 5101.9959 | 4610.276 | 4360.4615 | 26175.6678 | 5772.5036 | 6189.0244 | 4512.6806 | 6189.1554 | 165797.7 | 20784.9264 | 8267.7868 | 72000.4189 | 39450.2 | 22759.8978 | 12216.5187 | 6448.9599 | 8868.9863 | 13397.1446 | 27874.7 | 12080.2891 | 12721.699 | 7504.8055 | 10161.5373 | 124.3553 | 124.3553 | 124.3553 | 124.3553 | 132.96 | 124.3553 | 163.7189 | 132.96 | 163.7189 | 124.3553 | 171.71 | 124.3553 | 124.3553 | 124.3553 | 124.3553 | 0.0053914 | 6.4913e-07 | 1.2854e-07 | 0.0052038 | 0.011526 | 2.0104e-09 | 0.013474 | 3.2741e-20 | 4.8775e-08 | 4.2084e-13 | 0.01379 | 1.2219e-09 | 1.4881e-06 | 2.8004e-17 | 1.4723e-08 | 0.0053914 | 0.005392 | 0.0053921 | 0.010595 | 0.022121 | 0.010595 | 0.035595 | 0.022121 | 0.035595 | 0.010595 | 0.019182 | 0.0053914 | 0.010597 | 0.0053914 | 0.0053914
79 | 155839.6175 | 16221.5795 | 6111.2223 | 67009.3928 | 37200.0698 | 15646.6344 | 12107.1729 | 3029.8422 | 6142.8113 | 8138.1117 | 26571.5444 | 7975.5618 | 9997.0626 | 3978.1251 | 6891.0819 | n/a | 12919.8715 | 5426.2181 | 5321.6856 | 9694.5906 | 11197.7013 | 7241.1077 | 2377.8839 | 3643.6504 | 7114.9083 | 4699.0008 | 7734.8551 | 6011.3908 | 3943.5524 | 4128.8201 | 226.2355 | 210.1012 | 210.1012 | 213.736 | 235.971 | 180.7379 | 249.7697 | 225.5615 | 249.7697 | 198.0467 | 239.3931 | 163.4291 | 216.7639 | 214.7007 | 215.1849 | 172762.6995 | 10366.219 | 4415.4415 | 70898.3666 | 32654.8485 | 13953.6887 | 6016.61 | 5207.8341 | 5230.8224 | 4193.7613 | 24957.8278 | 5725.4614 | 6656.2767 | 4532.2268 | 5830.9315 | 161006.3 | 23020.7905 | 9741.7596 | 72842.5527 | 41726.2391 | 24632.39 | 13206.2177 | 7478.118 | 8851.1728 | 11177.1696 | 28367.1286 | 13072.8165 | 12429.8675 | 8151.4792 | 9959.7516 | 143.77 | 143.77 | 143.77 | 143.77 | 143.77 | 143.77 | 143.77 | 143.77 | 143.77 | 143.77 | 143.77 | 143.77 | 143.77 | 143.77 | 143.77 | 0.010896 | 4.8724e-09 | 9.8593e-12 | 0.0012979 | 0.00081744 | 3.8012e-12 | 0.0019602 | 1.8909e-25 | 1.3407e-07 | 1.7658e-08 | 0.0031286 | 7.1909e-13 | 2.5253e-06 | 6.0486e-23 | 5.7446e-10 | 0.010896 | 0.010896 | 0.010896 | 0.012193 | 0.013011 | 0.012193 | 0.014971 | 0.013011 | 0.014971 | 0.012193 | 0.014024 | 0.010896 | 0.012196 | 0.010896 | 0.010896
80 | 157854.5625 | 15663.5482 | 5795.8419 | 67779.6376 | 37715.0969 | 15917.6965 | 12332.7604 | 3101.5496 | 6114.2432 | 7980.8124 | 26915.6132 | 8449.9789 | 9984.6433 | 4044.4433 | 7183.6668 | n/a | 9045.3827 | 4429.0885 | 3474.8203 | 9572.6066 | 8136.5518 | 6552.295 | 1912.112 | 3896.7328 | 7965.0788 | 4257.8265 | 5917.7774 | 6253.9586 | 2690.3493 | 4199.8383 | 229.3719 | 212.6356 | 212.6356 | 215.0026 | 239.8227 | 177.6149 | 255.251 | 228.1838 | 255.251 | 196.968 | 245.3869 | 158.2619 | 218.7986 | 217.7784 | 218.3197 | 176791.5606 | 10546.7409 | 4269.5079 | 71702.6843 | 33723.8849 | 12899.7447 | 6057.6313 | 5161.3651 | 5026.8649 | 3832.812 | 29175.6098 | 5499.5248 | 6095.7771 | 4639.577 | 5808.779 | 161666.1 | 19237.7235 | 8505.3964 | 69413.8732 | 40470.86 | 20384.3965 | 12468 | 6885.9772 | 8862.2977 | 11469.8908 | 32409.1364 | 11093.4022 | 10980.9357 | 6981.2263 | 9766.7173 | 179.9079 | 179.9079 | 179.9079 | 179.9079 | 179.9079 | 179.9079 | 293.15 | 179.9079 | 293.15 | 179.9079 | 179.9079 | 179.9079 | 179.9079 | 179.9079 | 179.9079 | 0.026511 | 7.116e-06 | 1.1592e-09 | 0.016989 | 0.0039097 | 4.7586e-07 | 0.028583 | 1.6337e-21 | 1.052e-07 | 1.4653e-09 | 1.5875e-05 | 2.3115e-07 | 0.00074472 | 1.4323e-16 | 1.8446e-08 | 0.026511 | 0.026518 | 0.026518 | 0.0435 | 0.047409 | 0.0435 | 0.075992 | 0.047409 | 0.075992 | 0.0435 | 0.026527 | 0.026512 | 0.044245 | 0.026511 | 0.026511
81 | 159529.9956 | 16279.8099 | 5956.6717 | 68463.0965 | 37895.6395 | 16111.2135 | 11969.466 | 3119.2536 | 6187.6026 | 8537.9788 | 27289.5274 | 8616.0558 | 10058.704 | 4127.6409 | 7555.0378 | n/a | 7675.9278 | 5781.7129 | 3378.0503 | 9693.2677 | 7908.263 | 9625.947 | 1843.8007 | 4994.7446 | 9371.3942 | 3403.1938 | 6170.7844 | 8213.4945 | 2981.6932 | 5438.9132 | 248.1271 | 231.0076 | 231.0076 | 237.0016 | 257.9209 | 206.7989 | 270.8643 | 248.1567 | 270.8643 | 223.0349 | 258.4839 | 190.563 | 239.2168 | 235.3221 | 235.7762 | 179000.0933 | 10509.2131 | 4358.7078 | 72138.0439 | 33583.6995 | 13518.0429 | 6122.1422 | 5349.5714 | 5070.165 | 4205.7857 | 27126.2418 | 5952.5744 | 8208.5875 | 4545.4982 | 6010.1321 | 164485.2577 | 16889.7409 | 9519.9208 | 70272.8942 | 40457.3672 | 20801.7059 | 15433.8892 | 7127.2722 | 9755.9096 | 13213.58 | 27944.5 | 11862.3588 | 16140.782 | 7114.5914 | 11411.6453 | 165.3369 | 165.3369 | 165.3369 | 174.0976 | 174.0976 | 174.0976 | 174.0976 | 174.0976 | 174.0976 | 174.0976 | 203.78 | 174.0976 | 174.0976 | 165.3369 | 165.3369 | 0.013377 | 0.010297 | 8.4431e-12 | 0.015734 | 0.0046624 | 3.1252e-07 | 2.4854e-06 | 1.5319e-22 | 2.8511e-09 | 1.964e-11 | 0.016893 | 1.9259e-08 | 1.5386e-12 | 1.6033e-16 | 4.1139e-11 | 0.013377 | 0.023674 | 0.023674 | 0.029111 | 0.033774 | 0.029112 | 0.033776 | 0.033774 | 0.033776 | 0.029112 | 0.03027 | 0.013378 | 0.029111 | 0.013377 | 0.013377
82 | 152529.1704 | 15380.6176 | 5816.2119 | 65689.6407 | 36548.0953 | 14893.4469 | 11776.7068 | 3000.8564 | 5954.8366 | 7764.9977 | 25620.1113 | 7855.0588 | 9671.4667 | 3907.1064 | 7033.113 | n/a | 6779.9963 | 6566.5796 | 2456.2087 | 7187.4231 | 8823.3064 | 7807.6767 | 1698.2402 | 4440.7463 | 8556.0492 | 4279.0948 | 6217.8539 | 6240.8087 | 3893.896 | 5315.6208 | 225.739 | 209.2746 | 209.2746 | 211.6275 | 236.014 | 174.9019 | 251.1724 | 224.5787 | 251.1724 | 193.9164 | 241.4529 | 155.8875 | 215.3505 | 214.3273 | 214.8592 | 176101.5565 | 9941.9968 | 3931.924 | 71903.0245 | 30794.9661 | 15019.4284 | 5721.9272 | 5129.048 | 4906.9507 | 4294.7188 | 26772.2084 | 6026.4739 | 6864.9547 | 4585.1403 | 6191.5233 | 157830 | 16115.8931 | 9892.4036 | 69040.5348 | 37455.9455 | 20783.4192 | 13675.7602 | 6682.2882 | 9347.697 | 11415.0102 | 28532.8032 | 12051.0278 | 11558.7243 | 8281.2362 | 11490.4441 | 138.1286 | 138.1286 | 138.1286 | 138.1286 | 180.5938 | 138.1286 | 180.5938 | 180.5938 | 180.5938 | 138.1286 | 138.1286 | 138.1286 | 138.1286 | 138.1286 | 138.1286 | 0.0093185 | 0.0069399 | 1.769e-13 | 0.0057264 | 0.018475 | 4.828e-09 | 0.0001839 | 1.2825e-21 | 3.4694e-09 | 4.0591e-10 | 0.0005252 | 4.2456e-11 | 1.705e-05 | 2.4603e-24 | 2.8029e-13 | 0.0093185 | 0.016258 | 0.016258 | 0.015045 | 0.03352 | 0.015045 | 0.033703 | 0.03352 | 0.033703 | 0.015045 | 0.0098437 | 0.0093185 | 0.015062 | 0.0093185 | 0.0093185
83 | 155220.4072 | 15821.926 | 5954.234 | 66732.3998 | 37066.4402 | 15728.375 | 11739.5105 | 3022.0923 | 6124.9404 | 8226.4992 | 26584.2713 | 8365.5348 | 9976.6906 | 4038.4157 | 7106.1191 | n/a | 7821.1423 | 5554.5749 | 4031.7844 | 9050.9242 | 11177.7707 | 7631.2463 | 1604.2484 | 3687.3562 | 7446.8519 | 3073.5731 | 6248.018 | 9315.9316 | 3050.7496 | 4345.7481 | 238.6559 | 222.0769 | 222.0769 | 227.4483 | 248.2493 | 197.2239 | 261.1283 | 238.5336 | 261.1283 | 213.3791 | 249.4165 | 181.0688 | 229.7959 | 226.3699 | 226.8218 | 176438.5918 | 9512.9621 | 4115.7144 | 76891.5929 | 34837.6646 | 14015.1349 | 6089.1786 | 5046.5202 | 4861.034 | 4024.5811 | 23577.7983 | 5867.2819 | 7282.3502 | 4637.3258 | 5720.6689 | 160839.9 | 16768.9044 | 9670.2893 | 73713.3194 | 40799.4599 | 24633.1056 | 13302.0248 | 6475.4686 | 8442.8902 | 11363.8331 | 26504.2714 | 11663.0999 | 14020.3529 | 7552.6754 | 10037.4171 | 140.928 | 140.928 | 140.928 | 140.928 | 140.928 | 140.928 | 140.928 | 140.928 | 140.928 | 140.928 | 374.1248 | 140.928 | 140.928 | 140.928 | 140.928 | 0.0081271 | 0.0043825 | 3.1823e-12 | 0.00062971 | 0.0016053 | 5.2618e-12 | 0.00047332 | 2.7722e-20 | 7.8794e-07 | 1.2954e-08 | 0.048048 | 9.7897e-09 | 4.1333e-09 | 2.052e-19 | 2.1666e-09 | 0.0081271 | 0.01251 | 0.01251 | 0.0087568 | 0.010362 | 0.0087568 | 0.010835 | 0.010362 | 0.010836 | 0.0087568 | 0.056176 | 0.0081271 | 0.0087568 | 0.0081271 | 0.0081271
84 | 154478.1032 | 15923.7292 | 5953.1917 | 66434.6684 | 36874.3418 | 15819.6264 | 11698.4176 | 2949.6306 | 6201.8782 | 7844.9738 | 26220.9975 | 8123.1915 | 9848.4733 | 3902.0397 | 7121.6102 | n/a | 8524.9792 | 7011.2578 | 5086.2156 | 8775.4482 | 8776.9755 | 9231.4155 | 2073.3414 | 4294.662 | 6736.6652 | 3973.2077 | 3800.6161 | 6220.5077 | 3374.5318 | 4087.3882 | 222.1157 | 205.7485 | 205.7485 | 207.4819 | 232.4818 | 169.6101 | 248.0318 | 220.7512 | 248.0318 | 189.1158 | 238.7581 | 150.1045 | 211.4655 | 210.9318 | 211.4774 | 170432.1699 | 10014.0903 | 4028.8302 | 70965.3155 | 31607.8633 | 14244.8266 | 5515.691 | 5201.5694 | 4853.0052 | 3875.7038 | 26097.2477 | 5708.4888 | 5722.795 | 4519.578 | 6051.2537 | 158208.6 | 18409.4694 | 11030.988 | 71018.6108 | 39708.9115 | 22022.6022 | 14291.5065 | 7229.9108 | 8697.2673 | 9975.4691 | 27874.7535 | 9146.8049 | 10462.9571 | 7633.6098 | 10114.4419 | 174.1974 | 174.1974 | 174.1974 | 174.1974 | 174.1974 | 174.1974 | 174.1974 | 174.1974 | 174.1974 | 174.1974 | 174.1974 | 174.1974 | 174.1974 | 174.1974 | 174.1974 | 0.026511 | 0.00011136 | 5.7494e-16 | 0.0027298 | 0.003459 | 5.5236e-09 | 2.4195e-05 | 3.5237e-25 | 3.999e-07 | 9.4241e-07 | 0.0037245 | 0.00032897 | 0.0032746 | 4.0985e-21 | 1.5838e-09 | 0.026511 | 0.026622 | 0.026622 | 0.029241 | 0.0327 | 0.029241 | 0.032724 | 0.0327 | 0.032725 | 0.029242 | 0.030236 | 0.02684 | 0.032515 | 0.026511 | 0.026511
85 | 153360.5523 | 15738.3011 | 5986.739 | 65969.1402 | 36789.3126 | 15685.2381 | 11911.1909 | 2954.5259 | 6248.1041 | 8177.1285 | 26127.9325 | 8204.0892 | 9959.5246 | 4005.5503 | 7112.9306 | n/a | 10285.4384 | 6115.7461 | 4204.9902 | 8734.2184 | 9466.5488 | 8236.2075 | 2142.9641 | 4056.4577 | 8354.5202 | 4076.3428 | 6572.569 | 7166.4247 | 2860.9728 | 4890.4615 | 217.4756 | 201.0805 | 201.0805 | 201.4888 | 228.1926 | 160.5635 | 244.8241 | 215.6461 | 244.8241 | 181.4258 | 236.3859 | 139.7013 | 206.0991 | 206.6243 | 207.2078 | 178254.833 | 11837.1941 | 4274.4636 | 71405.173 | 32940.8921 | 14656.7324 | 6389.0951 | 5018.8263 | 4993.4283 | 4810.4972 | 28533.4635 | 5844.6383 | 7302.9366 | 4608.7204 | 6115.0868 | 157090.4 | 20582.2325 | 10330.1097 | 67417.4 | 37728.4 | 21120.643 | 14081.4025 | 7130.3904 | 8559.486 | 11548.5908 | 31098.6064 | 12063.3073 | 14397.7614 | 5338.4581 | 9521.463 | 169.5292 | 169.5292 | 169.5292 | 170.6646 | 170.6842 | 170.6646 | 170.6842 | 170.6842 | 170.6842 | 170.6646 | 169.5292 | 170.6646 | 170.6646 | 169.5292 | 169.5292 | 0.025998 | 3.4138e-07 | 6.9871e-14 | 0.018243 | 0.018071 | 3.4144e-08 | 9.1026e-05 | 1.4001e-24 | 1.003e-06 | 3.871e-09 | 2.7141e-05 | 5.0621e-10 | 8.3709e-10 | 8.323e-09 | 4.3075e-08 | 0.025998 | 0.025998 | 0.025998 | 0.044241 | 0.062312 | 0.044241 | 0.062403 | 0.062312 | 0.062404 | 0.044241 | 0.026025 | 0.025998 | 0.044241 | 0.025998 | 0.025998
86 | 145604.0392 | 15147.1057 | 5650.0074 | 62926.199 | 34928.9326 | 14572.5362 | 10988.6264 | 2919.9521 | 5700.761 | 7490.2508 | 24980.5369 | 7581.1638 | 9424.3409 | 3801.5658 | 6804.5561 | n/a | 11710.3945 | 6303.1752 | 3673.4484 | 7557.8064 | 8364.3305 | 9045.0175 | 1258.9161 | 4752.2273 | 9008.9361 | 3605.5695 | 8498.9377 | 8435.2137 | 2747.7077 | 4831.9987 | 212.1612 | 195.8798 | 195.8798 | 195.2781 | 223.0566 | 152.3697 | 240.373 | 209.9935 | 240.373 | 174.091 | 232.639 | 130.6483 | 200.3266 | 201.6519 | 202.2595 | 173971.2324 | 10798.5181 | 4144.8895 | 69578.4045 | 33098.3326 | 14354.4251 | 5575.6158 | 5024.8019 | 4868.8275 | 4245.9875 | 27174.1052 | 5990.4525 | 7013.4823 | 4577.9167 | 6074.06 | 152394.9 | 20980.1082 | 10385.2647 | 65642.7 | 37018.7946 | 20246.5512 | 14639.4977 | 4855.0136 | 9466.5548 | 13204.9236 | 27637.7702 | 14229.4903 | 15122.592 | 7270.6244 | 9310.7542 | 92.6252 | 92.6252 | 92.6252 | 95.2487 | 95.2487 | 95.2487 | 95.2487 | 95.2487 | 95.2487 | 95.2487 | 92.6252 | 95.2487 | 95.2487 | 92.6252 | 92.6252 | 0.0029416 | 1.7869e-08 | 1.006e-15 | 0.0079094 | 0.0059874 | 6.1635e-09 | 5.9053e-07 | 1.1549e-12 | 2.6415e-10 | 4.3831e-15 | 0.00069707 | 6.9552e-17 | 1.5402e-12 | 2.9973e-20 | 1.2952e-08 | 0.0029416 | 0.0029416 | 0.0029416 | 0.010851 | 0.016838 | 0.010851 | 0.016839 | 0.016838 | 0.016839 | 0.010851 | 0.0036387 | 0.0029416 | 0.010851 | 0.0029416 | 0.0029416
87 | 152141.7427 | 15567.9834 | 5897.4852 | 65488.2933 | 36444.112 | 15182.5038 | 12034.2051 | 3024.5876 | 5974.194 | 7723.7685 | 25809.6446 | 8298.8275 | 9576.9807 | 4006.3127 | 6902.1664 | n/a | 10498.1786 | 5454.2191 | 3526.0397 | 9315.4038 | 8602.8244 | 9818.393 | 1769.3983 | 4555.7163 | 5688.3041 | 4737.6222 | 6980.3462 | 7220.6922 | 4039.2885 | 5258.7217 | 218.5635 | 201.3569 | 201.3569 | 199.2251 | 230.4534 | 150.5114 | 249.9421 | 215.7514 | 249.9421 | 174.9577 | 242.7277 | 126.065 | 205.2587 | 207.8531 | 208.537 | 172407.9356 | 10951.4515 | 4134.4303 | 67831.7313 | 32456.8363 | 14010.1103 | 6290.6975 | 5060.798 | 4803.7143 | 4317.6003 | 25351.0828 | 5739.0749 | 5983.3971 | 4591.5807 | 6141.0651 | 155820.3 | 20208.43 | 8356.8494 | 66921.9 | 40622.0835 | 20396.5203 | 15707.8339 | 6719.3963 | 8965.774 | 9240.5044 | 28032.0906 | 11268.4068 | 13121.1893 | 8297.3692 | 11339.8868 | 171.233 | 171.233 | 171.233 | 171.5501 | 171.5501 | 171.5501 | 171.5501 | 171.5501 | 171.5501 | 171.5501 | 171.233 | 171.5501 | 171.5501 | 171.233 | 171.233 | 0.026253 | 4.9435e-07 | 7.7596e-09 | 0.018281 | 0.0010251 | 3.8659e-08 | 1.4608e-06 | 1.5512e-21 | 2.4559e-08 | 1.7761e-05 | 0.001527 | 4.0213e-08 | 1.6688e-08 | 2.2256e-23 | 1.9331e-13 | 0.026253 | 0.026254 | 0.026254 | 0.044534 | 0.045559 | 0.044534 | 0.045561 | 0.045559 | 0.045561 | 0.044552 | 0.02778 | 0.026253 | 0.044534 | 0.026253 | 0.026253
88 | 154278.9673 | 15504.558 | 6014.0248 | 66356.599 | 36898.4033 | 15566.7722 | 11620.9676 | 3023.4085 | 6023.4576 | 7985.5618 | 26066.7125 | 8223.659 | 9988.5983 | 3936.381 | 7175.6175 | n/a | 9347.918 | 6535.5362 | 5308.5104 | 9185.5443 | 12341.6548 | 9350.7207 | 2012.9185 | 3957.8172 | 6315.4425 | 3227.2843 | 6111.7211 | 6148.3453 | 3105.839 | 6356.7199 | 195.8234 | 179.5948 | 179.5948 | 174.8545 | 207.7222 | 122.7661 | 228.2717 | 192.22 | 228.2717 | 148.543 | 223.2174 | 96.9891 | 181.8193 | 186.4447 | 187.1657 | 169832.1493 | 9484.4957 | 4030.9378 | 68440.6548 | 31802.3968 | 14009.5823 | 5894.071 | 5097.0068 | 4933.5466 | 4516.4768 | 26510.1949 | 5877.32 | 7305.7802 | 4411.8198 | 6202.0679 | 159364.3879 | 18800.6137 | 10566.474 | 68460.7448 | 38882.7411 | 24851.5371 | 14688.3917 | 7064.9253 | 8417.6638 | 10342.8193 | 27916.9587 | 11833.6411 | 12019.5051 | 7367.4587 | 12285.2878 | 124.9947 | 124.9947 | 124.9947 | 124.9947 | 124.9947 | 124.9947 | 124.9947 | 124.9947 | 124.9947 | 124.9947 | 124.9947 | 124.9947 | 124.9947 | 124.9947 | 124.9947 | 0.011111 | 1.2904e-05 | 2.1356e-14 | 0.013219 | 0.0072759 | 1.5681e-12 | 5.8477e-06 | 2.3053e-23 | 4.5926e-07 | 3.7479e-07 | 0.0027422 | 1.717e-09 | 1.2328e-05 | 1.9233e-19 | 1.1782e-14 | 0.011111 | 0.011123 | 0.011123 | 0.02433 | 0.031606 | 0.02433 | 0.031612 | 0.031606 | 0.031612 | 0.02433 | 0.013853 | 0.011111 | 0.024342 | 0.011111 | 0.011111
89 | 152647.4668 | 15428.9644 | 5709.2478 | 65702.5132 | 36370.8555 | 15312.3745 | 11713.4139 | 3043.0482 | 5932.0504 | 7507.0494 | 26036.1638 | 7713.4311 | 9630.0173 | 3990.4337 | 7246.4668 | n/a | 10762.8448 | 4297.3769 | 5069.9783 | 8242.6456 | 8087.831 | 7817.5933 | 2190.2484 | 5597.1556 | 9205.1225 | 4233.2402 | 5609.57 | 6233.2494 | 2950.5374 | 4100.0379 | 167.7152 | 152.1261 | 152.1261 | 142.177 | 180.4987 | 79.9973 | 204.5248 | 162.3738 | 204.5248 | 110.1352 | 203.1287 | 49.8593 | 151.3858 | 160.1347 | 160.9777 | 177238.2738 | 10442.2451 | 4114.509 | 73241.6744 | 31444.1822 | 14664.4511 | 5783.206 | 5164.169 | 5067.2419 | 4097.767 | 27245.3323 | 5953.8876 | 6055.2981 | 4632.1797 | 5955.8185 | 158626.646 | 20421.3899 | 8268.9859 | 73227.3249 | 37639.4 | 21837.7821 | 13446.1715 | 7101.3173 | 10598.2975 | 12795.9895 | 27710.2725 | 11155.8576 | 11237.1475 | 6619.0171 | 9765.5564 | 91.6983 | 91.6983 | 91.6983 | 91.6983 | 110.12 | 91.6983 | 110.12 | 110.12 | 110.12 | 91.6983 | 91.6983 | 91.6983 | 91.6983 | 91.6983 | 91.6983 | 0.0060621 | 1.8685e-07 | 2.3845e-09 | 0.00041854 | 0.013372 | 1.4167e-09 | 0.00028767 | 2.584e-23 | 7.4062e-12 | 4.2895e-14 | 0.0035515 | 1.2921e-09 | 5.2198e-05 | 3.0656e-15 | 2.9907e-08 | 0.0060621 | 0.0060623 | 0.0060623 | 0.0064806 | 0.019853 | 0.0064807 | 0.02014 | 0.019853 | 0.02014 | 0.0064807 | 0.0096136 | 0.0060621 | 0.0065328 | 0.0060621 | 0.0060621
90 | 155866.1724 | 15680.0273 | 5643.8438 | 66964.6072 | 37199.2041 | 15354.29 | 12039.2341 | 3126.9478 | 6191.5118 | 7800.7957 | 26643.3673 | 8077.542 | 9901.9521 | 3961.8371 | 7064.7023 | n/a | 6697.0121 | 5694.9367 | 3886.7776 | 8056.4879 | 7829.5349 | 8167.6986 | 1817.9303 | 4154.6297 | 6077.0206 | 5134.6148 | 5301.4546 | 6251.3165 | 3653.9221 | 5198.2367 | 217.76 | 200.9224 | 200.9224 | 199.8641 | 229.1369 | 154.5083 | 247.3913 | 215.3662 | 247.3913 | 177.4062 | 239.6727 | 131.6105 | 205.2886 | 207.0072 | 207.6477 | 179389.1258 | 11604.2322 | 4164.5046 | 74326.9951 | 33030.5285 | 15014.0783 | 6251.2839 | 5164.2451 | 4966.7005 | 4826.7526 | 24516.5062 | 5794.2223 | 7130.0651 | 4684.9453 | 6092.536 | 159634.1 | 18133.4443 | 9853.1413 | 73381.5868 | 38491.8164 | 22310.8132 | 14401.8824 | 6982.1754 | 9121.3302 | 10688.5731 | 29380.121 | 10778.0769 | 12252.663 | 6755.6441 | 10898.5727 | 170.6305 | 170.6305 | 170.6305 | 170.6305 | 170.6305 | 170.6305 | 170.6305 | 170.6305 | 170.6305 | 170.6305 | 170.6305 | 170.6305 | 170.6305 | 170.6305 | 170.6305 | 0.026253 | 0.00010982 | 3.2501e-14 | 0.0009042 | 0.013428 | 4.8317e-10 | 5.6799e-05 | 1.0258e-21 | 5.3645e-08 | 2.0043e-08 | 0.00080296 | 1.0025e-07 | 3.1968e-06 | 3.7112e-16 | 1.1174e-11 | 0.026253 | 0.026363 | 0.026363 | 0.027158 | 0.040586 | 0.027158 | 0.040642 | 0.040586 | 0.040642 | 0.027158 | 0.027056 | 0.026253 | 0.027161 | 0.026253 | 0.026253
91 | 152731.595 | 15511.0382 | 5844.3936 | 65716.4168 | 36546.8702 | 15251.6956 | 11784.6587 | 2921.5857 | 6060.3598 | 7625.6731 | 25812.1704 | 7939.9941 | 9942.0753 | 3961.6441 | 6957.2788 | n/a | 10286.193 | 4775.9533 | 3069.6871 | 7953.9811 | 9600.6194 | 9437.1006 | 2243.0669 | 4790.5212 | 7731.4323 | 3853.993 | 5819.6725 | 6147.5455 | 3080.4338 | 5076.206 | 211.5603 | 195.1522 | 195.1522 | 193.9499 | 222.69 | 149.3664 | 240.6145 | 209.1681 | 240.6145 | 171.8505 | 233.2023 | 126.8822 | 199.3158 | 201.127 | 201.7559 | 171214.5493 | 10789.1242 | 4286.7378 | 70109.2941 | 29296.3479 | 13449.4961 | 5705.1342 | 5121.5342 | 4832.7293 | 4150.1903 | 23894.4935 | 5927.7148 | 7125.5334 | 4560.434 | 5983.7216 | 156844.5 | 19720.6173 | 9001.991 | 69454.3319 | 36558.1 | 21596.5953 | 14938.3299 | 7347.5769 | 9505.9505 | 11395.5226 | 25605.2866 | 11274.4873 | 12216.979 | 7390.1678 | 10522.5276 | 153.87 | 153.87 | 153.87 | 153.87 | 321.33 | 153.87 | 321.33 | 321.33 | 321.33 | 153.87 | 349.8035 | 153.87 | 153.87 | 153.87 | 153.87 | 0.020165 | 1.3684e-06 | 7.4782e-11 | 0.0044969 | 0.040705 | 2.1246e-09 | 5.1728e-06 | 3.4211e-26 | 3.5915e-09 | 1.5715e-10 | 0.058319 | 3.5949e-09 | 4.4912e-06 | 2.5497e-19 | 3.7971e-11 | 0.020165 | 0.020167 | 0.020167 | 0.024662 | 0.065367 | 0.024662 | 0.065372 | 0.065367 | 0.065372 | 0.024662 | 0.078484 | 0.020165 | 0.024667 | 0.020165 | 0.020165
92 | 151482.6283 | 15429.3038 | 6085.6846 | 65250.0755 | 36378.9461 | 15616.3703 | 11699.3039 | 2928.0448 | 6020.5833 | 7983.9891 | 25702.387 | 7955.0824 | 9486.8315 | 4207.0182 | 6875.9366 | n/a | 9848.8618 | 5503.1687 | 5012.8627 | 11148.3435 | 9908.2498 | 7308.9798 | 1536.4675 | 4383.2582 | 6650.4156 | 6035.5303 | 6032.1026 | 6689.0223 | 4079.2952 | 4630.8913 | 218.6992 | 201.7219 | 201.7219 | 200.4248 | 230.2284 | 154.1748 | 248.817 | 216.2055 | 248.817 | 177.492 | 241.1817 | 130.8576 | 206.0016 | 207.918 | 208.5703 | 171045.616 | 9331.8351 | 4046.6762 | 69811.6818 | 28829.8089 | 15388.8519 | 6068.1048 | 5078.3174 | 5019.7873 | 4628.9653 | 25906.745 | 6168.9279 | 6136.2511 | 4578.8514 | 6129.8131 | 158088 | 16521.5187 | 8159.9667 | 69672.7139 | 37584.9 | 24710.6017 | 13283.7846 | 6566.0849 | 9372.8456 | 10771.2809 | 30888.0753 | 12122.6305 | 12697.4734 | 8381.2466 | 10747.1044 | 105.268 | 105.268 | 105.268 | 105.268 | 146.3179 | 105.268 | 146.3179 | 146.3179 | 146.3179 | 105.268 | 105.268 | 105.268 | 105.268 | 105.268 | 105.268 | 0.0039437 | 0.0028873 | 1.3669e-07 | 0.0028704 | 0.014137 | 2.7544e-12 | 0.00043763 | 7.2284e-22 | 5.0111e-09 | 4.5649e-08 | 1.7382e-05 | 6.333e-11 | 5.8446e-08 | 8.0197e-22 | 4.91e-12 | 0.0039437 | 0.006831 | 0.0068311 | 0.006814 | 0.020951 | 0.006814 | 0.021389 | 0.020951 | 0.021389 | 0.0068141 | 0.003961 | 0.0039437 | 0.0068141 | 0.0039437 | 0.0039437
93 | 158013.7596 | 16001.1283 | 5932.3486 | 67815.7228 | 37769.0218 | 15793.0109 | 12018.1474 | 3063.3137 | 6018.3312 | 8028.7875 | 26940.2428 | 8542.8398 | 10195.3419 | 4004.6695 | 7305.8048 | n/a | 10331.8611 | 7105.2383 | 3989.0188 | 7030.5509 | 10064.3216 | 9260.7248 | 1345.9039 | 4581.8818 | 6370.2156 | 3467.5056 | 6150.7915 | 5369.2172 | 3345.5637 | 5267.2756 | 209.8056 | 193.0237 | 193.0237 | 190.0545 | 221.6253 | 140.5401 | 241.34 | 206.7528 | 241.34 | 165.27 | 234.8742 | 115.8103 | 196.3546 | 199.5953 | 200.287 | 170668.8439 | 9968.1867 | 4166.5901 | 68385.9875 | 30928.5171 | 14224.3744 | 5621.8796 | 5138.9133 | 4931.1093 | 4669.466 | 27200.8869 | 5669.5802 | 7009.7237 | 4576.0031 | 5700.3631 | 162419.5134 | 19103.0478 | 11182.5284 | 69145.7758 | 36979.6375 | 23215.896 | 14269.8739 | 6471.8172 | 9512.9911 | 11024.8816 | 29368.3925 | 11617.5717 | 12028.9409 | 7863.7668 | 10919.8388 | 149.6408 | 149.6408 | 149.6408 | 178.905 | 332.438 | 178.905 | 332.438 | 332.438 | 332.438 | 178.905 | 149.6408 | 178.905 | 178.905 | 149.6408 | 149.6408 | 0.018288 | 2.6369e-05 | 1.7192e-16 | 0.019709 | 0.080579 | 2.4547e-10 | 7.6543e-05 | 8.3071e-20 | 2.5466e-09 | 1.7842e-08 | 0.0013069 | 3.7078e-08 | 3.1241e-05 | 2.9364e-21 | 7.7929e-11 | 0.018288 | 0.018314 | 0.018314 | 0.037997 | 0.11858 | 0.037997 | 0.11865 | 0.11858 | 0.11865 | 0.037997 | 0.019595 | 0.018288 | 0.038028 | 0.018288 | 0.018288
94 | 158353.7945 | 16218.5128 | 6115.6831 | 67960.2925 | 37751.9868 | 15717.5838 | 12036.8794 | 3106.3277 | 6389.1775 | 8372.0702 | 26816.5234 | 8055.3116 | 10171.2188 | 4046.15 | 7097.3043 | n/a | 8668.4788 | 6556.344 | 3507.8812 | 9628.5278 | 8896.2732 | 6643.2412 | 1790.296 | 4622.0971 | 6797.9336 | 4605.0817 | 6682.5329 | 6968.5272 | 4211.6785 | 5011.1726 | 206.9485 | 190.6532 | 190.6532 | 188.6238 | 218.2112 | 142.4667 | 236.6761 | 204.2816 | 236.6761 | 165.6287 | 229.8504 | 119.3047 | 194.3428 | 196.8081 | 197.456 | 172398.3175 | 8967.5864 | 4178.3141 | 70704.9266 | 33683.0584 | 13983.8717 | 6469.2869 | 5164.8478 | 5273.6073 | 4096.4729 | 25525.2525 | 5922.644 | 6009.9883 | 4701.6029 | 5809.9641 | 162993.8 | 16618.1 | 9716.6929 | 69560.8 | 40485.2862 | 21299.6372 | 12891.0282 | 6836.7438 | 9817.0044 | 9397.9988 | 27877.1896 | 12521.0769 | 12894.0155 | 8737.5813 | 10523.3367 | 143.2712 | 146.9331 | 146.9331 | 152.4932 | 152.4932 | 152.4932 | 152.4932 | 152.4932 | 152.4932 | 152.4932 | 143.2712 | 152.4932 | 152.4932 | 143.2712 | 143.2712 | 0.01595 | 0.016799 | 1.202e-11 | 0.017306 | 0.0039945 | 2.4196e-08 | 0.0038129 | 3.3035e-21 | 8.91e-09 | 0.00031729 | 0.009254 | 1.9354e-11 | 9.6281e-07 | 4.0038e-25 | 1.2642e-10 | 0.01595 | 0.032748 | 0.032748 | 0.033256 | 0.03725 | 0.033256 | 0.041063 | 0.03725 | 0.041063 | 0.033573 | 0.025204 | 0.01595 | 0.033257 | 0.01595 | 0.01595
95 | 156826.0509 | 15844.561 | 5945.9685 | 67351.4417 | 37411.1559 | 16038.099 | 12285.6178 | 3066.8062 | 6441.0585 | 8263.5227 | 26659.3785 | 8507.0385 | 10083.7169 | 4187.4124 | 7608.8367 | n/a | 10238.8822 | 5135.0991 | 3670.9146 | 8788.3895 | 9820.1122 | 8658.7448 | 1971.8908 | 4631.5257 | 6086.3746 | 4665.1184 | 7499.3752 | 7745.5229 | 3170.4658 | 4521.917 | 229.1103 | 212.2303 | 212.2303 | 214.0273 | 239.799 | 174.9897 | 255.8288 | 227.7063 | 255.8288 | 195.0973 | 246.2586 | 154.8822 | 218.1314 | 217.5736 | 218.136 | 178802.3762 | 9490.5899 | 4189.319 | 74337.0198 | 31508.257 | 14783.1176 | 6013.0137 | 5230.7588 | 4686.277 | 5062.346 | 27671.0361 | 5656.9363 | 5635.6301 | 4607.2587 | 5817.2313 | 161487.4 | 18003.0759 | 8004.6556 | 73168.2794 | 39399.9466 | 23972.6298 | 14615.9584 | 7176.3497 | 9281.1028 | 10906.5206 | 29575.8545 | 12767.9116 | 13012.7229 | 6315.8621 | 9899.4483 | 157.1881 | 157.1881 | 157.1881 | 157.1881 | 157.1881 | 157.1881 | 157.1881 | 157.1881 | 157.1881 | 157.1881 | 157.1881 | 157.1881 | 157.1881 | 157.1881 | 157.1881 | 0.015338 | 0.0002377 | 1.1159e-07 | 0.001335 | 0.0074222 | 9.1397e-11 | 7.0807e-05 | 2.0459e-23 | 1.3396e-07 | 1.4315e-07 | 0.00062005 | 1.5494e-10 | 3.9067e-07 | 2.855e-12 | 1.9696e-07 | 0.015338 | 0.015576 | 0.015576 | 0.016673 | 0.024096 | 0.016673 | 0.024166 | 0.024096 | 0.024167 | 0.016674 | 0.015958 | 0.015338 | 0.016674 | 0.015338 | 0.015339
96 | 156690.0972 | 15848.7908 | 6033.4572 | 67303.0362 | 37443.3142 | 15501.7882 | 11993.5398 | 3160.277 | 6015.0185 | 7737.1721 | 26504.3025 | 8163.6191 | 9885.4896 | 3932.2003 | 7253.4957 | n/a | 8372.083 | 5898.241 | 4772.9915 | 9667.65 | 10960.6949 | 9976.3634 | 1699.0256 | 3390.4641 | 7081.1456 | 3867.9544 | 7106.5953 | 5696.7975 | 3983.681 | 6100.9823 | 210.4758 | 194.0809 | 194.0809 | 192.6376 | 221.6573 | 147.5452 | 239.7596 | 208.0012 | 239.7596 | 170.2524 | 232.5086 | 124.8379 | 198.1121 | 200.115 | 200.7501 | 174436.1621 | 10419.2517 | 4262.9077 | 73995.3035 | 31860.8048 | 13437.1298 | 5788.0728 | 5199.9152 | 5175.2295 | 4175.7443 | 25469.2212 | 5988.0718 | 7733.2728 | 4513.4212 | 5817.7847 | 162815 | 16816.1781 | 8729.0921 | 75588.8217 | 38916.6 | 24286.7247 | 14825.1766 | 6827.2407 | 7717.534 | 11241.2899 | 27379.8 | 12999.1671 | 13419.3703 | 8322.4022 | 10447.4104 | 115.33 | 115.33 | 115.33 | 115.33 | 120.6111 | 115.33 | 120.6111 | 120.6111 | 120.6111 | 115.33 | 148.1693 | 115.33 | 115.33 | 115.33 | 115.33 | 0.0061216 | 0.0041885 | 2.5296e-09 | 0.00029391 | 0.01158 | 5.1479e-12 | 1.4901e-05 | 1.4559e-20 | 1.1787e-05 | 7.9345e-10 | 0.01191 | 4.4296e-12 | 2.7482e-08 | 2.827e-24 | 7.0278e-10 | 0.0061216 | 0.01031 | 0.01031 | 0.0064155 | 0.017995 | 0.0064155 | 0.01801 | 0.017995 | 0.018022 | 0.0064155 | 0.018032 | 0.0061216 | 0.0064156 | 0.0061216 | 0.0061216
97 | 152923.3982 | 15349.0903 | 6018.5988 | 65806.295 | 36476.0163 | 15220.188 | 11497.4395 | 2930.7318 | 5848.6484 | 7804.8257 | 25999.2984 | 7888.8256 | 9417.0385 | 3880.7007 | 7169.7246 | n/a | 9131.4789 | 5394.2501 | 4051.0353 | 8464.8233 | 10500.966 | 8757.4324 | 2035.1625 | 4988.9532 | 8247.5001 | 3475.8315 | 5191.7601 | 8636.7406 | 4238.2427 | 3485.2352 | 208.1004 | 191.6899 | 191.6899 | 189.5641 | 219.4634 | 142.8957 | 238.124 | 205.3861 | 238.124 | 166.3033 | 231.3029 | 119.488 | 195.3618 | 197.9101 | 198.5649 | 176106.754 | 11017.523 | 4459.1076 | 71955.1277 | 30993.8634 | 14822.0225 | 5795.4608 | 5206.9756 | 4835.092 | 4532.1819 | 25312.3336 | 5704.5411 | 7034.0746 | 4655.596 | 6350.5828 | 157934.6 | 19104.5019 | 9726.7577 | 68108.9268 | 37529.4 | 24510.1885 | 14407.1065 | 7242.1381 | 9772.7586 | 12625.882 | 26858.2 | 10237.3012 | 13685.5153 | 8774.9387 | 8684.1685 | 133.42 | 133.42 | 133.42 | 133.42 | 153.31 | 133.42 | 153.31 | 153.31 | 153.31 | 133.42 | 147.3892 | 133.42 | 133.42 | 133.42 | 133.42 | 0.01133 | 3.794e-06 | 4.299e-12 | 0.011862 | 0.016222 | 8.9877e-13 | 8.4277e-06 | 1.6977e-25 | 1.9687e-10 | 1.2729e-12 | 0.011909 | 4.1625e-07 | 6.1841e-10 | 3.9377e-27 | 7.4601e-06 | 0.01133 | 0.011334 | 0.011334 | 0.023192 | 0.039413 | 0.023192 | 0.039422 | 0.039413 | 0.039422 | 0.023192 | 0.023239 | 0.01133 | 0.023192 | 0.01133 | 0.011337
98 | 149548.9222 | 14995.2213 | 5442.5984 | 64476.409 | 35907.8676 | 14950.468 | 11658.8464 | 3038.3705 | 5886.4102 | 7737.1412 | 25485.8988 | 7887.0721 | 9446.3994 | 3910.4922 | 6576.784 | n/a | 9619.4067 | 6443.3003 | 3854.1346 | 11606.6053 | 10395.9084 | 7956.4302 | 1833.745 | 3319.896 | 7868.1864 | 3683.0419 | 5092.0643 | 6286.215 | 3489.0295 | 4428.0441 | 224.4221 | 207.3347 | 207.3347 | 207.1687 | 235.74 | 163.1839 | 253.5437 | 222.3092 | 253.5437 | 185.5166 | 245.1285 | 140.8513 | 212.2498 | 213.2693 | 213.894 | 174863.0012 | 10705.1533 | 4138.3292 | 68425.7501 | 29974.5793 | 13911.5113 | 5104.289 | 5140.1131 | 4607.8586 | 4377.915 | 27536.3722 | 5640.3552 | 6840.5486 | 4545.1326 | 6207.297 | 153191.6 | 15711.2469 | 9332.2163 | 65890.7 | 39465.1846 | 22889.9617 | 12982.0192 | 6973.8581 | 7849.0546 | 10828.6434 | 27526.4981 | 10732.4195 | 12074.395 | 8018.8622 | 10618.6412 | 174.7124 | 174.7124 | 174.7124 | 176.1417 | 176.1417 | 176.1417 | 176.1417 | 176.1417 | 176.1417 | 176.1417 | 174.7124 | 176.1417 | 176.1417 | 174.7124 | 174.7124 | 0.025745 | 0.0069545 | 1.0509e-13 | 0.018254 | 0.0016926 | 2.1402e-11 | 0.00091428 | 1.05e-22 | 2.8249e-06 | 6.3653e-09 | 0.0019292 | 3.5885e-08 | 6.351e-07 | 5.6433e-23 | 6.0953e-13 | 0.025745 | 0.0327 | 0.0327 | 0.043999 | 0.045692 | 0.043999 | 0.046606 | 0.045692 | 0.046609 | 0.043999 | 0.027674 | 0.025745 | 0.044 | 0.025745 | 0.025745
99 | 154971.6921 | 15399.367 | 6048.0944 | 66639.3251 | 37025.585 | 15524.2576 | 12047.0426 | 3057.1523 | 5933.0788 | 8204.527 | 26272.8037 | 8013.6978 | 9715.9032 | 4041.5935 | 7352.0764 | n/a | 10620 | 4269.5384 | 3022.4674 | 8031.501 | 9716.8472 | 6460.3087 | 1680.3118 | 3680.11 | 5463.8104 | 3522.2039 | 5873.8686 | 8797.0928 | 3114.0116 | 3797.7503 | 197.5851 | 181.8951 | 181.8951 | 179.4979 | 208.5406 | 134.0579 | 226.6716 | 194.8628 | 226.6716 | 156.8011 | 220.3837 | 111.3146 | 185.2113 | 187.9388 | 188.5749 | 175505.1542 | 9837.4897 | 4209.9297 | 72477.0449 | 32978.4512 | 14049.6685 | 5608.6442 | 5084.6733 | 4770.968 | 3959.0295 | 25998.5545 | 5833.2351 | 6926.5769 | 4638.6505 | 6031.1398 | 160441.1711 | 18871.8541 | 7040.9325 | 69686.4918 | 38331.8 | 22121.3474 | 12023.3529 | 5996.9184 | 8451.078 | 9170.64 | 27222.2 | 11487.0037 | 14531.7697 | 7539.4621 | 9444.657 | 119.3264 | 119.3264 | 119.3264 | 119.3264 | 125.99 | 119.3264 | 340.0074 | 125.99 | 340.0074 | 119.3264 | 130.3603 | 119.3264 | 119.3264 | 119.3264 | 119.3264 | 0.0088742 | 7.8848e-06 | 0.00010609 | 0.0071189 | 0.013201 | 1.4862e-09 | 0.044125 | 2.0786e-17 | 2.1405e-07 | 0.00038252 | 0.010562 | 2.1306e-09 | 1.1534e-10 | 2.5453e-19 | 3.8279e-07 | 0.0088742 | 0.0088821 | 0.0089882 | 0.015993 | 0.029194 | 0.015993 | 0.073319 | 0.029194 | 0.073319 | 0.016376 | 0.019436 | 0.0088742 | 0.015993 | 0.0088742 | 0.0088746
100 | 155916.7775 | 15853.3341 | 5806.7572 | 66994.299 | 37227.379 | 15636.5877 | 11935.7369 | 2838.9534 | 6035.4354 | 8239.0934 | 26418.2284 | 8245.4843 | 9878.2301 | 3997.9602 | 6714.6565 | n/a | 7951.4612 | 4336.8436 | 3844.8215 | 8536.1698 | 7979.2168 | 9394.1912 | 1940.2882 | 4081.2557 | 7093.6759 | 3749.2908 | 5374.0588 | 7549.0886 | 3997.0191 | 5564.843 | 243.1993 | 225.4964 | 225.4964 | 228.1537 | 254.2152 | 188.9522 | 270.4126 | 241.9961 | 270.4126 | 209.27 | 259.8805 | 168.6343 | 232.0972 | 230.8956 | 231.4639 | 175912.8483 | 10348.9663 | 4305.6859 | 73170.8197 | 34207.9145 | 13589.5616 | 5719.0316 | 5224.1508 | 4801.6685 | 4279.6068 | 25709.6649 | 5677.7758 | 6650.154 | 4702.8333 | 5917.5025 | 162228.9 | 16924.1129 | 8571.8295 | 69357.3 | 39030.1078 | 19753.8858 | 14999.3228 | 7164.4389 | 8882.9243 | 11304.0827 | 29324.1557 | 9306.1421 | 14095.0426 | 8342.0524 | 11210.9454 | 128.2555 | 128.2555 | 128.2555 | 137.863 | 137.863 | 137.863 | 137.863 | 137.863 | 137.863 | 137.863 | 128.2555 | 137.863 | 137.863 | 128.2555 | 128.2555 | 0.0053389 | 0.003268 | 8.3592e-10 | 0.011753 | 0.0086448 | 9.5011e-07 | 7.4675e-06 | 2.4899e-26 | 5.5824e-08 | 1.8672e-08 | 0.00060583 | 0.00029708 | 1.759e-09 | 1.1001e-23 | 6.5684e-14 | 0.0053389 | 0.0086069 | 0.0086069 | 0.017091 | 0.025736 | 0.017092 | 0.025744 | 0.025736 | 0.025744 | 0.017092 | 0.0059448 | 0.005637 | 0.017091 | 0.0053389 | 0.0053389
101 | 156796.9787 | 15821.9024 | 5677.3352 | 67344.2817 | 37387.8289 | 15779.5263 | 11935.1846 | 2969.8874 | 6130.4778 | 8121.8759 | 26683.788 | 8285.0525 | 10276.2149 | 4117.3078 | 7100.9673 | n/a | 10096.4467 | 6349.4873 | 3606.7075 | 8409.2126 | 8096.3798 | 9279.7817 | 2042.1756 | 5476.7188 | 6982.9995 | 3812.3343 | 5753.5557 | 6156.9656 | 4123.3004 | 4090.3866 | 224.5917 | 207.5937 | 207.5937 | 207.7837 | 235.7614 | 164.8281 | 253.1899 | 222.6136 | 253.1899 | 186.6901 | 244.591 | 142.966 | 212.6725 | 213.4032 | 214.0147 | 175771.1345 | 11321.8514 | 4460.395 | 70242.21 | 29048.522 | 15306.2923 | 5877.289 | 5108.1277 | 4990.0557 | 4671.2093 | 26749.8798 | 6122.5217 | 7125.1574 | 4709.1768 | 6080.3213 | 162474.9 | 20957.5981 | 10690.8823 | 70508.7175 | 37122.8347 | 22754.5721 | 15157.0707 | 7150.3033 | 10466.7744 | 11308.4088 | 29390.5141 | 11573.7774 | 11315.7229 | 7545.9608 | 10087.1079 | 132.5933 | 132.5933 | 132.5933 | 132.5933 | 353.6421 | 132.5933 | 353.6421 | 353.6421 | 353.6421 | 132.5933 | 132.5933 | 132.5933 | 132.5933 | 132.5933 | 132.5933 | 0.0081271 | 1.7972e-07 | 1.8486e-16 | 0.0067581 | 0.051649 | 7.5102e-10 | 4.7819e-06 | 1.7294e-24 | 7.0147e-11 | 8.4405e-09 | 0.00084377 | 8.7932e-09 | 0.00070527 | 1.1264e-18 | 1.566e-09 | 0.0081271 | 0.0081273 | 0.0081273 | 0.014885 | 0.066534 | 0.014885 | 0.066539 | 0.066534 | 0.066539 | 0.014885 | 0.0089709 | 0.0081271 | 0.015591 | 0.0081271 | 0.0081271
102 | 153785.0066 | 15509.6555 | 5849.1756 | 66182.4081 | 36860.9932 | 15526.8271 | 11384.8222 | 2986.9651 | 5763.3934 | 8051.0693 | 26329.4327 | 8151.8697 | 9704.3151 | 3977.5742 | 6784.4553 | n/a | 13131.4214 | 7288.8046 | 4446.0269 | 11796.4115 | 9876.456 | 8654.1654 | 1416.5926 | 4467.1387 | 6419.7968 | 3111.8773 | 5531.7354 | 8306.5662 | 3857.1036 | 5702.9385 | 218.9152 | 202.6236 | 202.6236 | 203.7733 | 229.378 | 164.7807 | 245.3136 | 217.3565 | 245.3136 | 184.7699 | 236.4516 | 144.7914 | 208.0073 | 207.9354 | 208.4946 | 173373.1129 | 10776.9246 | 4265.8134 | 69875.3244 | 32663.4256 | 13261.5536 | 5770.9227 | 5195.9788 | 5053.3329 | 4115.3344 | 27874.453 | 5885.7509 | 7131.6654 | 4545.6598 | 6104.8607 | 158634 | 23582.946 | 11513.7179 | 67990 | 41551.139 | 22577.9096 | 12921.9899 | 6586.2713 | 8065.2735 | 10371.1312 | 28675.165 | 11021.3864 | 14478.9316 | 8199.2635 | 11509.9992 | 144.3563 | 144.3563 | 144.3563 | 147.05 | 147.05 | 147.05 | 147.05 | 147.05 | 147.05 | 147.05 | 144.3563 | 147.05 | 147.05 | 144.3563 | 144.3563 | 0.012864 | 1.0177e-10 | 7.4268e-18 | 0.015285 | 0.00068328 | 4.6321e-10 | 0.00044376 | 2.8442e-21 | 4.3497e-07 | 4.9301e-07 | 0.0013606 | 5.0427e-08 | 1.3332e-10 | 3.4589e-23 | 2.2116e-14 | 0.012864 | 0.012864 | 0.012864 | 0.028149 | 0.028832 | 0.028149 | 0.029276 | 0.028832 | 0.029277 | 0.02815 | 0.014225 | 0.012865 | 0.028149 | 0.012864 | 0.012864
103 | 156265.7757 | 15972.9488 | 6075.1536 | 67145.6793 | 37469.9013 | 15843.3187 | 12059.1773 | 3110.9917 | 5934.0132 | 7963.7034 | 26559.5534 | 8279.3583 | 9850.6061 | 4076.754 | 7185.4134 | n/a | 11977.4867 | 6301.3735 | 3850.9195 | 8485.7034 | 7231.9161 | 9759.6746 | 1958.5036 | 4356.5858 | 5707.0416 | 4356.4644 | 5630.0448 | 6332.2678 | 3120.0606 | 3916.4134 | 214.9793 | 198.375 | 198.375 | 197.3939 | 226.1829 | 152.8074 | 244.1346 | 212.6405 | 244.1346 | 175.3257 | 236.4828 | 130.2892 | 202.714 | 204.3589 | 204.9887 | 168426.5851 | 10086.327 | 4228.743 | 68815.3991 | 33126.6661 | 14667.7804 | 5952.8732 | 5101.0188 | 4859.009 | 4626.5275 | 24171.1772 | 6256.3195 | 6890.5581 | 4583.0406 | 5960.6386 | 160294.9 | 21524.7136 | 10472.0165 | 70730.9186 | 40054.3695 | 21762.6965 | 15662.5478 | 7014.6224 | 9210.0948 | 10226.6691 | 27407.2793 | 11856.2643 | 13157.6259 | 7426.1012 | 9395.3369 | 159.9832 | 159.9832 | 159.9832 | 159.9832 | 159.9832 | 159.9832 | 159.9832 | 159.9832 | 159.9832 | 159.9832 | 159.9832 | 159.9832 | 159.9832 | 159.9832 | 159.9832 | 0.022454 | 7.4784e-08 | 7.4641e-14 | 0.0051909 | 0.0044605 | 1.1564e-08 | 1.8146e-06 | 4.61e-22 | 5.7279e-09 | 5.7653e-07 | 0.012435 | 2.2493e-09 | 6.5079e-08 | 1.8713e-18 | 1.5135e-07 | 0.022454 | 0.022454 | 0.022454 | 0.027644 | 0.032105 | 0.027644 | 0.032107 | 0.032105 | 0.032107 | 0.027645 | 0.034889 | 0.022454 | 0.027644 | 0.022454 | 0.022454
104 | 148597.3801 | 14957.2096 | 5774.2081 | 64110.6637 | 35834.3111 | 15082.9574 | 11436.406 | 2914.7646 | 5736.7411 | 7516.8987 | 25378.7266 | 7995.9981 | 9431.359 | 3829.5327 | 6789.0447 | n/a | 8831.8792 | 6439.9083 | 4228.1326 | 5156.2438 | 10855.8765 | 10141.5415 | 1975.5707 | 5211.593 | 8858.3723 | 4221.3572 | 5607.1565 | 7150.1082 | 4051.4546 | 6033.1477 | 217.7249 | 201.0488 | 201.0488 | 200.5437 | 228.8566 | 156.845 | 246.5045 | 215.5434 | 246.5045 | 178.9822 | 238.5118 | 134.7078 | 205.6627 | 206.9314 | 207.5506 | 169429.236 | 10030.2323 | 4278.1671 | 70286.4364 | 32928.7097 | 13086.1802 | 6195.5273 | 5035.9785 | 5002.8296 | 3948.9686 | 25171.7251 | 5715.8127 | 7136.7877 | 4678.6224 | 6122.0824 | 156237.1 | 18496.3055 | 10677.1754 | 68673.8391 | 37144.1 | 21964.1803 | 16091.7688 | 6986.7492 | 10050.8227 | 12684.5409 | 27312.0823 | 10798.2692 | 12926.5959 | 8679.5769 | 11762.93 | 79.73 | 79.73 | 79.73 | 79.73 | 133.97 | 79.73 | 133.97 | 133.97 | 133.97 | 79.73 | 79.73 | 79.73 | 79.73 | 79.73 | 79.73 | 0.0018403 | 5.1586e-06 | 6.6436e-16 | 0.0024956 | 0.012671 | 4.2588e-10 | 4.788e-08 | 2.546e-24 | 1.9761e-11 | 8.3502e-14 | 0.0022425 | 5.3554e-08 | 1.6347e-08 | 3.0932e-27 | 5.1308e-15 | 0.0018403 | 0.0018455 | 0.0018455 | 0.0043359 | 0.017007 | 0.0043359 | 0.017007 | 0.017007 | 0.017007 | 0.0043359 | 0.0040827 | 0.0018403 | 0.0043359 | 0.0018403 | 0.0018403
105 | 155822.5197 | 15667.2044 | 5922.5735 | 66969.3795 | 37338.3199 | 15628.4664 | 12004.922 | 3045.4165 | 6127.8838 | 7677.4955 | 26306.7457 | 8195.9267 | 10005.7603 | 4172.0196 | 7229.4952 | n/a | 8149.8594 | 6172.5567 | 5351.9316 | 8615.4948 | 9823.7374 | 8212.3295 | 1711.7005 | 4611.2737 | 6731.4595 | 4339.4004 | 7964.9796 | 6528.8006 | 3471.0977 | 4371.113 | 219.0511 | 201.6305 | 201.6305 | 198.8818 | 231.237 | 148.2333 | 251.4372 | 215.9983 | 251.4372 | 173.5721 | 244.5115 | 122.8945 | 205.266 | 208.3639 | 209.0726 | 170412.5093 | 10391.2367 | 4448.2872 | 68909.7474 | 29665.1925 | 14194.3823 | 5680.6674 | 5128.5144 | 4878.2683 | 4197.2938 | 25154.0452 | 6049.7652 | 7068.1435 | 4597.6851 | 5653.9796 | 163527.9 | 18244.4961 | 10534.1439 | 72088.279 | 37437.6874 | 23830.4196 | 13861.2969 | 6826.2149 | 9489.542 | 10918.0533 | 28271.5456 | 13837.7447 | 12592.1441 | 8052.1828 | 9851.1926 | 86.55 | 86.55 | 86.55 | 86.55 | 318.6208 | 86.55 | 318.6208 | 318.6208 | 318.6208 | 86.55 | 86.55 | 86.55 | 86.55 | 86.55 | 86.55 | 0.0022375 | 8.0822e-05 | 9.4419e-15 | 0.0020095 | 0.037734 | 2.7469e-11 | 0.00022968 | 7.5001e-22 | 6.3259e-09 | 2.6421e-09 | 0.0023758 | 1.0601e-13 | 1.3865e-06 | 1.3524e-20 | 1.6294e-08 | 0.0022375 | 0.0023183 | 0.0023183 | 0.004247 | 0.041981 | 0.004247 | 0.04221 | 0.041981 | 0.04221 | 0.004247 | 0.0046132 | 0.0022375 | 0.0042484 | 0.0022375 | 0.0022375
106 | 159311.4017 | 15984.9965 | 5852.7064 | 68373.6719 | 38071.285 | 16062.7387 | 12218.9256 | 3078.0714 | 6002.1033 | 8302.6619 | 26807.197 | 8531.8241 | 9779.6318 | 4160.2959 | 7431.4872 | n/a | 8981.0388 | 4233.5392 | 3870.5776 | 10003.143 | 9445.3022 | 8437.5859 | 2160.0757 | 3646.0201 | 7398.58 | 4170.1697 | 5800.5538 | 6670.8538 | 2511.9752 | 6703.3596 | 192.2492 | 176.0854 | 176.0854 | 170.6251 | 204.2858 | 117.0815 | 225.3403 | 188.4027 | 225.3403 | 143.4919 | 220.7799 | 90.6711 | 177.907 | 183.1035 | 183.8423 | 173024.6092 | 10058.3908 | 4201.3162 | 71627.1847 | 32535.0713 | 14085.5035 | 6317.1416 | 5004.5296 | 4865.0539 | 4428.1474 | 24991.0321 | 5790.0818 | 7231.1342 | 4626.6498 | 6282.9576 | 163442.7 | 18556.5296 | 8372.9554 | 72628.2622 | 41406.3143 | 22517.6057 | 14563.7275 | 7164.6053 | 8425.774 | 11791.3274 | 27931.0897 | 10612.8357 | 13639.5879 | 7120.525 | 11601.82 | 142.6475 | 142.6475 | 142.6475 | 142.6475 | 142.6475 | 142.6475 | 142.6475 | 142.6475 | 142.6475 | 142.6475 | 142.6475 | 142.6475 | 142.6475 | 142.6475 | 142.6475 | 0.022235 | 9.2831e-05 | 4.6505e-09 | 0.0036082 | 0.0024486 | 3.7414e-09 | 6.5723e-05 | 3.2166e-23 | 3.8387e-07 | 2.8455e-09 | 0.0084422 | 3.3664e-06 | 6.2942e-09 | 2.7792e-16 | 5.2877e-12 | 0.022235 | 0.022328 | 0.022328 | 0.025843 | 0.028292 | 0.025843 | 0.028358 | 0.028292 | 0.028358 | 0.025843 | 0.030677 | 0.022239 | 0.025843 | 0.022235 | 0.022235
107 | 154580.0542 | 15640.0886 | 5916.6696 | 66451.9024 | 36992.5492 | 15828.6224 | 12007.647 | 2980.7005 | 6207.3774 | 8330.9253 | 26375.614 | 8428.7266 | 9687.4318 | 4121.4544 | 7390.1894 | n/a | 10823.4134 | 5590.7381 | 4832.8473 | 10154.3874 | 8598.4228 | 6098.3253 | 1942.4476 | 4164.2127 | 8272.9541 | 3439.0377 | 6674.5971 | 7896.2673 | 4210.7495 | 4135.5791 | 210.4978 | 193.7435 | 193.7435 | 191.0541 | 222.2289 | 142.2398 | 241.6928 | 207.5457 | 241.6928 | 166.655 | 235.0615 | 117.8247 | 197.2155 | 200.2315 | 200.9144 | 170834.4844 | 10424.4226 | 4288.477 | 70734.0289 | 31967.1676 | 13731.4527 | 6569.3879 | 5168.0092 | 5155.6411 | 4410.3495 | 22936.2481 | 5848.8171 | 6085.8696 | 4661.5899 | 6141.0464 | 159382.3 | 19917.7104 | 8709.9895 | 72121.3175 | 41556.655 | 21799.9755 | 12566.3133 | 6945.9568 | 9314.4539 | 12326.5035 | 25495.0859 | 12350.3142 | 13086.837 | 8416.5394 | 10267.7255 | 140.25 | 140.25 | 140.25 | 140.25 | 140.25 | 140.25 | 140.25 | 140.25 | 140.25 | 140.25 | 352.5923 | 140.25 | 140.25 | 140.25 | 140.25 | 0.013377 | 1.2625e-06 | 9.7445e-10 | 0.001394 | 0.0007737 | 1.0002e-08 | 0.008661 | 2.9162e-23 | 2.4702e-08 | 2.7959e-10 | 0.11445 | 6.1807e-10 | 3.5655e-08 | 8.2943e-23 | 5.5239e-09 | 0.013377 | 0.013378 | 0.013378 | 0.014771 | 0.015545 | 0.014771 | 0.024206 | 0.015545 | 0.024206 | 0.014771 | 0.12783 | 0.013377 | 0.014771 | 0.013377 | 0.013377
108 | 159242.2414 | 15848.5129 | 5898.3036 | 68329.0786 | 38074.9175 | 16086.9272 | 12401.6727 | 3090.7013 | 6366.0748 | 8117.4362 | 26951.5749 | 8241.1933 | 10050.1298 | 4019.8065 | 7392.3722 | n/a | 11278.9567 | 4387.7663 | 4012.6922 | 8792.1052 | 10232.0529 | 9229.4038 | 1709.8077 | 3835.2951 | 6723.9624 | 4229.2213 | 5567.4965 | 5592.9953 | 2796.1833 | 4401.318 | 208.8274 | 192.0204 | 192.0204 | 188.7053 | 220.7503 | 138.3486 | 240.7657 | 205.651 | 240.7657 | 163.4555 | 234.5092 | 113.2416 | 195.1742 | 198.6922 | 199.3945 | 178761.4926 | 11013.5238 | 4343.3363 | 72692.9982 | 33534.8004 | 14545.1768 | 6258.6744 | 5208.1793 | 5044.7331 | 4882.4189 | 26345.8692 | 5947.8369 | 6776.167 | 4675.0805 | 5946.6399 | 162930.6 | 21490.7805 | 8731.1026 | 71197.2978 | 40173.6129 | 23192.3297 | 15152.7783 | 6521.887 | 8656.7281 | 11130.3813 | 28589.4905 | 11261.6333 | 12021.1623 | 6973.3638 | 10227.458 | 169.47 | 169.47 | 169.47 | 169.47 | 169.47 | 169.47 | 169.47 | 169.47 | 169.47 | 169.47 | 169.47 | 169.47 | 169.47 | 169.47 | 169.47 | 0.028948 | 5.4194e-08 | 7.1654e-10 | 0.0083078 | 0.0069683 | 7.6139e-10 | 2.4056e-05 | 9.1089e-20 | 1.3361e-06 | 1.9291e-08 | 0.0040708 | 2.8705e-08 | 1.6398e-05 | 9.679e-17 | 7.0012e-09 | 0.028948 | 0.028948 | 0.028948 | 0.037256 | 0.044224 | 0.037256 | 0.044248 | 0.044224 | 0.04425 | 0.037256 | 0.033019 | 0.028948 | 0.037272 | 0.028948 | 0.028948
109 | 156518.7662 | 15768.3067 | 5901.7395 | 67235.6384 | 37400.2417 | 15581.0524 | 12104.9793 | 3012.9296 | 6180.2322 | 7958.3496 | 26460.0294 | 8350.9151 | 9826.4768 | 4073.0011 | 7375.4032 | n/a | 11411.204 | 5589.4899 | 4562.0346 | 9098.2004 | 11096.6437 | 6791.7545 | 2039.9277 | 3821.856 | 6687.3787 | 3387.6936 | 5330.2798 | 6986.8392 | 4538.995 | 5257.3575 | 221.4413 | 204.3654 | 204.3654 | 203.4504 | 232.9396 | 157.809 | 251.3266 | 219.0689 | 251.3266 | 180.8733 | 243.3972 | 134.7448 | 208.8778 | 210.4943 | 211.1395 | 171724.642 | 11351.1313 | 4333.2712 | 69446.1119 | 33609.1127 | 13921.7969 | 6087.6773 | 5154.8237 | 5267.6875 | 4037.5159 | 27463.654 | 5828.078 | 6390.6884 | 4836.2697 | 5480.2366 | 162032.7 | 21835.9353 | 9913.6611 | 72313.3464 | 41986.1131 | 24603.9406 | 12596.7318 | 7180.7514 | 9009.3435 | 10416.8946 | 28348.916 | 11051.8578 | 13018.9276 | 9134.5647 | 10397.1941 | 133.9452 | 133.9452 | 133.9452 | 133.9452 | 133.9452 | 133.9452 | 133.9452 | 133.9452 | 133.9452 | 133.9452 | 133.9452 | 133.9452 | 133.9452 | 133.9452 | 133.9452 | 0.0089613 | 1.8069e-08 | 3.9082e-13 | 0.0020868 | 0.00079294 | 3.1376e-12 | 0.010559 | 4.2021e-24 | 8.3095e-08 | 2.192e-07 | 0.0026996 | 1.5311e-07 | 9.9959e-08 | 9.1129e-27 | 2.4256e-09 | 0.0089613 | 0.0089614 | 0.0089614 | 0.011048 | 0.011841 | 0.011048 | 0.0224 | 0.011841 | 0.0224 | 0.011048 | 0.011661 | 0.0089615 | 0.011048 | 0.0089613 | 0.0089613
110 | 157705.9507 | 16018.5806 | 5745.2683 | 67718.1567 | 37570.8354 | 16214.7722 | 11955.6047 | 3012.1903 | 5938.7866 | 8400.9896 | 26605.3637 | 8290.5204 | 9991.5997 | 4181.4181 | 7378.7027 | n/a | 8203.0041 | 6305.0478 | 3330.6679 | 6791.3244 | 11573.5883 | 5910.4428 | 1604.8278 | 2767.6566 | 7881.0062 | 4566.7963 | 6252.5433 | 4218.2107 | 3313.9218 | 4941.1045 | 205.2988 | 188.3738 | 188.3738 | 183.7135 | 217.6371 | 130.0277 | 238.8433 | 201.6395 | 238.8433 | 156.6284 | 233.3904 | 103.427 | 190.8449 | 195.4425 | 196.1866 | 176428.572 | 10335.6089 | 4262.7606 | 73471.1245 | 33735.6014 | 14695.9442 | 5265.181 | 5096.7849 | 4689.0806 | 4707.711 | 28975.956 | 5854.0756 | 6679.9367 | 4536.6477 | 6148.093 | 162050 | 16536.9772 | 8748.3726 | 73328.1666 | 38698.4 | 25805.9324 | 11578.8772 | 6529.2127 | 7456.7373 | 12418.7172 | 32125.6523 | 11813.0189 | 10677.1474 | 7802.0695 | 10782.1975 | 147.4454 | 147.4454 | 147.4454 | 147.4454 | 148.3893 | 147.4454 | 358.2649 | 148.3893 | 358.2649 | 147.4454 | 147.4454 | 147.4454 | 147.4454 | 147.4454 | 147.4454 | 0.019017 | 0.01251 | 1.4493e-10 | 0.0015435 | 0.015641 | 1.9104e-12 | 0.1103 | 1.1163e-20 | 2.5669e-05 | 2.9487e-10 | 1.3925e-05 | 2.9691e-09 | 0.0025596 | 2.4968e-19 | 3.013e-10 | 0.019017 | 0.031527 | 0.031527 | 0.02056 | 0.036201 | 0.02056 | 0.1465 | 0.036201 | 0.14652 | 0.02056 | 0.019031 | 0.019017 | 0.02312 | 0.019017 | 0.019017
111 | 154257.3798 | 15815.9083 | 5985.0126 | 66370.8988 | 36799.038 | 15561.259 | 11703.7458 | 2928.3363 | 5887.4788 | 8052.7222 | 26278.4021 | 8238.8305 | 9802.5593 | 3996.2029 | 6937.2379 | n/a | 9653.2378 | 5544.0217 | 4957.7587 | 7252.8372 | 10009.5124 | 8107.9072 | 1869.2803 | 4165.7521 | 5605.8982 | 5179.5482 | 7388.1959 | 8135.5655 | 3220.9106 | 5322.8937 | 209.7207 | 193.4512 | 193.4512 | 192.2454 | 220.7598 | 148.0076 | 238.5437 | 207.3439 | 238.5437 | 170.3154 | 231.203 | 125.6997 | 197.5723 | 199.3792 | 200.0032 | 165238.4911 | 9755.3092 | 4285.5166 | 64673.9209 | 30798.0329 | 14025.0672 | 5603.3314 | 5091.0481 | 4931.9821 | 4010.8291 | 25105.2567 | 5921.0831 | 5222.5539 | 4667.455 | 5944.1759 | 158871.6 | 19081.4469 | 9805.9382 | 67375.9 | 37670.2701 | 23755.6797 | 13692.5386 | 6960.3284 | 9097.7342 | 9353.2273 | 28803.1049 | 13293.879 | 11882.8398 | 7777.8656 | 11157.0696 | 143.3004 | 143.3004 | 143.3004 | 204.34 | 204.34 | 204.34 | 204.34 | 204.34 | 204.34 | 204.34 | 143.3004 | 204.34 | 204.34 | 143.3004 | 143.3004 | 0.015042 | 1.6294e-05 | 1.8563e-12 | 0.022843 | 0.01918 | 2.558e-11 | 0.00013744 | 5.3141e-24 | 6.9495e-09 | 6.9319e-05 | 0.0010383 | 1.9407e-12 | 8.6672e-06 | 6.4562e-21 | 7.8579e-13 | 0.015042 | 0.015058 | 0.015058 | 0.037885 | 0.057065 | 0.037885 | 0.057203 | 0.057065 | 0.057203 | 0.037954 | 0.01608 | 0.015042 | 0.037894 | 0.015042 | 0.015042
112 | 155016.7596 | 15799.1344 | 6028.7911 | 66640.0058 | 36985.6824 | 15522.3649 | 11523.9263 | 3081.218 | 5943.1391 | 8087.7986 | 26266.5203 | 8088.995 | 9897.9317 | 3862.538 | 7025.8808 | n/a | 11110.4194 | 5832.8328 | 4155.6881 | 9969.3013 | 10799.621 | 9011.4019 | 2206.4755 | 3632.6491 | 7973.013 | 4009.2038 | 5521.2664 | 8065.7163 | 3879.1441 | 4318.6909 | 222.0265 | 205.2325 | 205.2325 | 205.4547 | 233.0535 | 163.0924 | 250.2454 | 220.0842 | 250.2454 | 184.6577 | 241.7276 | 141.5271 | 210.2687 | 210.9631 | 211.5663 | 177739.1139 | 11006.3994 | 4031.2772 | 71469.6414 | 32566.7354 | 13573.882 | 6114.2349 | 5189.16 | 5131.7011 | 3900.2125 | 27812.9401 | 5521.9391 | 6504.2341 | 4756.0333 | 6159.3654 | 161729.3 | 22053.7188 | 9850.4101 | 68977 | 40815.7315 | 23325.903 | 15109.5368 | 6777.0302 | 8753.4502 | 11843.4255 | 28564.6318 | 10759.0055 | 14541.3504 | 8607.4774 | 9086.4442 | 107.862 | 107.862 | 107.862 | 124.7605 | 124.7605 | 124.7605 | 124.7605 | 124.7605 | 124.7605 | 124.7605 | 107.862 | 124.7605 | 124.7605 | 107.862 | 107.862 | 0.004061 | 1.1838e-08 | 2.2008e-12 | 0.011831 | 0.0014649 | 6.6389e-11 | 1.1991e-06 | 3.4825e-21 | 5.4154e-08 | 5.0714e-10 | 0.0014474 | 1.1824e-07 | 3.2997e-10 | 1.7423e-26 | 2.6966e-07 | 0.004061 | 0.004061 | 0.004061 | 0.015892 | 0.017357 | 0.015892 | 0.017359 | 0.017357 | 0.017359 | 0.015892 | 0.0055084 | 0.0040611 | 0.015892 | 0.004061 | 0.0040612
113 | 157195.4046 | 15766.6615 | 6001.1892 | 67528.5963 | 37526.2904 | 15840.1096 | 12079.8686 | 2929.3793 | 6080.7652 | 8136.0973 | 26740.1613 | 8351.7065 | 10091.521 | 4150.5018 | 7147.3895 | n/a | 9250.1132 | 4199.3971 | 3436.6395 | 7596.8908 | 10781.7245 | 7486.911 | 1465.9351 | 3331.211 | 8017.3478 | 3315.3324 | 4850.2168 | 4980.6167 | 2785.8994 | 5593.7394 | 229.1089 | 213.027 | 213.027 | 217.6044 | 238.5734 | 186.8616 | 251.5691 | 228.7697 | 251.5691 | 203.1632 | 240.6142 | 170.5601 | 220.177 | 217.3588 | 217.8148 | 173727.3241 | 10943.9306 | 4392.6826 | 69682.2575 | 32522.8253 | 13471.7309 | 5793.0466 | 5038.5007 | 4850.1698 | 4128.8557 | 25044.6072 | 5572.5751 | 6088.7595 | 4651.449 | 6287.4372 | 164247.1 | 19798.6438 | 8509.3797 | 70379.3 | 38767.2 | 23481.3746 | 13208.4576 | 6504.4358 | 8115.2808 | 11636.3036 | 27176.9396 | 10160.611 | 10829.3763 | 6916.5337 | 11852.1767 | 106.04 | 106.04 | 106.04 | 109.205 | 151.91 | 109.205 | 151.91 | 151.91 | 151.91 | 109.205 | 240.6538 | 109.205 | 109.205 | 106.04 | 106.04 | 0.0034732 | 2.4877e-06 | 7.4925e-09 | 0.0082267 | 0.014175 | 1.4961e-10 | 0.0017933 | 1.6193e-21 | 2.7333e-06 | 1.9241e-09 | 0.022728 | 9.7342e-06 | 0.0021414 | 2.1592e-15 | 1.0406e-13 | 0.0034732 | 0.0034757 | 0.0034757 | 0.0117 | 0.025875 | 0.0117 | 0.027668 | 0.025875 | 0.027671 | 0.0117 | 0.026202 | 0.0034829 | 0.013841 | 0.0034732 | 0.0034732
114 | 155516.9839 | 15301.0199 | 5684.0615 | 66845.2202 | 37305.1853 | 15657.4088 | 11978.5276 | 3132.2943 | 6125.4273 | 7974.2153 | 26503.3686 | 8249.6554 | 9822.5819 | 4280.1201 | 6791.8229 | n/a | 9537.7714 | 5655.6741 | 4034.3852 | 10273.3908 | 9574.2673 | 6705.4998 | 1463.1893 | 5347.3686 | 7779.2371 | 5028.8729 | 6061.0377 | 7511.8082 | 3487.3917 | 7602.7447 | 244.2795 | 227.0363 | 227.0363 | 231.5812 | 254.5185 | 197.8014 | 268.741 | 243.7893 | 268.741 | 215.6418 | 257.2278 | 179.9609 | 234.509 | 231.7771 | 232.2761 | 171360.4224 | 11215.6359 | 4277.8575 | 68308.7579 | 30734.9849 | 14071.1055 | 6158.2042 | 5013.6841 | 4925.4532 | 4359.0525 | 24106.7712 | 6026.3994 | 6023.4214 | 4639.2049 | 6049.7285 | 160846.7 | 20548.7073 | 9898.2316 | 68531.8 | 38447.9326 | 23472.1728 | 12601.904 | 5736.1303 | 10017.8218 | 12058.4896 | 27383.2 | 11994.0371 | 13266.0295 | 7923.3685 | 13295.4732 | 151.211 | 151.211 | 151.211 | 174.6941 | 174.6941 | 174.6941 | 174.6941 | 174.6941 | 174.6941 | 174.6941 | 163.294 | 174.6941 | 174.6941 | 151.211 | 151.211 | 0.0097851 | 8.9165e-08 | 3.8388e-14 | 0.016372 | 0.015331 | 7.6721e-11 | 0.0071968 | 2.4346e-15 | 5.3867e-10 | 7.8359e-11 | 0.011835 | 9.6191e-10 | 3.6145e-08 | 4.8675e-19 | 5.7203e-19 | 0.0097851 | 0.0097852 | 0.0097852 | 0.026157 | 0.041488 | 0.026157 | 0.048685 | 0.041488 | 0.048685 | 0.026157 | 0.02162 | 0.0097851 | 0.026157 | 0.0097851 | 0.0097851
115 | 154986.2542 | 15455.2549 | 5590.0709 | 66604.0726 | 37062.228 | 15701.3616 | 11947.7933 | 3217.2423 | 5918.9195 | 7913.4429 | 26192.3789 | 8381.6539 | 9898.0032 | 4101.5565 | 7058.1679 | n/a | 10495.0275 | 5834.6712 | 2651.7065 | 8442.4263 | 9810.9617 | 8820.8356 | 2158.2647 | 5533.0292 | 9310.5976 | 4402.0424 | 6496.4675 | 6559.8802 | 3056.0009 | 3841.1478 | 234.7614 | 218.2811 | 218.2811 | 222.9659 | 244.4618 | 191.4483 | 257.7841 | 234.4117 | 257.7841 | 208.1595 | 246.5617 | 174.737 | 225.6051 | 222.7218 | 223.1893 | 168399.6623 | 9750.0412 | 4352.6238 | 66258.5316 | 31494.6544 | 14580.9363 | 5552.787 | 5291.4092 | 4771.0195 | 4044.3651 | 27552.2275 | 6187.055 | 6753.8133 | 4570.8317 | 6011.2592 | 159449.3 | 20245.0687 | 10187.295 | 67150.2381 | 39230.6807 | 24169.098 | 14368.1226 | 7449.6739 | 10298.5487 | 13344.5627 | 29303.0313 | 12471.1225 | 13208.7935 | 7444.9326 | 9852.407 | 164.2749 | 164.2749 | 164.2749 | 273.1058 | 273.1058 | 273.1058 | 273.1058 | 273.1058 | 273.1058 | 273.1058 | 164.2749 | 273.1058 | 273.1058 | 164.2749 | 164.2749 | 0.016748 | 3.1467e-07 | 1.8176e-15 | 0.028728 | 0.006248 | 1.5393e-11 | 4.5924e-05 | 5.0025e-23 | 2.7828e-11 | 8.7352e-14 | 0.00043156 | 2.5637e-10 | 6.8319e-08 | 2.5058e-18 | 4.2438e-09 | 0.016748 | 0.016749 | 0.016749 | 0.045476 | 0.051724 | 0.045476 | 0.05177 | 0.051724 | 0.05177 | 0.045476 | 0.01718 | 0.016748 | 0.045476 | 0.016748 | 0.016748
116 | 153815.9754 | 15747.4206 | 6218.4299 | 66148.9923 | 36831.979 | 15567.594 | 11747.0936 | 3033.5802 | 6042.9467 | 7933.4213 | 26164.6574 | 8328.4339 | 9964.7519 | 3997.9504 | 7220.6859 | n/a | 9026.6407 | 6256.1972 | 3472.0538 | 7872.723 | 9268.9085 | 6619.7175 | 2121.4679 | 3753.2919 | 7785.4648 | 3281.7128 | 6740.7746 | 5473.7673 | 4224.4655 | 5608.1311 | 225.1947 | 208.378 | 208.378 | 209.3595 | 236.0462 | 168.648 | 252.6585 | 223.5142 | 252.6585 | 189.4861 | 243.6426 | 147.8098 | 213.8257 | 213.9154 | 214.4983 | 166085.6054 | 10234.0058 | 4400.6379 | 65133.3142 | 28287.1186 | 14071.7445 | 5807.5636 | 5281.9565 | 5033.2554 | 4232.0246 | 24896.8558 | 5659.3332 | 6992.7511 | 4544.4208 | 6180.1153 | 158318 | 19026.7411 | 10598.7351 | 65873.968 | 35211.3416 | 22529.653 | 12412.9811 | 7345.8243 | 8786.5473 | 11940.0893 | 26803.1687 | 12400.1078 | 11830.9184 | 8758.9863 | 11788.2464 | 156.01 | 156.01 | 156.01 | 314.0393 | 354.0693 | 314.0393 | 354.0693 | 354.0693 | 354.0693 | 314.0393 | 189.3678 | 314.0393 | 314.0393 | 156.01 | 156.01 | 0.01595 | 1.5229e-05 | 1.5462e-13 | 0.043201 | 0.1397 | 6.1049e-10 | 0.0061577 | 1.0404e-24 | 9.2421e-08 | 1.0359e-10 | 0.016632 | 2.4678e-10 | 2.3276e-05 | 9.6143e-26 | 2.9421e-13 | 0.01595 | 0.015965 | 0.015965 | 0.059151 | 0.19885 | 0.059151 | 0.20501 | 0.19885 | 0.20501 | 0.059151 | 0.032582 | 0.01595 | 0.059174 | 0.01595 | 0.01595
117 | 157415.1805 | 15906.8502 | 5888.323 | 67622.2276 | 37652.8126 | 15751.3387 | 12129.5708 | 2949.3278 | 6067.3498 | 8205.4195 | 26726.1462 | 8203.9513 | 10196.7243 | 4036.9833 | 7585.931 | n/a | 10372.6378 | 5319.5264 | 4178.7115 | 8722.0864 | 8536.8904 | 8004.973 | 2077.7193 | 4476.0645 | 5200.813 | 3531.3668 | 6818.453 | 5985.1506 | 4783.029 | 5301.9223 | 204.9126 | 188.4151 | 188.4151 | 185.1427 | 216.6206 | 135.6718 | 236.282 | 201.7883 | 236.282 | 160.3348 | 230.1525 | 111.0089 | 191.5011 | 194.9689 | 195.6588 | 173017.7295 | 10618.0408 | 4336.3422 | 71338.707 | 30929.1501 | 14196.4572 | 5699.0415 | 5193.3516 | 4703.0412 | 4064.8304 | 25513.9666 | 5875.8273 | 6918.3373 | 4729.5131 | 6192.9879 | 162203.3634 | 19078.1786 | 9558.2686 | 71646.6522 | 38807.9365 | 21985.8476 | 13582.1145 | 7229.0709 | 9057.2056 | 8613.6433 | 27290.7 | 12598.7803 | 12752.8879 | 9273.3421 | 11494.9102 | 138.488 | 138.488 | 138.488 | 138.488 | 145.5677 | 138.488 | 145.5677 | 145.5677 | 145.5677 | 138.488 | 199.74 | 138.488 | 138.488 | 138.488 | 138.488 | 0.014324 | 2.1367e-05 | 3.2852e-12 | 0.0040346 | 0.015308 | 4.764e-09 | 0.00074092 | 3.528e-25 | 3.079e-08 | 0.0054428 | 0.018883 | 4.0017e-11 | 1.8887e-06 | 7.6945e-28 | 3.3843e-11 | 0.014324 | 0.014346 | 0.014346 | 0.018359 | 0.033667 | 0.018359 | 0.034408 | 0.033667 | 0.034408 | 0.023802 | 0.033207 | 0.014324 | 0.018361 | 0.014324 | 0.014324
118 | 152378.6406 | 15272.9485 | 5577.7554 | 65600.1325 | 36520.0749 | 15492.2755 | 11848.6416 | 3072.5965 | 6234.1028 | 7859.9657 | 26037.3365 | 8145.7942 | 9686.958 | 4060.2777 | 7023.0355 | n/a | 11293.6753 | 6208.5372 | 3999.1825 | 9426.549 | 10870.3878 | 6906.3902 | 2318.2979 | 3768.2839 | 8280.9921 | 4471.8564 | 7819.7789 | 8369.0157 | 3752.2042 | 5937.0023 | 213.9302 | 196.8834 | 196.8834 | 194.0824 | 225.8824 | 144.2705 | 245.7375 | 210.9041 | 245.7375 | 169.1764 | 239.0318 | 119.3647 | 200.3816 | 203.5017 | 204.1984 | 175967.0898 | 9353.7509 | 4251.1591 | 73350.0993 | 33259.5711 | 15061.9256 | 5658.0012 | 4971.7192 | 4605.8859 | 4240.2831 | 26008.7677 | 5931.5968 | 7297.5938 | 4547.6943 | 5966.1305 | 158414.2 | 19343.4988 | 9238.569 | 70126.3752 | 39628.6453 | 24359.4475 | 12399.4915 | 7241.1171 | 8265.6698 | 12510.8752 | 27083.4 | 12188.9098 | 15419.2095 | 7939.3986 | 11575.6327 | 115.5814 | 115.5814 | 115.5814 | 115.5814 | 115.5814 | 115.5814 | 115.5814 | 115.5814 | 115.5814 | 115.5814 | 127.1432 | 115.5814 | 115.5814 | 115.5814 | 115.5814 | 0.0058297 | 1.648e-06 | 9.4565e-13 | 0.00273 | 0.0026522 | 4.1063e-12 | 0.0086712 | 1.1124e-23 | 3.4984e-06 | 3.5104e-12 | 0.0090336 | 1.847e-10 | 2.5656e-12 | 4.2753e-21 | 1.5605e-13 | 0.0058297 | 0.0058314 | 0.0058314 | 0.0085597 | 0.011212 | 0.0085597 | 0.019883 | 0.011212 | 0.019887 | 0.0085597 | 0.014863 | 0.0058297 | 0.0085597 | 0.0058297 | 0.0058297
119 | 149120.6238 | 15297.3643 | 5619.4725 | 64309.2871 | 35689.9871 | 14988.8718 | 11348.5292 | 2845.2767 | 5870.2573 | 7816.5438 | 25293.7104 | 7803.4008 | 9545.6464 | 3738.4037 | 6657.8942 | n/a | 9463.1226 | 6951.8947 | 4416.1271 | 8899.7791 | 9269.1456 | 10699.7658 | 1659.2269 | 4667.0896 | 8221.0164 | 4214.2372 | 7282.9399 | 7927.1809 | 3797.8151 | 4775.6717 | 224.7246 | 207.6132 | 207.6132 | 207.4434 | 236.0593 | 163.3888 | 253.8909 | 222.6075 | 253.8909 | 185.7564 | 245.4661 | 141.0212 | 212.5333 | 213.557 | 214.1827 | 173995.3895 | 10011.3162 | 4491.6275 | 72325.8519 | 32121.388 | 14667.758 | 6019.7172 | 5055.7529 | 4968.1508 | 4492.8676 | 25425.1674 | 5745.8145 | 6542.843 | 4636.5133 | 6190.8514 | 153273.4 | 18012.0388 | 11358.4222 | 68751.9021 | 37834.5671 | 22669.2036 | 15660.883 | 6671.2799 | 9102.8404 | 11713.184 | 26007.6 | 12761.7543 | 14212.3239 | 8394.2284 | 10920.6231 | 160.3929 | 160.3929 | 160.3929 | 160.3929 | 160.3929 | 160.3929 | 160.3929 | 160.3929 | 160.3929 | 160.3929 | 173.84 | 160.3929 | 160.3929 | 160.3929 | 160.3929 | 0.018468 | 4.9295e-05 | 1.0157e-18 | 0.0027205 | 0.005938 | 4.5101e-11 | 1.1883e-07 | 1.7243e-23 | 5.9622e-09 | 1.3364e-10 | 0.014346 | 8.3029e-13 | 1.5092e-10 | 8.063e-27 | 2.1557e-13 | 0.018468 | 0.018517 | 0.018517 | 0.021188 | 0.027126 | 0.021188 | 0.027126 | 0.027126 | 0.027126 | 0.021188 | 0.032814 | 0.018468 | 0.021188 | 0.018468 | 0.018468
120 | 156958.6562 | 15753.5708 | 5940.61 | 67413.6685 | 37546.8432 | 16181.5077 | 12210.773 | 3003.7566 | 6205.4604 | 8724.3172 | 26705.9725 | 8664.1205 | 9916.5085 | 4025.1989 | 6960.2111 | n/a | 11377.241 | 6492.8959 | 5094.2127 | 9854.9156 | 10482.4383 | 7373.7382 | 1523.5196 | 3658.4227 | 9521.898 | 3056.4373 | 6887.7145 | 6685.6304 | 3522.0897 | 3667.763 | 218.5464 | 202.2772 | 202.2772 | 203.4077 | 228.9992 | 164.4289 | 244.9269 | 216.9836 | 244.9269 | 184.4083 | 236.0885 | 144.4495 | 207.6441 | 207.5864 | 208.1453 | 173674.8088 | 9051.4108 | 3971.6942 | 72664.8533 | 31425.9046 | 14381.0638 | 6360.4082 | 5076.3751 | 5113.5481 | 4424.9506 | 24636.849 | 5829.352 | 6997.334 | 4711.1975 | 5850.4782 | 161494.7 | 18750.0352 | 10379.6901 | 71786.0202 | 40154.5202 | 23028.2792 | 13673.6464 | 6467.3948 | 8725.1708 | 12549.6256 | 26245.0863 | 12279.0664 | 12916.6644 | 8175.3873 | 9383.8412 | 152.5948 | 152.5948 | 152.5948 | 152.5948 | 152.5948 | 152.5948 | 152.5948 | 152.5948 | 152.5948 | 152.5948 | 354.1328 | 152.5948 | 152.5948 | 152.5948 | 152.5948 | 0.016586 | 3.0307e-05 | 3.0806e-14 | 0.0032374 | 0.0043925 | 1.599e-09 | 0.00073969 | 1.8961e-20 | 3.602e-07 | 1.3938e-09 | 0.083398 | 3.9973e-09 | 2.4218e-07 | 1.3722e-22 | 2.9211e-08 | 0.016586 | 0.016616 | 0.016616 | 0.019823 | 0.024215 | 0.019823 | 0.024955 | 0.024215 | 0.024955 | 0.019823 | 0.099984 | 0.016586 | 0.019823 | 0.016586 | 0.016586
121 | 160375.8497 | 16111.3759 | 6058.976 | 68754.4375 | 38239.5943 | 16289.9051 | 12029.4452 | 3046.9401 | 6110.2026 | 8503.4038 | 27132.0859 | 8752.8402 | 10194.8561 | 4056.1141 | 7433.2413 | n/a | 9504.5276 | 5170.7999 | 4421.939 | 7809.2669 | 9533.8291 | 8109.3708 | 1923.1851 | 3511.7961 | 8270.5167 | 4828.0683 | 5346.8084 | 7851.4217 | 3666.6626 | 5288.4493 | 203.6079 | 188.3139 | 188.3139 | 188.8899 | 213.5563 | 151.152 | 228.916 | 201.9693 | 228.916 | 170.4189 | 220.9194 | 131.8852 | 193.0995 | 193.4338 | 193.9727 | 176704.6993 | 10614.9531 | 4271.1613 | 72514.8862 | 33501.4836 | 13202.2578 | 5906.1157 | 5159.5635 | 5074.5457 | 3829.0017 | 28355.6339 | 5744.9299 | 6725.4534 | 4612.6773 | 5832.4112 | 167840.1371 | 19805.9807 | 9288.2612 | 73453.163 | 39796.9 | 22038.9752 | 13829.5865 | 7068.7486 | 8441.1418 | 11767.4067 | 31617.6022 | 10726.7383 | 14296.5751 | 8157.9398 | 11076.3604 | 89.1822 | 89.1822 | 89.1822 | 89.1822 | 111.8629 | 89.1822 | 111.8629 | 111.8629 | 111.8629 | 89.1822 | 89.1822 | 89.1822 | 89.1822 | 89.1822 | 89.1822 | 0.0029705 | 6.8151e-06 | 9.8455e-11 | 0.0028048 | 0.011077 | 2.6446e-08 | 0.00027157 | 4.2588e-23 | 7.2289e-07 | 1.1759e-08 | 7.1204e-05 | 6.8813e-06 | 4.6509e-09 | 3.3719e-22 | 9.375e-11 | 0.0029705 | 0.0029773 | 0.0029773 | 0.0057753 | 0.016853 | 0.0057754 | 0.017124 | 0.016853 | 0.017125 | 0.0057754 | 0.0030417 | 0.0029774 | 0.0057753 | 0.0029705 | 0.0029705
122 | 152952.4298 | 15675.91 | 5778.2477 | 65822.9066 | 36542.184 | 15358.7797 | 11738.3459 | 2891.6974 | 6142.6713 | 7877.296 | 25933.6974 | 8098.0117 | 9705.7802 | 3980.3672 | 7001.9868 | n/a | 8528.8847 | 5487.3627 | 4693.0828 | 8407.4248 | 8071.9798 | 6724.4777 | 1926.8533 | 4101.6019 | 6992.0821 | 3876.7931 | 6453.9833 | 5245.2219 | 3211.2001 | 4090.4712 | 231.2914 | 213.7637 | 213.7637 | 213.8806 | 242.829 | 169.4086 | 260.8634 | 229.2242 | 260.8634 | 192.0306 | 252.0472 | 146.7865 | 218.9586 | 219.7752 | 220.4079 | 171948.8049 | 10344.8108 | 4306.6175 | 70324.4029 | 32833.7316 | 14083.2275 | 6714.5349 | 5264.114 | 5126.9353 | 4980.869 | 25319.293 | 6027.759 | 6990.0816 | 4677.2388 | 6212.2153 | 157567.8 | 18798.5955 | 9793.9802 | 69177.249 | 38382.7196 | 21199.7073 | 12831.0758 | 7190.9673 | 9151.5372 | 11283.4511 | 26780 | 12215.7423 | 11240.9035 | 7410.6389 | 10129.6864 | 157.1435 | 157.1435 | 157.1435 | 157.1435 | 157.1435 | 157.1435 | 157.1435 | 157.1435 | 157.1435 | 157.1435 | 162.1091 | 157.1435 | 157.1435 | 157.1435 | 157.1435 | 0.014607 | 2.1503e-05 | 2.2058e-13 | 0.0057385 | 0.0081206 | 8.8546e-09 | 0.0018137 | 9.5775e-26 | 3.3474e-08 | 1.7661e-09 | 0.012096 | 1.1522e-10 | 7.3736e-05 | 3.0072e-19 | 5.4332e-10 | 0.014607 | 0.014628 | 0.014628 | 0.020345 | 0.028466 | 0.020345 | 0.03028 | 0.028466 | 0.03028 | 0.020345 | 0.026703 | 0.014607 | 0.020419 | 0.014607 | 0.014607
123 | 152107.1097 | 15251.0627 | 5896.9186 | 65489.2362 | 36382.4809 | 15254.855 | 11698.69 | 2898.5506 | 5920.0986 | 8131.122 | 25914.92 | 7935.4376 | 9773.0359 | 3997.7869 | 7269.876 | n/a | 11219.552 | 6117.1817 | 3614.0103 | 7373.1897 | 8949.9363 | 7862.4911 | 1897.4571 | 5038.1627 | 8114.1963 | 4275.5899 | 4661.7409 | 7927.4853 | 3522.2822 | 5330.1139 | 228.3597 | 211.1569 | 211.1569 | 211.6303 | 239.5935 | 168.7897 | 257.0087 | 226.4558 | 257.0087 | 190.6351 | 248.126 | 146.9444 | 216.4468 | 216.962 | 217.573 | 170458.0196 | 10096.6663 | 3892.5961 | 68171.5242 | 32724.2605 | 13608.9066 | 5947.8982 | 5032.1621 | 5065.7114 | 4044.4355 | 26188.9446 | 6005.3853 | 6897.0544 | 4605.8921 | 6044.4378 | 157682.1 | 21081.1183 | 9924.6778 | 67331.5 | 38530.5182 | 21835.0429 | 13777.3573 | 6929.6192 | 10065.2741 | 12083.1317 | 26830.6 | 10018.8262 | 13352.7372 | 7781.3744 | 11333.1516 | 133.3372 | 133.3372 | 133.3372 | 150.16 | 150.16 | 150.16 | 150.16 | 150.16 | 150.16 | 150.16 | 149.7073 | 150.16 | 150.16 | 133.3372 | 133.3372 | 0.0077396 | 1.9897e-08 | 3.4591e-13 | 0.014877 | 0.0061419 | 1.1509e-09 | 0.00010593 | 3.2054e-24 | 8.5907e-11 | 2.1754e-10 | 0.010895 | 1.6319e-06 | 1.9393e-08 | 6.425e-21 | 5.792e-12 | 0.0077396 | 0.0077396 | 0.0077396 | 0.022617 | 0.028759 | 0.022617 | 0.028865 | 0.028759 | 0.028865 | 0.022617 | 0.018635 | 0.0077412 | 0.022617 | 0.0077396 | 0.0077396
124 | 157732.5093 | 15990.1231 | 6205.9405 | 67734.1582 | 37767.6083 | 15571.0923 | 11959.6114 | 3041.606 | 6349.7949 | 8257.7386 | 26870.2787 | 7917.9942 | 10058.5098 | 4093.9943 | 7325.0983 | n/a | 11557.4351 | 6443.4335 | 4707.7444 | 7370.2657 | 7311.4561 | 7813.8692 | 1842.6876 | 5326.1508 | 6492.0191 | 3176.4275 | 6683.0493 | 8744.4154 | 3723.018 | 4948.813 | 196.1335 | 180.2036 | 180.2036 | 176.586 | 207.5535 | 127.7868 | 226.9022 | 192.9572 | 226.9022 | 152.0575 | 221.277 | 103.5161 | 182.9393 | 186.6531 | 187.332 | 174080.4643 | 9730.626 | 4303.3172 | 70591.5366 | 33584.7221 | 14080.9896 | 5587.6295 | 5009.895 | 4928.4298 | 4669.777 | 27029.3192 | 5928.1245 | 6167.9402 | 4603.6748 | 6128.5017 | 162535.5 | 21137.3612 | 10670.5506 | 71664.8809 | 39809.3878 | 21105.9458 | 13234.2987 | 6803.2826 | 10164.1806 | 10949.2961 | 27665.2 | 12537.1737 | 14302.9556 | 7704.6928 | 11005.4147 | 132.46 | 132.46 | 132.46 | 132.46 | 132.46 | 132.46 | 132.46 | 132.46 | 132.46 | 132.46 | 152.27 | 132.46 | 132.46 | 132.46 | 132.46 | 0.014185 | 1.9917e-07 | 8.7882e-14 | 0.0042885 | 0.0072099 | 2.3898e-08 | 0.001153 | 8.916e-22 | 1.4426e-09 | 1.1279e-07 | 0.013611 | 6.2727e-12 | 2.1361e-09 | 1.2034e-19 | 5.6962e-11 | 0.014185 | 0.014185 | 0.014185 | 0.018473 | 0.025683 | 0.018474 | 0.026836 | 0.025683 | 0.026836 | 0.018474 | 0.027796 | 0.014185 | 0.018473 | 0.014185 | 0.014185
125 | 148945.1817 | 14975.7208 | 5610.1389 | 64249.9299 | 35725.9308 | 15064.9168 | 11303.011 | 2906.2695 | 5714.7027 | 7828.5396 | 25457.2644 | 7898.7981 | 9575.1331 | 4085.9527 | 6868.4314 | n/a | 11941.6931 | 6528.7535 | 3593.9048 | 9891.6406 | 9076.5743 | 8414.2198 | 1671.0831 | 4931.9048 | 9886.1065 | 4195.5296 | 7399.6118 | 8237.5867 | 3915.1051 | 5111.0862 | 182.1052 | 166.5391 | 166.5391 | 160.4779 | 193.8982 | 107.1073 | 214.8119 | 178.1212 | 214.8119 | 133.3411 | 210.9348 | 80.8735 | 167.8652 | 173.5103 | 174.2442 | 176897.3708 | 10903.7399 | 4216.8416 | 72070.2345 | 33512.6841 | 13963.6494 | 5708.1429 | 4985.9615 | 4771.312 | 4171.3609 | 26414.1881 | 5831.9912 | 6491.488 | 4677.6847 | 5826.6413 | 156161.1 | 21615.833 | 10736.495 | 67101.2 | 38697.4942 | 21783.5237 | 13481.6627 | 6543.4446 | 9072.9168 | 13150.4675 | 26621.6 | 12881.9029 | 13081.966 | 8120.3899 | 10217.831 | 74.6482 | 74.6482 | 74.6482 | 75.4133 | 75.4133 | 75.4133 | 75.4133 | 75.4133 | 75.4133 | 75.4133 | 94.9 | 75.4133 | 75.4133 | 74.6482 | 74.6482 | 0.0024672 | 1.9318e-09 | 5.8205e-17 | 0.0075255 | 0.0028234 | 6.4145e-10 | 6.3873e-05 | 5.1998e-22 | 2.0896e-09 | 1.1261e-13 | 0.0072844 | 9.9054e-13 | 1.9424e-08 | 9.981e-22 | 1.0356e-10 | 0.0024672 | 0.0024672 | 0.0024672 | 0.0099926 | 0.012816 | 0.0099926 | 0.01288 | 0.012816 | 0.01288 | 0.0099926 | 0.0097515 | 0.0024672 | 0.0099927 | 0.0024672 | 0.0024672
126 | 156051.8702 | 16080.109 | 5960.7737 | 67049.2178 | 37218.1528 | 15743.6058 | 11620.1671 | 3044.9662 | 5755.6716 | 7918.6111 | 26218.102 | 8231.8395 | 9884.8903 | 3914.7844 | 7392.7375 | n/a | 9727.62 | 5210.1509 | 3995.0756 | 8124.7694 | 9641.0441 | 5836.1002 | 1660.2478 | 4127.1452 | 8807.1125 | 3870.3223 | 4976.6524 | 6239.3007 | 3504.0393 | 4279.7315 | 213.5917 | 196.2309 | 196.2309 | 192.2463 | 226.0481 | 138.9689 | 247.1682 | 210.1154 | 247.1682 | 165.4616 | 241.0648 | 112.4762 | 199.1899 | 203.2709 | 204.012 | 168450.4317 | 10025.3421 | 4227.7966 | 68873.9335 | 30260.7127 | 14630.083 | 5780.5744 | 5205.2476 | 4652.2601 | 4964.9986 | 25557.9443 | 5953.8801 | 6637.5527 | 4565.5634 | 6002.5245 | 160543.1 | 18473.8621 | 9379.8475 | 71551.027 | 37722.6 | 24105.2272 | 11616.6746 | 6865.4954 | 8779.4052 | 13616.6111 | 27760.7666 | 10920.1324 | 12640.5534 | 8069.6027 | 8646.014 | 149.5106 | 149.5106 | 149.5106 | 149.5106 | 243.45 | 149.5106 | 360.7967 | 243.45 | 360.7967 | 149.5106 | 149.5106 | 149.5106 | 149.5106 | 149.5106 | 149.5106 | 0.016748 | 0.00014678 | 2.1323e-11 | 0.0029468 | 0.026571 | 2.1352e-11 | 0.041725 | 4.6241e-22 | 1.2226e-08 | 2.3842e-14 | 0.004387 | 1.3551e-07 | 6.2081e-07 | 3.468e-23 | 4.032e-05 | 0.016748 | 0.016895 | 0.016895 | 0.019695 | 0.046266 | 0.019695 | 0.087991 | 0.046266 | 0.087991 | 0.019695 | 0.021135 | 0.016748 | 0.019696 | 0.016748 | 0.016789
127 | 155445.9945 | 15524.5253 | 5588.637 | 66820.8602 | 37212.7712 | 15560.9074 | 12046.9157 | 3097.3189 | 6247.0535 | 7746.6656 | 26140.5092 | 8165.894 | 9828.3519 | 3935.192 | 7151.4378 | n/a | 10800.5985 | 5916.9933 | 5141.9428 | 7790.9953 | 10209.3134 | 10292.5199 | 2208.2263 | 3746.7577 | 8446.3381 | 3938.8577 | 7664.9468 | 6505.7473 | 3238.5891 | 5530.9358 | 212.7756 | 196.0765 | 196.0765 | 194.1821 | 224.2709 | 147.2981 | 243.0461 | 210.1072 | 243.0461 | 170.8494 | 235.9327 | 123.7467 | 199.9563 | 202.3349 | 202.9937 | 176352.7412 | 10499.382 | 4086.6688 | 71044.7853 | 31509.7797 | 15344.5331 | 5818.3821 | 5068.3027 | 4952.0304 | 4677.9246 | 26185.9944 | 5790.361 | 6067.8292 | 4619.3634 | 6119.8996 | 162323.5 | 19619.265 | 9914.3621 | 73292.4531 | 38122.2 | 25259.4466 | 15996.827 | 7189.929 | 8651.6881 | 12898.9628 | 29022.852 | 13386.2078 | 12300.6764 | 6416.0271 | 10229.61 | 100.4115 | 100.4115 | 100.4115 | 100.4115 | 174.09 | 100.4115 | 174.09 | 174.09 | 174.09 | 100.4115 | 100.4115 | 100.4115 | 100.4115 | 100.4115 | 100.4115 | 0.0037191 | 1.8311e-06 | 1.1237e-14 | 0.00086688 | 0.018715 | 5.3693e-13 | 6.8371e-07 | 4.0479e-23 | 6.557e-07 | 2.0001e-13 | 0.00059962 | 7.1426e-13 | 1.8251e-06 | 1.1094e-14 | 1.0491e-09 | 0.0037191 | 0.0037209 | 0.0037209 | 0.004586 | 0.023301 | 0.004586 | 0.023302 | 0.023301 | 0.023302 | 0.004586 | 0.0043187 | 0.0037191 | 0.0045878 | 0.0037191 | 0.0037191
128 | 150752.2626 | 15234.324 | 5866.1477 | 64947.5379 | 36087.6987 | 15529.6087 | 11254.1543 | 2903.1847 | 5567.1055 | 7858.0184 | 25523.4459 | 8328.1988 | 9680.5567 | 4104.2126 | 6875.6883 | n/a | 9367.5953 | 4466.1907 | 5216.1596 | 5822.3907 | 9104.9937 | 6726.1852 | 1608.5001 | 4855.4832 | 9386.9511 | 4277.8813 | 8217.4752 | 6199.603 | 3059.2184 | 5464.918 | 231.6151 | 215.2199 | 215.2199 | 219.3688 | 241.3938 | 186.8622 | 255.0538 | 231.0889 | 255.0538 | 203.9971 | 244.2174 | 169.7273 | 222.2332 | 219.7732 | 220.2525 | 175988.0859 | 10911.7892 | 4410.1247 | 69799.5153 | 32336.7958 | 14257.7511 | 6033.4406 | 5070.0014 | 4769.2576 | 4235.0702 | 27322.1651 | 5821.0962 | 7779.4283 | 4741.1221 | 5997.0638 | 158532.5846 | 19683.9844 | 8802.8155 | 69901.0885 | 36951.8 | 22988.6447 | 12144.3257 | 6515.5015 | 9009.4408 | 13539.3213 | 30829.1464 | 13747.1714 | 11230.0313 | 6024.1257 | 11050.4818 | 84.1383 | 84.1383 | 84.1383 | 84.1383 | 190.69 | 84.1383 | 190.69 | 190.69 | 190.69 | 84.1383 | 84.1383 | 84.1383 | 84.1383 | 84.1383 | 84.1383 | 0.0018047 | 6.2141e-07 | 3.3309e-10 | 0.0020234 | 0.019015 | 1.6264e-10 | 0.0029014 | 6.7733e-22 | 8.7517e-10 | 2.0859e-14 | 1.3718e-05 | 4.587e-13 | 6.8406e-05 | 1.7994e-11 | 8.2172e-13 | 0.0018047 | 0.0018053 | 0.0018053 | 0.003828 | 0.022843 | 0.003828 | 0.025744 | 0.022843 | 0.025744 | 0.003828 | 0.0018184 | 0.0018047 | 0.0038964 | 0.0018047 | 0.0018047
129 | 155592.9319 | 15667.5539 | 6041.994 | 66849.9057 | 37221.6658 | 15466.9531 | 11647.5922 | 3138.7292 | 5862.8519 | 7744.3535 | 26373.5341 | 8108.1528 | 9918.7632 | 3897.0509 | 7125.4187 | n/a | 9847.4364 | 6788.2462 | 4521.6418 | 6204.8328 | 9688.3588 | 8150.535 | 1510.3406 | 3690.7222 | 7334.267 | 3308.7275 | 6900.485 | 6214.9652 | 3236.3056 | 4371.9501 | 250.2722 | 233.5493 | 233.5493 | 241.4927 | 259.3152 | 216.6898 | 270.2998 | 251.0287 | 270.2998 | 230.4687 | 256.8673 | 202.911 | 242.6818 | 237.2108 | 237.5962 | 174301.1552 | 9866.2199 | 4222.8697 | 72021.5181 | 33146.5509 | 14019.3752 | 5887.8868 | 5167.2746 | 4866.4964 | 4540.2515 | 25419.2423 | 5894.2835 | 6627.7291 | 4620.6582 | 5970.5437 | 162241.9 | 18811.6997 | 10318.5593 | 72859.1696 | 38522 | 21929.7274 | 13977.1218 | 6662.3315 | 8495.9186 | 11597.9185 | 27279.6 | 12715.1686 | 12592.4943 | 6373.3573 | 9932.1938 | 123.6842 | 123.6842 | 123.6842 | 123.6842 | 157.9813 | 123.6842 | 157.9813 | 157.9813 | 157.9813 | 123.6842 | 158.68 | 123.6842 | 123.6842 | 123.6842 | 123.6842 | 0.0043062 | 2.0325e-05 | 1.3604e-13 | 0.0011546 | 0.013348 | 1.9746e-09 | 5.007e-05 | 5.7774e-20 | 1.0622e-07 | 1.3851e-10 | 0.011316 | 1.1316e-11 | 8.9419e-07 | 8.8354e-15 | 4.5973e-09 | 0.0043062 | 0.0043265 | 0.0043265 | 0.0054608 | 0.018808 | 0.0054608 | 0.018858 | 0.018808 | 0.018859 | 0.0054608 | 0.015622 | 0.0043062 | 0.0054616 | 0.0043062 | 0.0043062
130 | 152078.9805 | 15504.243 | 5721.2379 | 65483.6693 | 36434.488 | 15552.7589 | 11850.199 | 2953.4427 | 6026.2947 | 7754.6888 | 25786.3844 | 8212.9457 | 9541.9236 | 3894.0431 | 7039.2301 | n/a | 10481.5522 | 5542.9908 | 3365.6254 | 7577.2966 | 7957.3803 | 7041.8082 | 1880.6448 | 3858.7766 | 6612.2511 | 3679.7282 | 7661.5966 | 6350.6027 | 3325.4893 | 5696.487 | 237.4429 | 220.7756 | 220.7756 | 225.5185 | 247.2521 | 193.6541 | 260.7218 | 237.0909 | 260.7218 | 210.5501 | 249.3689 | 176.7581 | 228.1853 | 225.2654 | 225.7381 | 173405.6331 | 11103.8242 | 4268.8014 | 68033.5201 | 32531.5738 | 14250.8838 | 6234.6599 | 5082.5807 | 5025.5887 | 4601.5631 | 27684.0617 | 5772.705 | 6622.8656 | 4676.1683 | 6130.3064 | 157880.6 | 19543.8764 | 8541.1922 | 68772.9967 | 38955.0704 | 21119.2154 | 13170.5681 | 6612.2255 | 8878.1653 | 10343.3654 | 28113.9756 | 13215.7016 | 12931.3683 | 7883.9576 | 11742.1933 | 133.4 | 133.4 | 133.4 | 133.4 | 133.4 | 133.4 | 133.4 | 133.4 | 133.4 | 133.4 | 133.4 | 133.4 | 133.4 | 133.4 | 133.4 | 0.00675 | 2.0696e-06 | 4.4549e-10 | 0.0059133 | 0.0044309 | 2.1668e-08 | 0.00098005 | 8.2635e-22 | 5.3586e-08 | 8.2928e-08 | 0.0013002 | 2.3056e-12 | 3.0063e-08 | 1.8381e-22 | 6.9838e-14 | 0.00675 | 0.0067521 | 0.0067521 | 0.012663 | 0.017094 | 0.012663 | 0.018074 | 0.017094 | 0.018074 | 0.012663 | 0.0080502 | 0.00675 | 0.012663 | 0.00675 | 0.00675
131 | 155804.003 | 15509.8243 | 5932.2128 | 66935.054 | 37326.3467 | 15700.4777 | 12096.5 | 2932.8121 | 6200.2668 | 7892.002 | 26515.1548 | 8044.0062 | 10024.6152 | 4087.0836 | 7095.0314 | n/a | 11630.7491 | 5177.5024 | 4834.5576 | 7820.1837 | 10164.5462 | 8836.8557 | 2305.0377 | 4785.6256 | 7444.7679 | 3338.0768 | 5980.2449 | 8928.0276 | 3812.8215 | 4198.1519 | 224.8048 | 208.5454 | 208.5454 | 211.3661 | 234.827 | 176.2165 | 249.4018 | 223.8321 | 249.4018 | 194.4988 | 239.4848 | 157.9342 | 214.8106 | 213.4037 | 213.9151 | 169646.3286 | 10282.0561 | 4312.9478 | 66677.8295 | 29997.6051 | 13462.7182 | 6613.4225 | 4933.1989 | 5277.7435 | 4026.1839 | 25406.6103 | 6081.9723 | 6486.6368 | 4689.6695 | 5694.452 | 162500.8286 | 21427.0052 | 9490.4502 | 68392.1871 | 37498.2888 | 23607.0644 | 15401.8782 | 7238.2366 | 10014.9692 | 11470.9519 | 28468.887 | 12042.0172 | 13915.1644 | 8247.791 | 9834.8039 | 110.2709 | 110.2709 | 110.2709 | 179.6633 | 310.9482 | 179.6633 | 310.9482 | 310.9482 | 310.9482 | 179.6633 | 110.2709 | 179.6633 | 179.6633 | 110.2709 | 110.2709 | 0.0041818 | 2.0483e-08 | 7.9429e-12 | 0.018354 | 0.035443 | 6.4145e-11 | 4.28e-06 | 1.9002e-25 | 9.5523e-10 | 7.7517e-10 | 0.0024699 | 1.7993e-10 | 8.1727e-09 | 2.4818e-22 | 6.2922e-09 | 0.0041818 | 0.0041818 | 0.0041818 | 0.022536 | 0.057979 | 0.022536 | 0.057983 | 0.057979 | 0.057983 | 0.022536 | 0.0066517 | 0.0041818 | 0.022536 | 0.0041818 | 0.0041818
132 | 151520.5048 | 15404.8478 | 5830.8315 | 65264.9087 | 36258.0547 | 15183.9625 | 11623.4087 | 2874.3677 | 5939.7936 | 7801.5944 | 25661.9562 | 8110.0705 | 9602.5128 | 3906.5318 | 6744.7116 | n/a | 9556.5827 | 4420.7683 | 3242.8656 | 9492.4143 | 10284.2477 | 7374.3508 | 1506.6425 | 4202.8705 | 9218.408 | 2735.9076 | 5858.3553 | 7767.9968 | 3454.6001 | 5147.0625 | 224.3186 | 207.03 | 207.03 | 206.1354 | 235.9521 | 159.9972 | 254.5427 | 221.9276 | 254.5427 | 183.317 | 246.4943 | 136.6774 | 211.6155 | 213.2269 | 213.8792 | 174590.2444 | 10092.1483 | 4174.3819 | 71670.8757 | 32355.6587 | 14287.1071 | 5697.9086 | 5072.7476 | 4841.57 | 3863.1318 | 24917.4683 | 5990.6389 | 6178.9105 | 4633.7347 | 6147.9824 | 155210.2 | 18022.064 | 7109.7831 | 66702.3 | 38779.7674 | 22852.5171 | 12207.6208 | 6573.1901 | 9005.8405 | 11604.6728 | 26375.5 | 11607.0236 | 12159.8073 | 7072.2342 | 8149.1966 | 174.6724 | 174.6724 | 174.6724 | 175.415 | 175.415 | 175.415 | 175.415 | 175.415 | 175.415 | 175.415 | 176.0804 | 175.415 | 175.415 | 174.6724 | 174.6724 | 0.025745 | 6.5789e-05 | 1.3276e-05 | 0.018201 | 0.0043787 | 6.0524e-11 | 0.00764 | 1.429e-22 | 1.5853e-08 | 2.0565e-10 | 0.01458 | 2.324e-09 | 1.017e-06 | 3.1148e-18 | 8.4204e-06 | 0.025745 | 0.025811 | 0.025824 | 0.043946 | 0.048325 | 0.043946 | 0.055965 | 0.048325 | 0.055965 | 0.043946 | 0.040326 | 0.025745 | 0.043947 | 0.025745 | 0.025754
133 | 151033.117 | 15077.0516 | 5715.5287 | 65054.9866 | 36088.6082 | 14806.7182 | 11744.1238 | 2868.653 | 5937.2572 | 7524.0097 | 25853.0783 | 7621.4196 | 9533.0064 | 3989.0044 | 6749.7704 | n/a | 11039.1413 | 6125.3953 | 4433.2921 | 8724.9221 | 8874.1943 | 6336.6855 | 1698.5183 | 5343.7818 | 8540.2322 | 4414.5637 | 7042.6411 | 6893.5457 | 3232.443 | 4824.7303 | 209.7866 | 193.3291 | 193.3291 | 191.4857 | 221.1097 | 145.333 | 239.5946 | 207.165 | 239.5946 | 168.5202 | 232.5689 | 122.1459 | 197.1653 | 199.4907 | 200.1393 | 174829.4937 | 10910.6364 | 4433.5891 | 71633.5727 | 32103.0067 | 14118.4015 | 5595.354 | 5116.3822 | 4811.5323 | 3985.2941 | 25712.0305 | 5728.7799 | 7398.9827 | 4691.2013 | 5676.2179 | 158258.6 | 21197.5344 | 10177.3412 | 69625.0602 | 37980.3559 | 21574.2371 | 11932.0394 | 6751.9005 | 10155.314 | 11792.5676 | 28220.9212 | 12086.0211 | 14135.7284 | 7429.8443 | 10465.2482 | 87.8735 | 87.8735 | 87.8735 | 87.8735 | 87.8735 | 87.8735 | 241.8405 | 87.8735 | 241.8405 | 87.8735 | 87.8735 | 87.8735 | 87.8735 | 87.8735 | 87.8735 | 0.0026161 | 8.0626e-09 | 8.7554e-15 | 0.0025928 | 0.0076014 | 4.1194e-10 | 0.024137 | 1.2411e-23 | 6.4235e-11 | 9.1003e-12 | 0.0012352 | 5.7099e-12 | 1.9186e-10 | 2.9021e-19 | 8.1562e-12 | 0.0026161 | 0.0026162 | 0.0026162 | 0.0052089 | 0.01281 | 0.0052089 | 0.036947 | 0.01281 | 0.036947 | 0.0052089 | 0.0038514 | 0.0026161 | 0.0052089 | 0.0026161 | 0.0026161
134 | 155966.9478 | 15766.8317 | 5946.4271 | 67008.5204 | 37284.0796 | 15459.246 | 12154.875 | 3124.2288 | 5966.187 | 7809.7751 | 26365.733 | 7949.7502 | 10052.6712 | 3945.7074 | 7074.0657 | n/a | 10621.1364 | 4300.9192 | 4071.0412 | 8307.0758 | 10146.3303 | 8483.4053 | 2576.6583 | 4293.7705 | 9113.5847 | 3283.8706 | 5141.0035 | 6509.0385 | 3750.9984 | 4510.0539 | 216.1701 | 199.1998 | 199.1998 | 197.2583 | 227.8563 | 149.576 | 246.9495 | 213.4527 | 246.9495 | 173.5262 | 239.7309 | 125.6258 | 203.1339 | 205.5642 | 206.2341 | 175009.6893 | 9726.2934 | 4287.6983 | 70569.3227 | 31946.8904 | 14360.279 | 6312.7783 | 5213.3884 | 4915.7728 | 4210.4004 | 27009.1049 | 5847.2077 | 7018.3591 | 4624.8452 | 6156.6446 | 162496 | 20333.7298 | 8574.9175 | 69484.9 | 38513.0662 | 23371.4093 | 14105.7836 | 7790.0467 | 8532.8433 | 12663.5852 | 29732.0755 | 10513.4111 | 13382.9976 | 8375.8436 | 10658.7985 | 109.609 | 109.609 | 109.609 | 114.2908 | 145.4406 | 114.2908 | 145.4406 | 145.4406 | 145.4406 | 114.2908 | 109.609 | 114.2908 | 114.2908 | 109.609 | 109.609 | 0.0046563 | 6.8176e-07 | 3.0254e-09 | 0.011117 | 0.014223 | 4.6185e-11 | 0.00018859 | 7.5062e-26 | 1.8159e-07 | 1.0973e-12 | 0.00030561 | 1.5885e-07 | 7.7561e-08 | 2.1232e-24 | 4.7832e-11 | 0.0046563 | 0.004657 | 0.004657 | 0.015773 | 0.029996 | 0.015773 | 0.030184 | 0.029996 | 0.030185 | 0.015773 | 0.0049619 | 0.0046565 | 0.015773 | 0.0046563 | 0.0046563
135 | 155355.2826 | 15631.0999 | 6003.8658 | 66771.9111 | 37325.4993 | 15628.3023 | 12067.9238 | 3036.3397 | 6119.4616 | 8069.4587 | 26430.8986 | 8305.4563 | 9992.844 | 4053.8795 | 7195.3977 | n/a | 7488.8029 | 8083.6978 | 4356.4274 | 9157.5069 | 12341.8845 | 9444.7106 | 1946.2351 | 3922.8214 | 8365.0889 | 4247.1276 | 5736.3251 | 8382.4521 | 2854.6057 | 6296.9555 | 222.7915 | 205.8235 | 205.8235 | 205.6418 | 234.0346 | 161.9263 | 251.7274 | 220.6875 | 251.7274 | 184.1198 | 243.3817 | 139.7329 | 210.6953 | 211.721 | 212.3418 | 172805.0153 | 10174.1094 | 4220.5783 | 71997.6825 | 31698.4581 | 14166.6088 | 6090.7519 | 5158.3847 | 5018.8815 | 4281.3898 | 24618.3755 | 6007.91 | 6366.5303 | 4732.4072 | 6024.3681 | 162338 | 15102.0123 | 12304.2761 | 72986.7099 | 39976.265 | 26178.8932 | 15306.6625 | 7040.1197 | 8859.5029 | 12585.2787 | 28188.4031 | 11475.8352 | 14131.6824 | 7013.6129 | 12281.7236 | 102.8289 | 308.7353 | 308.7353 | 102.8289 | 102.8289 | 102.8289 | 102.8289 | 102.8289 | 102.8289 | 102.8289 | 102.8289 | 102.8289 | 102.8289 | 102.8289 | 102.8289 | 0.0034732 | 0.11881 | 3.5208e-19 | 0.0010127 | 0.0041765 | 6.7647e-14 | 5.0412e-06 | 4.4708e-23 | 1.1037e-07 | 1.2295e-11 | 0.0032622 | 1.589e-08 | 2.9089e-09 | 1.1958e-16 | 1.4543e-14 | 0.0034732 | 0.12229 | 0.12229 | 0.0044859 | 0.0086624 | 0.0044859 | 0.0086674 | 0.0086624 | 0.0086675 | 0.0044859 | 0.0067354 | 0.0034732 | 0.0044859 | 0.0034732 | 0.0034732
136 | 150379.7011 | 15117.1506 | 5643.8518 | 64812.138 | 35987.2911 | 15235.5525 | 11672.6972 | 2922.7572 | 6076.302 | 7654.3668 | 25620.9353 | 8228.8726 | 9472.6432 | 3830.8802 | 6938.7018 | n/a | 10660.504 | 7512.8742 | 4728.5456 | 8315.6307 | 8799.7635 | 6998.6026 | 2062.1364 | 3774.3552 | 7557.2744 | 3103.0865 | 5810.5447 | 5699.632 | 3462.8799 | 6168.6448 | 207.752 | 191.8209 | 191.8209 | 191.2733 | 218.4027 | 149.3807 | 235.3137 | 205.6453 | 235.3137 | 170.5937 | 227.7198 | 128.1678 | 196.194 | 197.4579 | 198.0513 | 168728.0138 | 11853.4613 | 4286.3557 | 67970.3117 | 31565.3076 | 14425.7596 | 5299.6985 | 5092.2269 | 4603.7631 | 4322.5693 | 26846.9955 | 5722.2799 | 6329.3507 | 4724.8406 | 6132.341 | 155895.9 | 22465.6652 | 11799.2298 | 67432.4472 | 38063.6944 | 21475.9103 | 12462.37 | 7141.3632 | 8297.9183 | 11673.2437 | 26541.1782 | 9989.8118 | 11470.3827 | 7649.7205 | 11715.8858 | 121.2128 | 121.2128 | 121.2128 | 121.2128 | 121.2128 | 121.2128 | 121.2128 | 121.2128 | 121.2128 | 121.2128 | 135.429 | 121.2128 | 121.2128 | 121.2128 | 121.2128 | 0.0077396 | 3.7858e-10 | 7.4487e-20 | 0.0099124 | 0.0064132 | 2.7461e-09 | 0.004261 | 4.6791e-25 | 1.1335e-06 | 4.7429e-11 | 0.010652 | 1.0767e-05 | 9.1332e-06 | 6.4916e-22 | 3.0621e-14 | 0.0077396 | 0.0077396 | 0.0077396 | 0.017652 | 0.024065 | 0.017652 | 0.028326 | 0.024065 | 0.028327 | 0.017652 | 0.018391 | 0.0077503 | 0.017661 | 0.0077396 | 0.0077396
137 | 153903.3657 | 15565.6307 | 5894.3374 | 66209.4572 | 36853.7445 | 15645.1435 | 11831.148 | 3013.0779 | 6006.3121 | 8015.752 | 26213.9005 | 8362.2634 | 9814.8528 | 3898.1319 | 7128.6914 | n/a | 9709.2051 | 5567.6168 | 3637.4872 | 8314.9141 | 10712.3278 | 5043.7126 | 1552.233 | 4657.4689 | 8775.5112 | 5115.0433 | 5742.6884 | 5999.2299 | 3175.4986 | 4379.1637 | 226.5711 | 208.7106 | 208.7106 | 206.4187 | 238.9326 | 155.6758 | 259.2248 | 223.6245 | 259.2248 | 181.13 | 251.7869 | 130.2217 | 212.7185 | 215.4746 | 216.1866 | 174082.1702 | 10928.609 | 4529.0829 | 71059.1489 | 30236.164 | 13914.1937 | 5799.9089 | 5181.0179 | 4677.1865 | 4177.2697 | 26035.9904 | 5728.8795 | 6576.5961 | 4470.6819 | 6195.1649 | 158369.6 | 18004.3142 | 10082.1997 | 69647.8361 | 37350.7781 | 21966.9215 | 10532.2215 | 6733.2508 | 9292.8554 | 12752.9809 | 27154.5449 | 11416.068 | 12041.626 | 7475.8805 | 9141.2472 | 157.8 | 157.8 | 157.8 | 157.8 | 257.7679 | 157.8 | 388.8372 | 257.7679 | 388.8372 | 157.8 | 157.8 | 157.8 | 157.8 | 157.8 | 157.8 | 0.016424 | 0.00010897 | 1.2297e-13 | 0.0055133 | 0.026628 | 3.4238e-09 | 0.76016 | 9.6151e-22 | 6.5825e-09 | 3.6121e-12 | 0.010666 | 3.0212e-08 | 4.8495e-06 | 2.3582e-20 | 4.2024e-07 | 0.016424 | 0.016533 | 0.016533 | 0.021938 | 0.048566 | 0.021938 | 0.80872 | 0.048566 | 0.80872 | 0.021938 | 0.02709 | 0.016424 | 0.021942 | 0.016424 | 0.016425
138 | 155093.3982 | 15785.8088 | 6057.952 | 66653.1248 | 37100.1011 | 15522.3491 | 12067.5697 | 3065.3045 | 6044.8082 | 7957.5265 | 26291.9123 | 7992.4291 | 10067.9191 | 4095.0953 | 6885.6866 | n/a | 7731.6998 | 6122.7114 | 5593.3763 | 8339.4536 | 11439.4223 | 10357.8619 | 1942.6171 | 4927.861 | 8169.261 | 3940.357 | 7117.8241 | 5039.4667 | 2884.3003 | 5515.1613 | 205.7417 | 188.943 | 188.943 | 184.8402 | 217.8568 | 132.7315 | 238.4895 | 202.2919 | 238.4895 | 158.6128 | 232.7422 | 106.8502 | 191.6744 | 195.8206 | 196.5445 | 166086.5456 | 10888.8708 | 4301.5311 | 65801.3366 | 30573.1071 | 13811.0279 | 5828.7939 | 5220.5011 | 4909.7849 | 4230.047 | 24896.066 | 5656.7137 | 6238.4727 | 4546.7226 | 6196.5415 | 159605.7 | 17696.7705 | 9818.1424 | 69116.7129 | 38241.8607 | 25233.3502 | 15974.2558 | 7163.1182 | 9673.0459 | 12399.3079 | 28312.023 | 12757.4378 | 11015.2394 | 7281.0228 | 11659.6028 | 143.065 | 143.065 | 143.065 | 143.065 | 146.0873 | 143.065 | 146.0873 | 146.0873 | 146.0873 | 143.065 | 143.065 | 143.065 | 143.065 | 143.065 | 143.065 | 0.016265 | 0.00042413 | 3.617e-12 | 0.011115 | 0.015261 | 4.8878e-13 | 7.8576e-07 | 2.2973e-23 | 1.4626e-09 | 1.3002e-11 | 0.0021864 | 3.8124e-12 | 0.00093296 | 1.3566e-17 | 2.5189e-14 | 0.016265 | 0.016689 | 0.016689 | 0.027379 | 0.04264 | 0.027379 | 0.042641 | 0.04264 | 0.042641 | 0.027379 | 0.018451 | 0.016265 | 0.028312 | 0.016265 | 0.016265
139 | 150487.0286 | 14955.1819 | 5427.5136 | 64848.5394 | 36015.1081 | 15434.205 | 11658.7335 | 2880.6301 | 5748.5237 | 7926.5192 | 25564.5015 | 7933.589 | 9506.2019 | 3932.9111 | 6875.261 | n/a | 8991.9791 | 6738.1075 | 4617.8012 | 10079.1479 | 10812.5013 | 8249.716 | 1842.6083 | 3447.6193 | 6411.8712 | 3759.1708 | 5926.086 | 6915.0249 | 3854.1136 | 5758.7298 | 205.933 | 188.9565 | 188.9565 | 184.2847 | 218.3081 | 130.4415 | 239.5767 | 202.2635 | 239.5767 | 157.1205 | 234.1055 | 103.7626 | 191.4365 | 196.046 | 196.7922 | 172196.4038 | 10274.9701 | 4300.1473 | 69821.9197 | 30737.6248 | 13033.2353 | 6041.4907 | 4882.272 | 4868.5449 | 4059.9742 | 25240.0364 | 5766.6062 | 6463.8398 | 4687.6696 | 5641.3678 | 154346 | 17923.5492 | 10880.8548 | 66459.8209 | 37186.1727 | 22688.4365 | 12143.7067 | 6430.8804 | 7110.4642 | 9524.2454 | 26990.3072 | 11482.9921 | 12016.2647 | 8243.2831 | 10873.2975 | 153.68 | 153.68 | 153.68 | 153.68 | 153.68 | 153.68 | 153.68 | 153.68 | 153.68 | 153.68 | 153.68 | 153.68 | 153.68 | 153.68 | 153.68 | 0.022897 | 2.2101e-05 | 1.8909e-18 | 0.016581 | 0.014429 | 2.4548e-10 | 0.01022 | 1.0427e-21 | 4.3597e-05 | 1.4501e-05 | 0.0049398 | 1.2381e-09 | 1.1126e-06 | 7.1772e-24 | 2.3219e-12 | 0.022897 | 0.022919 | 0.022919 | 0.039478 | 0.053906 | 0.039478 | 0.064126 | 0.053906 | 0.06417 | 0.039492 | 0.027836 | 0.022897 | 0.039479 | 0.022897 | 0.022897
140 | 153957.6496 | 15434.6307 | 5836.2027 | 66229.1854 | 36818.286 | 15604.8448 | 11595.3132 | 2989.6161 | 5723.8049 | 8022.546 | 26251.0331 | 8094.6994 | 9561.4565 | 3866.2683 | 7131.9494 | n/a | 11282.2527 | 4735.1511 | 3649.2788 | 7459.3231 | 8968.9905 | 6664.5205 | 2125.6212 | 3229.5579 | 9572.9166 | 2671.9951 | 7460.5232 | 5905.4718 | 3287.4535 | 5475.0714 | 229.2376 | 211.5432 | 211.5432 | 210.5355 | 241.1674 | 163.1069 | 260.2676 | 226.7585 | 260.2676 | 187.0659 | 252.0892 | 139.1479 | 216.1873 | 217.9099 | 218.5801 | 168145.1456 | 9358.6618 | 4068.7969 | 66157.1521 | 29829.3313 | 13889.3027 | 6381.5917 | 5065.643 | 5003.2858 | 4516.1176 | 25884.5297 | 5889.5408 | 7140.0592 | 4714.8525 | 5876.9226 | 159827.3 | 20583.2145 | 8797.848 | 68551.231 | 37261.4544 | 22402.9932 | 13035.8122 | 7191.2643 | 8232.8436 | 13864.2341 | 26831.8 | 13119.5641 | 12938.331 | 7502.606 | 9698.0406 | 128.868 | 128.868 | 128.868 | 128.868 | 269.8397 | 128.868 | 269.8397 | 269.8397 | 269.8397 | 128.868 | 211.8 | 128.868 | 128.868 | 128.868 | 128.868 | 0.00675 | 1.2758e-07 | 2.5737e-10 | 0.011835 | 0.027901 | 9.6946e-10 | 0.00063747 | 1.8733e-24 | 1.4411e-07 | 1.705e-14 | 0.018166 | 1.4672e-12 | 3.2593e-08 | 8.3977e-21 | 1.8276e-08 | 0.00675 | 0.0067501 | 0.0067501 | 0.018585 | 0.046486 | 0.018585 | 0.047123 | 0.046486 | 0.047123 | 0.018585 | 0.024916 | 0.00675 | 0.018585 | 0.00675 | 0.00675
141 | 153419.4613 | 15193.5022 | 5666.7428 | 66009.8563 | 36738.846 | 15111.7717 | 11572.5189 | 2756.4224 | 5890.7274 | 7776.2413 | 26062.3532 | 7733.5407 | 9921.4233 | 3972.9472 | 7163.7725 | n/a | 9274.158 | 6613.3524 | 4378.0194 | 9987.8991 | 8109.5608 | 7492.6439 | 1547.7959 | 4843.9869 | 6911.1307 | 3698.0393 | 7216.8488 | 7369.6421 | 3891.5304 | 6673.1028 | 205.153 | 188.9334 | 188.9334 | 186.6926 | 216.4188 | 140.2529 | 234.9734 | 202.4216 | 234.9734 | 163.5273 | 228.321 | 116.9784 | 192.4881 | 195.1182 | 195.7692 | 173701.6276 | 10147.0048 | 4047.2346 | 71974.1847 | 31919.04 | 14776.5936 | 5417.1272 | 5087.2353 | 4749.5105 | 4569.7781 | 24477.2771 | 5974.5363 | 7990.4108 | 4571.997 | 6095.0681 | 158352.3 | 18895.1628 | 10613.187 | 70672.8041 | 38571.439 | 21884.4544 | 12651.0712 | 6578.3313 | 9558.9974 | 10776.1088 | 26722.8164 | 12894.4851 | 14467.4529 | 8451.5275 | 12735.3709 | 133.4 | 133.4 | 133.4 | 133.4 | 133.4 | 133.4 | 133.4 | 133.4 | 133.4 | 133.4 | 171.5422 | 133.4 | 133.4 | 133.4 | 133.4 | 0.012014 | 3.9464e-06 | 2.7135e-16 | 0.0025514 | 0.0082487 | 5.8756e-10 | 0.001807 | 3.7335e-24 | 7.7285e-10 | 1.0907e-08 | 0.016039 | 2.3999e-13 | 5.0868e-10 | 1.7309e-24 | 8.2686e-16 | 0.012014 | 0.012018 | 0.012018 | 0.014565 | 0.022814 | 0.014565 | 0.024621 | 0.022814 | 0.024621 | 0.014565 | 0.028053 | 0.012014 | 0.014565 | 0.012014 | 0.012014
142 | 156804.7314 | 15676.0667 | 6065.4717 | 67345.7425 | 37324.4005 | 15690.1026 | 12019.3175 | 2940.2783 | 6224.6637 | 7858.2806 | 26537.7452 | 8158.8379 | 10112.7927 | 4019.4313 | 7194.643 | n/a | 6655.2671 | 4376.9067 | 3907.9911 | 9246.0547 | 6998.1946 | 8679.1053 | 1854.5219 | 4916.6654 | 7280.0663 | 3212.6549 | 8048.2547 | 6163.8768 | 3395.2977 | 4970.4553 | 215.4701 | 199.0188 | 199.0188 | 198.7007 | 226.4064 | 155.9969 | 243.6732 | 213.3807 | 243.6732 | 177.656 | 235.6727 | 134.3378 | 203.6666 | 204.7744 | 205.3802 | 178778.7695 | 10690.3569 | 4466.8742 | 73010.6637 | 33186.1538 | 15025.1367 | 6369.7486 | 5129.5737 | 5051.8055 | 4523.8414 | 26978.8206 | 6294.8849 | 7465.7434 | 4708.7645 | 6456.5887 | 163706.6 | 17323.924 | 8843.7809 | 71705.4882 | 40441.6556 | 21184.1313 | 14934.554 | 6939.0956 | 9899.7708 | 11097.2077 | 27632.6 | 14210.6396 | 12015.2065 | 7914.0622 | 11385.644 | 102.4072 | 102.4072 | 102.4072 | 102.4072 | 102.4072 | 102.4072 | 102.4072 | 102.4072 | 102.4072 | 102.4072 | 121.6018 | 102.4072 | 102.4072 | 102.4072 | 102.4072 | 0.0037925 | 0.00077909 | 1.6545e-09 | 0.0032536 | 0.0027926 | 2.9534e-08 | 1.2e-05 | 9.8472e-24 | 1.932e-09 | 3.8917e-09 | 0.0086635 | 1.3316e-14 | 2.2512e-05 | 2.3077e-21 | 2.2292e-12 | 0.0037925 | 0.0045716 | 0.0045716 | 0.0070461 | 0.0098387 | 0.0070462 | 0.0098507 | 0.0098387 | 0.0098507 | 0.0070462 | 0.012456 | 0.0037925 | 0.0070686 | 0.0037925 | 0.0037925
143 | 152041.7708 | 15325.0365 | 5828.3799 | 65479.6406 | 36409.935 | 15061.9897 | 11506.2948 | 2896.5085 | 6186.1243 | 7894.92 | 25881.9607 | 7865.7826 | 9540.4391 | 4101.7188 | 6844.7251 | n/a | 12144.7548 | 7124.9924 | 4375.3298 | 10821.5239 | 10329.7104 | 9303.7252 | 2218.0367 | 3572.9345 | 7678.2792 | 3681.1378 | 7086.4187 | 6736.1602 | 3400.3987 | 4095.6193 | 212.5284 | 196.3936 | 196.3936 | 196.4 | 223.1744 | 155.2345 | 239.856 | 210.5901 | 239.856 | 176.1596 | 231.8053 | 134.3094 | 201.1217 | 201.9541 | 202.5394 | 173127.3004 | 11258.5725 | 4420.2225 | 66863.7537 | 31352.8423 | 13624.8073 | 6054.4189 | 5139.9475 | 4876.4566 | 4223.5487 | 27812.638 | 5972.0431 | 6790.0967 | 4716.8843 | 6037.8602 | 160173.7 | 20211.3273 | 11480.8149 | 67537.8 | 39769.9662 | 23007.8176 | 14632.3441 | 7060.0842 | 7828.1911 | 11824.4279 | 29680.4758 | 13044.3618 | 13294.6569 | 7732.283 | 9734.4795 | 71.327 | 71.327 | 71.327 | 129.8 | 129.8 | 129.8 | 129.8 | 129.8 | 129.8 | 129.8 | 71.327 | 129.8 | 129.8 | 71.327 | 71.327 | 0.0014989 | 2.2382e-07 | 7.0512e-18 | 0.013341 | 0.0021058 | 2.4627e-11 | 4.5115e-06 | 5.8093e-25 | 1.9417e-05 | 1.3781e-10 | 0.00014602 | 3.4019e-13 | 6.5973e-09 | 1.0413e-19 | 1.4642e-09 | 0.0014989 | 0.0014991 | 0.0014991 | 0.01484 | 0.016946 | 0.01484 | 0.01695 | 0.016946 | 0.01697 | 0.01484 | 0.0016449 | 0.0014989 | 0.01484 | 0.0014989 | 0.0014989
144 | 153836.4448 | 15521.5297 | 5793.709 | 66186.4721 | 36838.3919 | 15525.3201 | 11555.726 | 3122.1762 | 5701.2789 | 8024.32 | 26144.7973 | 7892.9542 | 9849.2601 | 4052.2924 | 7465.7487 | n/a | 11403.678 | 5803.6809 | 4528.2108 | 7906.8499 | 11379.0504 | 7914.1489 | 1780.5215 | 4252.3774 | 6663.5607 | 4222.0857 | 6488.5004 | 4766.95 | 3523.6822 | 4107.9252 | 220.049 | 203.5391 | 203.5391 | 204.2282 | 230.7714 | 163.6417 | 247.2986 | 218.3035 | 247.2986 | 184.3731 | 238.6232 | 142.9102 | 208.7411 | 209.0482 | 209.6281 | 172170.9716 | 9638.6385 | 4295.4007 | 71585.992 | 31964.6326 | 14605.3532 | 5832.0468 | 5169.6876 | 4852.3903 | 5073.3057 | 25306.3683 | 6175.9386 | 7755.3763 | 4618.41 | 5795.0606 | 160052.1 | 20299.7165 | 10099.0816 | 71887.5203 | 38270.3 | 24975.5035 | 13162.6958 | 6950.2091 | 8521.2677 | 10821.5664 | 27698.854 | 12570.8389 | 11507.6263 | 8046.6922 | 9902.9858 | 116.3054 | 116.3054 | 116.3054 | 116.3054 | 127.1951 | 116.3054 | 127.1951 | 127.1951 | 127.1951 | 116.3054 | 116.3054 | 116.3054 | 116.3054 | 116.3054 | 116.3054 | 0.0053914 | 3.4056e-07 | 3.5993e-14 | 0.0013477 | 0.011759 | 9.6114e-13 | 0.00038742 | 1.3165e-21 | 2.9219e-08 | 4.6575e-08 | 0.0042862 | 4.372e-12 | 4.9212e-05 | 1.0772e-21 | 7.0447e-08 | 0.0053914 | 0.0053917 | 0.0053917 | 0.0067391 | 0.018498 | 0.0067391 | 0.018886 | 0.018498 | 0.018886 | 0.0067391 | 0.0096776 | 0.0053914 | 0.0067883 | 0.0053914 | 0.0053914
145 | 150639.2858 | 14948.2088 | 5679.1396 | 64895.4368 | 36090.3962 | 15241.0209 | 11587.3331 | 2913.5918 | 5806.477 | 8043.262 | 25803.9832 | 7845.5042 | 9577.9548 | 3744.3514 | 6628.2038 | n/a | 9757.6276 | 5936.6261 | 3531.1224 | 8079.6004 | 10102.3926 | 8369.0917 | 1880.1848 | 3463.9626 | 8700.9788 | 3578.4295 | 5368.701 | 7059.8034 | 4123.8003 | 5123.2381 | 242.3325 | 224.6596 | 224.6596 | 227.1918 | 253.3599 | 187.7853 | 269.6257 | 241.0893 | 269.6257 | 208.1889 | 259.1886 | 167.3818 | 231.1849 | 230.0815 | 230.6522 | 173408.6352 | 10611.4558 | 4109.49 | 69898.337 | 33572.9991 | 13329.79 | 6275.5132 | 5141.0217 | 4934.8864 | 4106.4403 | 26277.7697 | 5718.3712 | 5900.0378 | 4666.2479 | 6188.1452 | 156744.4 | 20182.9834 | 10046.1161 | 67343.2599 | 37410 | 22853.3826 | 12629.4498 | 6976.8065 | 6511.2938 | 12501.219 | 26636.5 | 10814.4722 | 12620.7412 | 8182.6106 | 9686.1844 | 127.64 | 127.64 | 127.64 | 129.0771 | 148.27 | 129.0771 | 148.27 | 148.27 | 148.27 | 129.0771 | 168.12 | 129.0771 | 129.0771 | 127.64 | 127.64 | 0.0053389 | 6.7666e-08 | 1.3602e-14 | 0.01084 | 0.012666 | 7.5638e-11 | 0.0020163 | 2.7843e-24 | 0.0011544 | 1.5164e-11 | 0.01227 | 1.8059e-08 | 1.3293e-07 | 1.2372e-25 | 3.0008e-10 | 0.0053389 | 0.005339 | 0.005339 | 0.016179 | 0.028845 | 0.016179 | 0.030861 | 0.028845 | 0.032015 | 0.016179 | 0.017609 | 0.005339 | 0.016179 | 0.0053389 | 0.0053389
146 | 156048.0787 | 15760.6114 | 5664.967 | 67046.249 | 37333.0779 | 15823.4612 | 12055.9903 | 2982.2579 | 6060.2287 | 8228.9294 | 26499.303 | 8505.4249 | 10013.3878 | 4141.4672 | 7233.1796 | n/a | 9189.5772 | 6430.6082 | 4091.6281 | 6390.8708 | 8247.0924 | 8126.908 | 1800.0087 | 3438.3529 | 7897.4051 | 4141.9965 | 6441.1148 | 7003.9886 | 3226.0639 | 4704.4597 | 215.812 | 199.4177 | 199.4177 | 199.3886 | 226.6383 | 157.4805 | 243.6166 | 213.8302 | 243.6166 | 178.7778 | 235.4592 | 136.1833 | 204.2028 | 205.0771 | 205.6728 | 170161.9098 | 10677.6685 | 4129.4406 | 66341.4105 | 31405.2573 | 12764.4393 | 6004.1024 | 5032.4547 | 4911.2032 | 4159.8576 | 26204.1042 | 5786.6731 | 6378.569 | 4632.4369 | 5802.3848 | 161207.131 | 19797.3457 | 10560.0487 | 68789.9 | 37348.2281 | 20946.8318 | 13780.3105 | 6832.4634 | 8349.5561 | 11992.5627 | 29181.6007 | 12227.7879 | 13161.2575 | 7197.2008 | 10208.5445 | 137.4411 | 137.4411 | 137.4411 | 147.7266 | 326.4061 | 147.7266 | 326.4061 | 326.4061 | 326.4061 | 147.7266 | 137.4411 | 147.7266 | 147.7266 | 137.4411 | 137.4411 | 0.011003 | 2.45e-06 | 3.7788e-16 | 0.015958 | 0.040576 | 8.4751e-08 | 0.00033915 | 1.2253e-22 | 8.0333e-07 | 6.6632e-10 | 0.00085084 | 1.808e-09 | 1.5161e-07 | 8.4119e-17 | 2.2701e-09 | 0.011003 | 0.011005 | 0.011005 | 0.026961 | 0.067536 | 0.026961 | 0.067876 | 0.067536 | 0.067876 | 0.026961 | 0.011853 | 0.011003 | 0.026961 | 0.011003 | 0.011003
147 | 151635.0018 | 15326.3277 | 5781.3728 | 65299.7577 | 36344.8171 | 14959.57 | 11498.2312 | 2829.9503 | 5646.8378 | 7659.4335 | 25821.9986 | 7513.8525 | 9660.0225 | 3933.2384 | 6989.3737 | n/a | 11540.0958 | 6259.678 | 3065.1547 | 5880.1453 | 11753.7324 | 5897.0843 | 1830.8952 | 4407.3261 | 8966.7721 | 3932.4816 | 6132.9662 | 7107.307 | 2556.3264 | 6229.1829 | 214.0204 | 197.6222 | 197.6222 | 197.1055 | 224.9716 | 154.09 | 242.3413 | 211.8682 | 242.3413 | 175.8782 | 234.4946 | 132.3018 | 202.1485 | 203.4121 | 204.0216 | 173824.4413 | 10558.243 | 4427.495 | 69259.3895 | 32943.7354 | 14223.6143 | 6048.3383 | 5222.3332 | 5039.1401 | 4898.542 | 26789.1015 | 5934.9601 | 6959.7817 | 4717.4503 | 6076.3987 | 156231.8 | 21092.0388 | 10672.773 | 66919.7 | 37490.3807 | 25383.1527 | 11866.7225 | 6938.2285 | 9367.7663 | 13695.3141 | 29717.1831 | 11643.7324 | 12249.1732 | 5553.8573 | 10892.3662 | 144.9677 | 144.9677 | 144.9677 | 151.2119 | 151.2119 | 151.2119 | 157.9572 | 151.2119 | 157.9572 | 151.2119 | 144.9677 | 151.2119 | 151.2119 | 144.9677 | 144.9677 | 0.014465 | 2.5089e-08 | 7.4532e-16 | 0.016602 | 0.014899 | 2.8431e-14 | 0.014083 | 3.4485e-25 | 2.767e-10 | 1.6459e-15 | 0.00012467 | 2.328e-11 | 9.5027e-07 | 2.2683e-10 | 5.9107e-12 | 0.014465 | 0.014465 | 0.014465 | 0.031067 | 0.045967 | 0.031067 | 0.060049 | 0.045967 | 0.060049 | 0.031067 | 0.01459 | 0.014465 | 0.031068 | 0.014465 | 0.014465
148 | 154314.0071 | 15692.9288 | 5985.114 | 66378.8756 | 36891.1958 | 15202.4349 | 11530.3992 | 3072.3769 | 5796.262 | 7670.476 | 26477.2003 | 8212.6699 | 9992.1618 | 4058.3097 | 7084.8273 | n/a | 11630.7875 | 5529.2055 | 4225.7542 | 8320.017 | 9867.7748 | 6510.8024 | 1577.8268 | 2901.5295 | 7925.9443 | 3492.0553 | 3799.9429 | 6661.5274 | 4602.0743 | 5596.6344 | 217.7601 | 200.8715 | 200.8715 | 199.6353 | 229.2154 | 153.749 | 247.6638 | 215.2983 | 247.6638 | 176.8903 | 240.0338 | 130.6076 | 205.1578 | 207.021 | 207.6683 | 177586.9421 | 10956.9172 | 4474.7296 | 74193.894 | 32361.7959 | 15652.0731 | 5921.827 | 5028.3394 | 4968.0704 | 5271.4979 | 26756.3592 | 5933.8366 | 6985.0792 | 4618.9363 | 6145.7681 | 158060 | 20994.4483 | 9949.2351 | 72893.3353 | 37843.2 | 25426.4479 | 11871 | 6012.0392 | 7307.9704 | 13180.6423 | 29222.3802 | 9657.1796 | 11683.4066 | 7472.1542 | 11522.3025 | 170.0217 | 170.0217 | 170.0217 | 170.0217 | 170.5012 | 170.0217 | 170.5863 | 170.5012 | 170.5863 | 170.0217 | 170.0217 | 170.0217 | 170.0217 | 170.0217 | 170.0217 | 0.025998 | 1.0846e-07 | 7.5421e-13 | 0.000822 | 0.017909 | 7.4966e-14 | 0.01532 | 2.4771e-17 | 2.2145e-05 | 2.4996e-14 | 0.00077359 | 4.7349e-05 | 4.7522e-05 | 7.6693e-19 | 3.7858e-13 | 0.025998 | 0.025998 | 0.025998 | 0.02682 | 0.044729 | 0.02682 | 0.060049 | 0.044729 | 0.060071 | 0.02682 | 0.026772 | 0.026045 | 0.026868 | 0.025998 | 0.025998
149 | 154705.5 | 15630.7594 | 5846.4237 | 66495.1512 | 36961.933 | 15540.3167 | 11724.1494 | 2824.7113 | 5943.3043 | 8004.6435 | 26145.428 | 8079.6145 | 9957.6094 | 3990.4672 | 6873.6422 | n/a | 10376.3169 | 5152.4104 | 4996.9565 | 10257.723 | 8267.781 | 8349.0524 | 1640.4156 | 3571.0557 | 8757.6599 | 4108.7503 | 5875.2022 | 6877.7814 | 2998.7133 | 4736.3035 | 230.9157 | 213.521 | 213.521 | 214.0019 | 242.2741 | 170.6887 | 259.8818 | 228.9912 | 259.8818 | 192.7754 | 250.8985 | 148.6019 | 218.871 | 219.3901 | 220.008 | 174992.5394 | 9850.7239 | 4198.7553 | 68888.0526 | 33308.453 | 13601.71 | 5569.7768 | 4911.4349 | 4806.6881 | 4479.9653 | 28054.2709 | 5883.1635 | 6848.4783 | 4571.521 | 6110.8405 | 162409.7 | 19545.3408 | 9284.7657 | 70052.6809 | 41015.0479 | 21123.791 | 13288.6292 | 6536.8505 | 7879.8438 | 13164.7252 | 28535.91 | 11085.5657 | 13501.7598 | 7356.1343 | 10766.744 | 90.05 | 90.05 | 90.05 | 90.05 | 90.05 | 90.05 | 90.05 | 90.05 | 90.05 | 90.05 | 90.05 | 90.05 | 90.05 | 90.05 | 90.05 | 0.0021517 | 3.0438e-06 | 1.2344e-11 | 0.0051684 | 0.0012036 | 2.0504e-08 | 0.00046791 | 5.2614e-23 | 3.5027e-06 | 4.4469e-13 | 0.0012428 | 2.3148e-08 | 2.9232e-08 | 6.9307e-19 | 4.2826e-12 | 0.0021517 | 0.0021548 | 0.0021548 | 0.0073201 | 0.0085237 | 0.0073201 | 0.0089916 | 0.0085237 | 0.0089951 | 0.0073201 | 0.0033946 | 0.0021518 | 0.0073201 | 0.0021517 | 0.0021517
150 | 155688.4496 | 15537.6711 | 5857.0138 | 66875.6161 | 37253.3063 | 15922.6986 | 11924.7457 | 3134.7116 | 6058.1848 | 7970.2579 | 26466.9986 | 8249.1422 | 10019.2934 | 4049.3523 | 6975.9739 | n/a | 10235.6668 | 5955.4819 | 3393.328 | 12185.9464 | 12183.5481 | 7306.3033 | 2149.7452 | 3785.724 | 6677.1037 | 3779.5169 | 6280.9463 | 8089.7361 | 3497.9188 | 6218.2807 | 205.9642 | 189.5508 | 189.5508 | 186.8496 | 217.4734 | 138.879 | 236.5941 | 203.049 | 236.5941 | 162.8637 | 230.1403 | 114.8943 | 192.9167 | 195.9243 | 196.5952 | 179883.6153 | 10470.4798 | 4407.026 | 73994.8722 | 33227.8811 | 14329.859 | 5736.4805 | 4972.2496 | 4984.5932 | 4500.8351 | 26739.6777 | 5767.1282 | 7547.3376 | 4604.6792 | 6120.9684 | 159453.6 | 19804.8465 | 10348.1079 | 69582.0445 | 44316.3401 | 25108.7729 | 12365.3964 | 7019.2948 | 8656.5172 | 9864.3047 | 27224.9 | 11957.0745 | 13040.9395 | 7595.4979 | 12272.649 | 161.3316 | 161.3316 | 161.3316 | 161.3316 | 161.3316 | 161.3316 | 161.3316 | 161.3316 | 161.3316 | 161.3316 | 161.5854 | 161.3316 | 161.3316 | 161.3316 | 161.3316 | 0.026253 | 1.2092e-06 | 1.4755e-14 | 0.0098992 | 9.1746e-05 | 3.4227e-12 | 0.011944 | 8.1448e-22 | 1.8843e-07 | 3.5457e-06 | 0.014119 | 1.1409e-09 | 2.5155e-07 | 1.5964e-19 | 1.746e-15 | 0.026253 | 0.026255 | 0.026255 | 0.036153 | 0.036244 | 0.036153 | 0.048189 | 0.036244 | 0.048189 | 0.036156 | 0.040373 | 0.026253 | 0.036153 | 0.026253 | 0.026253
151 | 161911.9982 | 16239.3077 | 6074.1116 | 69354.6615 | 38526.9391 | 16238.3263 | 12761.671 | 3195.7542 | 6560.9943 | 8523.5148 | 27589.9318 | 8456.8909 | 9958.4185 | 4336.3088 | 7298.5124 | n/a | 6751.3432 | 5122.3521 | 4259.9628 | 7877.8752 | 10043.2696 | 7932.8465 | 2111.9825 | 5083.4953 | 8358.4048 | 4975.8421 | 7940.7593 | 8095.7771 | 3311.1559 | 6246.2457 | 212.4942 | 196.1343 | 196.1343 | 195.3472 | 223.4878 | 151.8213 | 241.0326 | 210.2524 | 241.0326 | 173.8291 | 233.3783 | 129.8135 | 200.5052 | 201.9825 | 202.5981 | 174793.7584 | 10868.951 | 4279.7795 | 70914.7872 | 34058.7338 | 13811.0934 | 5792.9551 | 5111.6779 | 4913.1452 | 3805.0893 | 26876.6791 | 5638.2614 | 6531.7939 | 4600.7062 | 5932.1583 | 166804.8 | 17536.5942 | 9402.1315 | 73092.2499 | 41177.009 | 23836.563 | 13619.5016 | 7210.6605 | 9996.6405 | 12145.6942 | 30679.3212 | 13579.0207 | 13457.171 | 5641.0037 | 12173.104 | 144.2351 | 144.2351 | 144.2351 | 144.2351 | 144.2351 | 144.2351 | 144.2351 | 144.2351 | 144.2351 | 144.2351 | 144.2351 | 144.2351 | 144.2351 | 144.2351 | 144.2351 | 0.014607 | 0.0020405 | 5.6116e-11 | 0.0050859 | 0.0044878 | 2.6686e-10 | 0.0043233 | 4.3579e-22 | 1.283e-08 | 2.3613e-09 | 0.00056119 | 2.6369e-12 | 3.5057e-08 | 3.5456e-08 | 7.046e-14 | 0.014607 | 0.016647 | 0.016647 | 0.019693 | 0.024181 | 0.019693 | 0.028504 | 0.024181 | 0.028504 | 0.019693 | 0.015168 | 0.014607 | 0.019693 | 0.014607 | 0.014607
152 | 153635.5012 | 15729.2308 | 5901.6785 | 66079.2383 | 36697.0781 | 15366.3199 | 11411.0852 | 3003.2961 | 5959.68 | 7903.052 | 26051.9236 | 8095.6783 | 9772.4612 | 4039.3835 | 7250.082 | n/a | 8890.6497 | 3812.3125 | 4318.8818 | 6580.3979 | 9572.2058 | 7473.7457 | 1623.5941 | 3936.1985 | 7759.4134 | 3789.7191 | 8418.3458 | 5994.231 | 3697.0724 | 4484.0184 | 211.5913 | 195.5562 | 195.5562 | 195.6622 | 222.1466 | 154.975 | 238.6461 | 209.6997 | 238.6461 | 175.6716 | 230.5813 | 134.2784 | 200.3082 | 201.056 | 201.6349 | 170063.4446 | 9563.8348 | 4233.5595 | 68487.4788 | 32499.9131 | 13772.8478 | 5938.6896 | 5016.9342 | 5102.033 | 3899.4426 | 24907.0888 | 5774.1814 | 6098.2602 | 4612.3958 | 5897.1895 | 158810.7 | 17532.3845 | 7958.072 | 70211.7495 | 37865.3 | 22781.8536 | 13275.7354 | 6634.9283 | 8957.9315 | 11574.156 | 27825.2079 | 13714.0271 | 11828.1913 | 8284.4682 | 9066.5585 | 132.8046 | 132.8046 | 132.8046 | 132.8046 | 145.4959 | 132.8046 | 145.4959 | 145.4959 | 145.4959 | 132.8046 | 132.8046 | 132.8046 | 132.8046 | 132.8046 | 132.8046 | 0.010376 | 0.00054183 | 1.0268e-07 | 0.0035619 | 0.014749 | 1.4851e-10 | 0.00017108 | 2.4384e-21 | 2.2983e-08 | 5.0398e-10 | 0.0030696 | 8.5195e-14 | 9.3293e-06 | 5.5613e-23 | 1.5199e-06 | 0.010376 | 0.010918 | 0.010918 | 0.013938 | 0.028687 | 0.013938 | 0.028858 | 0.028687 | 0.028858 | 0.013938 | 0.013446 | 0.010376 | 0.013947 | 0.010376 | 0.010378
153 | 154168.2234 | 15294.3201 | 5628.2346 | 66333.514 | 36956.5724 | 15349.0544 | 11866.5923 | 3016.9432 | 6041.0344 | 7867.1958 | 26328.5137 | 7954.6688 | 9930.3799 | 3990.1854 | 7039.3468 | n/a | 8558.549 | 6316.5621 | 3898.3227 | 9926.1042 | 9295.0468 | 8740.9186 | 1736.7127 | 4000.1438 | 7524.6627 | 3237.4972 | 5501.3902 | 6293.8555 | 3888.0717 | 5726.635 | 229.3483 | 213.3279 | 213.3279 | 218.1831 | 238.7025 | 188.2227 | 251.4138 | 229.1133 | 251.4138 | 204.1676 | 240.3115 | 172.2778 | 220.608 | 217.5649 | 218.011 | 174859.8 | 10335.4401 | 4136.0694 | 69479.9807 | 32713.4639 | 13952.6811 | 5940.9671 | 5101.7913 | 5062.9512 | 4556.9419 | 28868.9276 | 5789.3689 | 5963.8342 | 4600.5231 | 6267.3312 | 160830.6 | 17977.6891 | 10362.6315 | 69074.0034 | 40497.3682 | 22745.1279 | 14501.5857 | 6811.504 | 8905.095 | 11767.5045 | 30866.4248 | 11102.259 | 11911.7897 | 8320.4948 | 11682.5662 | 111.71 | 111.71 | 111.71 | 112.3923 | 112.3923 | 112.3923 | 112.3923 | 112.3923 | 112.3923 | 112.3923 | 111.71 | 112.3923 | 112.3923 | 111.71 | 111.71 | 0.0041009 | 5.3227e-05 | 8.9553e-16 | 0.0085377 | 0.0018798 | 1.5288e-10 | 2.388e-05 | 4.1367e-22 | 5.229e-08 | 1.4876e-10 | 5.4231e-05 | 9.233e-09 | 1.4326e-05 | 1.1691e-23 | 9.8498e-14 | 0.0041009 | 0.0041541 | 0.0041541 | 0.012639 | 0.014518 | 0.012639 | 0.014542 | 0.014518 | 0.014542 | 0.012639 | 0.0041551 | 0.0041009 | 0.012653 | 0.0041009 | 0.0041009
154 | 151267.4097 | 15280.4873 | 5737.8251 | 65151.9362 | 36280.5122 | 15164.7889 | 11757.0542 | 2979.4996 | 5904.8381 | 7824.0787 | 25611.7247 | 7760.1916 | 9757.6249 | 4056.1934 | 6734.5114 | n/a | 10553.0121 | 6099.7496 | 4624.8821 | 11605.1856 | 12738.1468 | 9463.6509 | 1802.9844 | 4254.4963 | 6288.1643 | 4218.7277 | 7531.1231 | 5278.4103 | 3049.6273 | 4782.2815 | 219.219 | 202.7494 | 202.7494 | 203.359 | 229.9347 | 162.6965 | 246.4835 | 217.4507 | 246.4835 | 183.4549 | 237.879 | 141.9381 | 207.8972 | 208.2656 | 208.8462 | 174242.7013 | 9638.6988 | 4304.1178 | 70552.0784 | 31628.6724 | 14816.1029 | 6118.8373 | 5248.6122 | 5096.1563 | 4296.4207 | 25810.3923 | 6054.9776 | 6145.0007 | 4585.227 | 6283.9376 | 158251.1 | 18524.811 | 10319.7674 | 71429.358 | 40502.8555 | 27188.2497 | 14576.1857 | 6909.0966 | 8344.3501 | 10342.885 | 27579.4519 | 13461.8007 | 11288.811 | 7423.9543 | 9722.8511 | 97.2311 | 97.2311 | 97.2311 | 97.2311 | 97.2311 | 97.2311 | 97.2311 | 97.2311 | 97.2311 | 97.2311 | 97.2311 | 97.2311 | 97.2311 | 97.2311 | 97.2311 | 0.0030589 | 1.3036e-05 | 4.4612e-15 | 0.0008849 | 0.00096926 | 6.1129e-16 | 1.3167e-05 | 4.4289e-23 | 2.9459e-07 | 1.3193e-07 | 0.0021868 | 1.7495e-14 | 7.746e-05 | 1.2599e-18 | 6.1226e-10 | 0.0030589 | 0.0030719 | 0.0030719 | 0.0039438 | 0.004913 | 0.0039438 | 0.0049262 | 0.004913 | 0.0049265 | 0.0039439 | 0.0052457 | 0.0030589 | 0.0040212 | 0.0030589 | 0.0030589
155 | 151760.6918 | 14895.1219 | 5499.22 | 65358.5641 | 36461.0443 | 15215.8454 | 11698.4545 | 3045.6473 | 5677.5548 | 7860.4547 | 25825.6958 | 7889.1654 | 9920.2837 | 3832.1225 | 7136.2482 | n/a | 11027.583 | 7020.9491 | 4262.9999 | 10475.4017 | 9191.0105 | 9608.6057 | 2019.4958 | 3859.2865 | 6421.0699 | 5241.3658 | 6786.6798 | 6939.7649 | 3990.7293 | 6318.4374 | 203.7137 | 187.5596 | 187.5596 | 185.1664 | 214.9744 | 138.5509 | 233.5823 | 200.937 | 233.5823 | 161.8922 | 227.0603 | 115.2095 | 191.0138 | 193.7621 | 194.415 | 172003.7309 | 9991.1663 | 4252.9617 | 69677.7936 | 30899.9043 | 14798.2392 | 5776.5743 | 4952.7681 | 4918.9175 | 4780.0658 | 27590.6312 | 5903.9814 | 7692.726 | 4610.3042 | 5778.7995 | 159784.1 | 18460.8493 | 11223.7108 | 69280.8875 | 38139.3 | 23600.8497 | 14917.68 | 6427.4873 | 8327.804 | 11027.6357 | 31025.3677 | 12475.7612 | 14153.2909 | 8314.0335 | 11839.9369 | 70.2199 | 70.2199 | 70.2199 | 70.2199 | 95.7938 | 70.2199 | 95.7938 | 95.7938 | 95.7938 | 70.2199 | 70.2199 | 70.2199 | 70.2199 | 70.2199 | 70.2199 | 0.0015894 | 4.6404e-06 | 4.8361e-19 | 0.0039525 | 0.0093382 | 9.6162e-12 | 4.011e-06 | 9.0358e-20 | 6.433e-08 | 5.5828e-09 | 1.7668e-05 | 6.7793e-12 | 1.7714e-09 | 2.5319e-25 | 1.0044e-13 | 0.0015894 | 0.001594 | 0.001594 | 0.0055419 | 0.01488 | 0.0055419 | 0.014884 | 0.01488 | 0.014884 | 0.0055419 | 0.0016071 | 0.0015894 | 0.0055419 | 0.0015894 | 0.0015894
156 | 158635.2143 | 16138.9708 | 6076.0698 | 68090.4097 | 37875.6472 | 15958.4115 | 12148.496 | 3071.3388 | 6264.1675 | 8272.6285 | 27029.5058 | 8438.9191 | 9955.9542 | 4196.995 | 7453.187 | n/a | 10927.9886 | 6065.1623 | 3360.909 | 7300.6008 | 10666.0146 | 7543.4462 | 1537.2334 | 5034.1227 | 9522.9292 | 4440.588 | 6262.8779 | 7368.4743 | 3643.9771 | 4686.2634 | 226.5273 | 209.3317 | 209.3317 | 209.3451 | 237.8718 | 165.4876 | 255.645 | 224.4639 | 255.645 | 187.782 | 247.0607 | 143.1931 | 214.3742 | 215.256 | 215.8797 | 178128.0684 | 10173.2534 | 4245.1145 | 72487.123 | 32589.605 | 14141.982 | 5608.569 | 5184.7332 | 4772.2424 | 4848.3051 | 26532.228 | 5839.1249 | 6634.8438 | 4595.9185 | 6281.4756 | 164666.8 | 21053.542 | 10310.2768 | 71836.6863 | 38444.8058 | 24199.4966 | 13071.4152 | 6677.5666 | 9725.7651 | 14049.8342 | 30288.6159 | 11814.9028 | 13916.5181 | 8211.7956 | 9350.0933 | 127.69 | 127.69 | 127.69 | 127.69 | 246.5008 | 127.69 | 246.5008 | 246.5008 | 246.5008 | 127.69 | 127.69 | 127.69 | 127.69 | 127.69 | 127.69 | 0.0068163 | 3.8665e-07 | 2.0541e-13 | 0.004855 | 0.02534 | 3.8426e-11 | 0.0032226 | 8.7834e-21 | 5.6444e-09 | 5.4597e-14 | 0.0004023 | 7.7943e-09 | 5.5635e-09 | 4.0473e-21 | 1.2947e-06 | 0.0068163 | 0.0068167 | 0.0068167 | 0.011671 | 0.037011 | 0.011671 | 0.040234 | 0.037011 | 0.040234 | 0.011671 | 0.0072186 | 0.0068163 | 0.011671 | 0.0068163 | 0.0068176
157 | 156422.699 | 15996.3911 | 5969.6179 | 67198.9188 | 37284.7137 | 15728.0415 | 11886.3099 | 2906.8338 | 6060.3321 | 8146.2115 | 26530.8668 | 8481.7219 | 9881.0595 | 4002.3614 | 6988.6658 | n/a | 11390.7263 | 6925.2161 | 3026.579 | 7518.8052 | 7960.7104 | 7558.2724 | 1575.9979 | 3760.0467 | 8216.313 | 3745.7268 | 7359.888 | 7054.0652 | 3103.365 | 5368.9721 | 220.4358 | 203.576 | 203.576 | 203.1484 | 231.6692 | 159.1555 | 249.4454 | 218.2591 | 249.4454 | 181.4537 | 241.3114 | 136.8573 | 208.285 | 209.5014 | 210.1251 | 171138.4902 | 11412.1754 | 4163.7805 | 69020.1566 | 32473.2138 | 14472.8164 | 6031.8779 | 4914.5004 | 4814.4719 | 4611.0243 | 26725.5576 | 5915.6947 | 6655.4954 | 4681.0722 | 5901.8249 | 161899.9 | 22161.8016 | 11088.9966 | 68858.1 | 39053.9191 | 21908.9268 | 13552.0504 | 6330.5983 | 8574.5186 | 12727.3372 | 29212.1298 | 12850.9827 | 12638.8606 | 7407.0371 | 11229.3971 | 134.03 | 134.03 | 134.03 | 156.53 | 156.53 | 156.53 | 156.53 | 156.53 | 156.53 | 156.53 | 134.03 | 156.53 | 156.53 | 134.03 | 134.03 | 0.0091382 | 1.7642e-08 | 4.8315e-16 | 0.016667 | 0.0089201 | 5.333e-09 | 0.00037367 | 7.6786e-21 | 2.8056e-07 | 1.1046e-11 | 0.00085611 | 8.8969e-11 | 6.1289e-07 | 4.9874e-19 | 8.3448e-13 | 0.0091382 | 0.0091382 | 0.0091382 | 0.025805 | 0.034725 | 0.025805 | 0.035099 | 0.034725 | 0.035099 | 0.025805 | 0.0099943 | 0.0091382 | 0.025806 | 0.0091382 | 0.0091382
158 | 155406.7187 | 15552.6302 | 5839.3077 | 66803.8101 | 37161.683 | 15569.8476 | 11819.0233 | 2942.9895 | 6077.1537 | 7897.3801 | 26374.244 | 8157.0523 | 10051.5988 | 4044.7488 | 7003.9942 | n/a | 10596.6945 | 6365.4779 | 5199.9726 | 8631.3307 | 9151.3797 | 9085.829 | 1653.3684 | 4375.9497 | 7757.6379 | 4083.9551 | 6916.0462 | 6224.5573 | 4773.0497 | 5002.3417 | 225.0519 | 208.3301 | 208.3301 | 209.6044 | 235.7673 | 169.794 | 252.0489 | 223.4848 | 252.0489 | 190.2173 | 242.8925 | 149.3708 | 213.9062 | 213.7572 | 214.3285 | 176529.784 | 11071.1375 | 4256.3966 | 70790.9725 | 33680.1888 | 13649.6839 | 6152.0971 | 5088.7573 | 4887.7857 | 3592.5898 | 26544.3264 | 6022.7148 | 6329.6008 | 4634.6646 | 5786.0304 | 161762.1 | 21302.432 | 10553.0746 | 69765.245 | 40411.2195 | 21078.9636 | 15155.7261 | 6742.1258 | 9181.5353 | 10719.2277 | 28136.6815 | 12702.8611 | 10510.2581 | 9205.5144 | 10367.5721 | 117.32 | 117.32 | 117.32 | 117.32 | 117.32 | 117.32 | 117.32 | 117.32 | 117.32 | 117.32 | 117.32 | 117.32 | 117.32 | 117.32 | 117.32 | 0.0051343 | 3.2147e-08 | 3.2151e-15 | 0.0075402 | 0.002461 | 2.5501e-08 | 3.1568e-06 | 1.231e-22 | 1.8455e-08 | 3.3137e-08 | 0.0032209 | 1.7292e-11 | 0.0063609 | 2.0148e-27 | 1.398e-10 | 0.0051343 | 0.0051343 | 0.0051343 | 0.012674 | 0.015135 | 0.012675 | 0.015139 | 0.015135 | 0.015139 | 0.012675 | 0.0083551 | 0.0051343 | 0.019035 | 0.0051343 | 0.0051343
159 | 154138.3863 | 15450.0678 | 5769.9048 | 66294.7038 | 36776.3411 | 15303.0348 | 11741.8668 | 3059.1341 | 5794.7334 | 8059.8551 | 26090.2093 | 8160.885 | 9892.3065 | 3989.0478 | 6948.1335 | n/a | 7961.358 | 5232.893 | 3448.7687 | 8492.7607 | 10194.903 | 9141.1275 | 2077.2459 | 4064.5208 | 5454.611 | 3924.6349 | 7072.8816 | 7548.1469 | 3585.5819 | 5469.1541 | 199.6717 | 182.9195 | 182.9195 | 177.3727 | 212.1183 | 122.1326 | 233.8501 | 195.7243 | 233.8501 | 149.3925 | 229.0517 | 94.8727 | 184.8672 | 190.1634 | 190.9259 | 172846.111 | 10122.1037 | 4280.3447 | 71985.4852 | 30864.4326 | 14662.463 | 5722.0384 | 5047.1306 | 4800.2253 | 4035.7979 | 25980.7314 | 6345.836 | 6327.9654 | 4773.6407 | 5914.8701 | 160493.3139 | 17989.3616 | 9513.2377 | 71698.2232 | 38363.8933 | 23920.5104 | 14863.1659 | 7098.0764 | 8864.746 | 9099.109 | 27243.4 | 12873.1621 | 12813.2371 | 8250.3225 | 10887.2241 | 103.1071 | 103.1071 | 103.1071 | 103.1071 | 103.4679 | 103.1071 | 103.4679 | 103.4679 | 103.4679 | 103.1071 | 108.24 | 103.1071 | 103.1071 | 103.1071 | 103.1071 | 0.004986 | 8.1278e-05 | 1.2569e-12 | 0.0016308 | 0.010239 | 5.9404e-12 | 5.4917e-06 | 4.2063e-23 | 1.0778e-08 | 0.00024713 | 0.0077307 | 7.9063e-12 | 3.2297e-07 | 2.5311e-23 | 4.1889e-12 | 0.004986 | 0.0050672 | 0.0050672 | 0.0066167 | 0.016856 | 0.0066167 | 0.016862 | 0.016856 | 0.016862 | 0.0068639 | 0.012717 | 0.004986 | 0.006617 | 0.004986 | 0.004986
160 | 156685.9644 | 15649.7599 | 5643.1452 | 67301.9806 | 37411.4098 | 15642.512 | 11923.7598 | 3075.3898 | 6214.3938 | 7939.1932 | 26685.6489 | 7827.3135 | 9902.0572 | 4039.9491 | 7406.9243 | n/a | 7846.6528 | 5373.5375 | 4403.5666 | 7604.0691 | 11285.5759 | 8857.3469 | 2058.7323 | 4227.3802 | 7847.899 | 4154.1278 | 5746.569 | 5432.5698 | 3961.1899 | 5695.397 | 202.6916 | 186.1495 | 186.1495 | 182.134 | 214.6155 | 130.8766 | 234.9134 | 199.303 | 234.9134 | 156.338 | 229.2381 | 105.4151 | 188.8523 | 192.9155 | 193.6277 | 173680.6304 | 10543.1776 | 4332.1424 | 68391.8619 | 29447.8818 | 13657.822 | 5525.5053 | 5205.6105 | 4867.6939 | 4635.7768 | 26330.2452 | 5818.6534 | 6922.1971 | 4574.421 | 6027.1513 | 162503.8019 | 18041.6304 | 9465.7799 | 69396.5 | 36937.5395 | 23516.5978 | 14313.6408 | 7264.3428 | 9012.8741 | 11067.6758 | 29415.2729 | 11554.4224 | 11391.9669 | 8475.2108 | 11668.7483 | 116.9181 | 116.9181 | 116.9181 | 121.2 | 321.9233 | 121.2 | 321.9233 | 321.9233 | 321.9233 | 121.2 | 116.9181 | 121.2 | 121.2 | 116.9181 | 116.9181 | 0.0074429 | 0.00012613 | 4.2766e-13 | 0.013479 | 0.061812 | 6.469e-11 | 4.9354e-05 | 9.1279e-24 | 1.0263e-07 | 7.8935e-09 | 0.00081643 | 4.0459e-10 | 0.00010004 | 6.5906e-24 | 2.9751e-12 | 0.0074429 | 0.007569 | 0.007569 | 0.020921 | 0.082734 | 0.020921 | 0.082783 | 0.082734 | 0.082783 | 0.020921 | 0.0082593 | 0.0074429 | 0.021021 | 0.0074429 | 0.0074429
161 | 160013.1063 | 16228.7688 | 6286.0612 | 68651.1994 | 38231.4579 | 15905.6352 | 12158.8807 | 3139.6878 | 6145.7431 | 7907.928 | 27119.0969 | 8068.0753 | 10217.4434 | 4311.664 | 7400.3107 | n/a | 10011.1971 | 5779.8457 | 3789.7341 | 10758.4826 | 10926.0737 | 8849.3136 | 2437.7256 | 4358.4162 | 8405.5965 | 3972.3998 | 8079.8975 | 5779.7941 | 3878.6095 | 5381.88 | 236.1777 | 218.3326 | 218.3326 | 218.6363 | 247.8779 | 173.7745 | 266.0922 | 234.1374 | 266.0922 | 196.6222 | 256.998 | 150.9268 | 223.7201 | 224.404 | 225.0431 | 176643.8926 | 10612.0425 | 4282.3337 | 71974.6198 | 34234.6322 | 13544.8832 | 6478.7547 | 5077.6821 | 5220.8073 | 4373.6556 | 27136.842 | 5525.896 | 7207.928 | 4596.3036 | 6228.1941 | 163775.7 | 20491.6396 | 10062.1794 | 70390.8538 | 43134.5148 | 23636.4569 | 15245.4683 | 7473.0078 | 9537.5235 | 12677.9522 | 29632.2493 | 12872.5936 | 12106.622 | 8102.4131 | 11272.4741 | 189.37 | 189.37 | 189.37 | 189.37 | 189.37 | 189.37 | 189.37 | 189.37 | 189.37 | 189.37 | 189.37 | 189.37 | 189.37 | 189.37 | 189.37 | 0.028112 | 1.9085e-06 | 7.6791e-12 | 0.016313 | 0.00066146 | 1.2934e-10 | 8.2088e-06 | 4.7125e-24 | 5.7596e-09 | 2.2428e-12 | 0.0011846 | 3.9164e-12 | 2.5577e-05 | 1.3645e-19 | 2.4534e-11 | 0.028112 | 0.028114 | 0.028114 | 0.044425 | 0.045086 | 0.044425 | 0.045094 | 0.045086 | 0.045094 | 0.044425 | 0.029296 | 0.028112 | 0.04445 | 0.028112 | 0.028112
162 | 157980.1596 | 15963.7086 | 5902.0576 | 67847.2722 | 37622.0481 | 15949.4444 | 12241.5735 | 2986.8362 | 6263.6979 | 8413.7471 | 26983.0872 | 8487.3118 | 9839.8465 | 4088.9025 | 7459.0229 | n/a | 9894.0194 | 5214.0662 | 3425.3274 | 7192.7694 | 11135.3635 | 9332.0411 | 1655.8117 | 3587.567 | 7715.6639 | 2929.1068 | 6784.8846 | 6381.9689 | 3758.2658 | 5431.6004 | 217.3393 | 200.9758 | 200.9758 | 201.4581 | 228.017 | 160.7796 | 244.5572 | 215.5394 | 244.5572 | 181.5273 | 236.0873 | 140.0319 | 206.0246 | 206.4892 | 207.0695 | 170377.1729 | 10761.7904 | 4249.7931 | 68374.0256 | 30722.4059 | 13632.7546 | 5430.0708 | 5095.2669 | 4700.0314 | 3697.4099 | 25580.3117 | 6013.072 | 7105.8019 | 4727.1097 | 5773.3408 | 162567.2 | 18096.0098 | 9351.0593 | 70237.6986 | 37533.1791 | 24284.7181 | 14987.2158 | 6751.0786 | 8287.5984 | 11156.9738 | 27583.5 | 12570.6566 | 13357.2708 | 8386.3755 | 11157.1412 | 151.32 | 151.32 | 151.32 | 151.32 | 342.0255 | 151.32 | 342.0255 | 342.0255 | 342.0255 | 151.32 | 197.53 | 151.32 | 151.32 | 151.32 | 151.32 | 0.016424 | 0.00026308 | 1.4209e-11 | 0.011768 | 0.044359 | 2.9997e-11 | 2.2152e-05 | 3.7717e-22 | 3.7836e-06 | 1.1236e-07 | 0.018077 | 3.3386e-10 | 2.7498e-08 | 5.5398e-23 | 7.4502e-11 | 0.016424 | 0.016687 | 0.016687 | 0.028192 | 0.072551 | 0.028192 | 0.072573 | 0.072551 | 0.072576 | 0.028192 | 0.034501 | 0.016424 | 0.028192 | 0.016424 | 0.016424
163 | 154967.884 | 15693.3102 | 5681.54 | 66616.5361 | 37155.0505 | 15727.8168 | 11819.5451 | 3133.6716 | 5915.7513 | 8168.8602 | 26397.2288 | 8358.7927 | 9702.0646 | 4034.0482 | 7141.7101 | n/a | 8361.6954 | 7132.7611 | 4165.371 | 10142.6435 | 8092.6244 | 9452.4041 | 2071.3819 | 4022.5092 | 8849.0377 | 4248.7583 | 5863.1922 | 7772.868 | 2796.268 | 5747.3672 | 241.2172 | 224.0878 | 224.0878 | 228.219 | 251.4849 | 193.7986 | 265.9183 | 240.5965 | 265.9183 | 211.9037 | 254.7271 | 175.6936 | 231.3066 | 228.899 | 229.4054 | 173795.7854 | 10947.1372 | 4277.7797 | 69880.7254 | 31482.634 | 14012.0062 | 6044.4831 | 5103.7828 | 5020.2798 | 4380.4222 | 27157.7025 | 5848.4808 | 6786.9855 | 4521.555 | 6135.1238 | 160937.2 | 19184.8326 | 11296.3407 | 68816.7 | 41341.5775 | 19089.3318 | 15481.2872 | 7175.1647 | 9042.789 | 11709.9605 | 29744.4614 | 10215.8736 | 12971.6535 | 7233.623 | 11873.791 | 134.1978 | 134.1978 | 134.1978 | 145.4538 | 145.4538 | 145.4538 | 145.4538 | 145.4538 | 145.4538 | 145.4538 | 134.1978 | 145.4538 | 145.4538 | 134.1978 | 134.1978 | 0.0064913 | 8.8447e-06 | 3.5208e-18 | 0.012656 | 0.001092 | 6.8926e-06 | 1.2544e-06 | 1.2868e-22 | 1.115e-08 | 1.6928e-09 | 0.00031616 | 7.8364e-06 | 6.1857e-08 | 6.8123e-18 | 8.728e-14 | 0.0064913 | 0.0065001 | 0.0065001 | 0.019148 | 0.02024 | 0.019155 | 0.020241 | 0.02024 | 0.020241 | 0.019155 | 0.0068074 | 0.006506 | 0.019148 | 0.0064913 | 0.0064913
164 | 155319.5452 | 15207.8953 | 5693.6181 | 66766.0946 | 37161.8291 | 15584.201 | 11627.5495 | 2978.1127 | 6055.5907 | 8025.8457 | 26152.4088 | 8090.1372 | 10106.1025 | 4005.4132 | 7164.039 | n/a | 9494.7161 | 5946.9467 | 5532.5841 | 9978.9841 | 7056.1222 | 9131.7884 | 1852.9169 | 5584.9448 | 6837.9146 | 3522.0961 | 6067.8078 | 4429.286 | 3610.3051 | 4981.9482 | 212.1357 | 196.239 | 196.239 | 196.971 | 222.4427 | 158.046 | 238.3017 | 210.4789 | 238.3017 | 177.9393 | 229.9045 | 138.1528 | 201.2843 | 201.5253 | 202.0817 | 171995.6486 | 10369.2529 | 4252.2378 | 72924.1647 | 34155.4968 | 13045.8739 | 6021.5677 | 5073.1962 | 4932.9328 | 3517.6742 | 23971.5325 | 6078.001 | 6236.2198 | 4672.0569 | 6048.9773 | 158926.1142 | 19542.669 | 10092.6845 | 70504.043 | 41051.8809 | 17172.1961 | 14208.7561 | 6926.113 | 10027.4775 | 9246.4888 | 26444.4 | 11058.7088 | 10180.2 | 7876.462 | 10478.1254 | 171.814 | 171.814 | 171.814 | 171.814 | 171.814 | 171.814 | 171.814 | 171.814 | 171.814 | 171.814 | 262.78 | 171.814 | 251.38 | 171.814 | 171.814 | 0.028948 | 8.1312e-07 | 1.1841e-14 | 0.0046655 | 0.0014128 | 0.00060189 | 2.3929e-05 | 3.455e-23 | 3.0158e-10 | 0.0001001 | 0.027762 | 2.8227e-08 | 0.028995 | 2.5849e-21 | 2.8538e-10 | 0.028948 | 0.028949 | 0.028949 | 0.033614 | 0.035027 | 0.034216 | 0.03505 | 0.035027 | 0.03505 | 0.034316 | 0.05671 | 0.02955 | 0.062609 | 0.028948 | 0.028948
165 | 158422.8197 | 15883.9226 | 6153.4771 | 67948.035 | 37842.531 | 16033.0604 | 12047.406 | 2986.1744 | 6190.9047 | 8358.9413 | 26862.7323 | 8436.7856 | 9882.769 | 4176.9116 | 7379.8569 | n/a | 9708.2641 | 7146.6215 | 3842.3029 | 8873.768 | 10545.0941 | 9988.5221 | 2102.2609 | 4519.9519 | 5402.2441 | 4145.7884 | 6322.3923 | 8263.4888 | 4283.0595 | 6025.4286 | 232.9516 | 216.3629 | 216.3629 | 220.1912 | 242.9385 | 186.4689 | 257.0534 | 232.2905 | 257.0534 | 204.1744 | 246.3261 | 168.7633 | 223.2619 | 221.0679 | 221.5631 | 172373.7106 | 9759.378 | 4198.1339 | 70614.7495 | 32158.6988 | 13247.7829 | 5446.3083 | 5166.3765 | 4829.1324 | 3985.7187 | 26514.4529 | 5843.9718 | 5591.5354 | 4635.4703 | 5999.9243 | 162244.4 | 19349.8421 | 11344.7554 | 71374.9193 | 40279.3668 | 23173.577 | 15434.8304 | 7268.6374 | 9349.0843 | 8795.0629 | 28028.6081 | 12139.9641 | 13513.8242 | 8908.5298 | 11980.553 | 182.8669 | 182.8669 | 182.8669 | 182.8669 | 182.8669 | 182.8669 | 182.8669 | 182.8669 | 182.8669 | 182.8669 | 182.8669 | 182.8669 | 182.8669 | 182.8669 | 182.8669 | 0.026511 | 1.0415e-05 | 8.1671e-16 | 0.0058642 | 0.0051694 | 6.5741e-10 | 3.2802e-06 | 6.5659e-25 | 1.8822e-08 | 0.0049513 | 0.0079735 | 1.7198e-09 | 1.8545e-08 | 1.346e-24 | 4.261e-13 | 0.026511 | 0.026522 | 0.026522 | 0.032375 | 0.037545 | 0.032375 | 0.037548 | 0.037545 | 0.037548 | 0.037327 | 0.034485 | 0.026511 | 0.032375 | 0.026511 | 0.026511
166 | 157430.7522 | 15935.1018 | 6039.9591 | 67583.8542 | 37575.6697 | 15721.437 | 12082.3634 | 3082.8173 | 6033.2733 | 8195.5191 | 26577.5916 | 8319.1832 | 9970.7825 | 4168.8406 | 7418.8413 | n/a | 11544.3678 | 5205.1039 | 3236.2671 | 9773.3177 | 10623.1674 | 5790.1658 | 1725.3035 | 3747.4165 | 7120.3085 | 4175.1888 | 5051.5152 | 6608.9591 | 3539.5946 | 5441.7838 | 221.1619 | 204.8259 | 204.8259 | 206.4157 | 231.5435 | 168.3002 | 247.1754 | 219.7511 | 247.1754 | 187.9085 | 238.0092 | 148.6919 | 210.4572 | 210.0365 | 210.585 | 173526.958 | 9868.0129 | 4144.5456 | 70455.9769 | 31797.993 | 13904.3425 | 5562.6316 | 5129.9567 | 4932.8679 | 4466.9628 | 26592.967 | 5710.5601 | 6348.2085 | 4664.2565 | 6165.6682 | 162883.1 | 20642.7807 | 9181.9495 | 71673.4313 | 40655.5981 | 24168.81 | 11352.7973 | 6735.9602 | 8680.2844 | 11286.2714 | 27454.8 | 10704.3753 | 12880.7676 | 8187.751 | 11327.352 | 135.7181 | 135.7181 | 135.7181 | 135.7181 | 135.7181 | 135.7181 | 370.7631 | 135.7181 | 370.7631 | 135.7181 | 151.7766 | 135.7181 | 135.7181 | 135.7181 | 135.7181 | 0.0095024 | 5.4691e-07 | 1.5929e-10 | 0.0038722 | 0.0029357 | 1.6663e-11 | 0.22479 | 5.9086e-21 | 1.4255e-07 | 1.5287e-08 | 0.011923 | 6.3795e-07 | 3.6985e-07 | 2.8853e-21 | 2.1214e-11 | 0.0095024 | 0.009503 | 0.009503 | 0.013375 | 0.01631 | 0.013375 | 0.2411 | 0.01631 | 0.2411 | 0.013375 | 0.021425 | 0.0095031 | 0.013375 | 0.0095024 | 0.0095024
167 | 149577.0683 | 15175.7062 | 5679.6475 | 64514.8503 | 35968.5193 | 15223.2803 | 11390.7299 | 3075.557 | 5807.6025 | 7785.981 | 25702.4709 | 7865.7308 | 9668.1737 | 3791.9167 | 6813.8874 | n/a | 5733.3044 | 6150.2939 | 4412.1868 | 10415.7382 | 10404.3493 | 7697.8019 | 1621.1814 | 3499.9534 | 8107.2265 | 3572.4168 | 6370.2798 | 7679.7929 | 3634.0261 | 5187.1363 | 214.1936 | 198.1988 | 198.1988 | 199.1336 | 224.5145 | 160.4146 | 240.3139 | 212.5957 | 240.3139 | 180.233 | 231.7378 | 140.5961 | 203.381 | 203.4652 | 204.0196 | 172495.2007 | 10016.7716 | 4330.0659 | 68771.4351 | 32860.7336 | 14073.9767 | 5919.8649 | 5265.4134 | 4959.4133 | 4601.978 | 27003.0776 | 5754.8235 | 6394.3935 | 4954.4809 | 6249.2342 | 156041 | 15750.076 | 10480.3598 | 67524.3839 | 38978.3337 | 23830.126 | 13014.3669 | 4103.5567 | 7938.7666 | 12107.8045 | 28635.3944 | 12078.3033 | 13829.0864 | 8577.507 | 8611.9325 | 104.3315 | 112.2294 | 112.2294 | 104.3315 | 104.3315 | 104.3315 | 104.3315 | 104.3315 | 104.3315 | 104.3315 | 104.3315 | 104.3315 | 104.3315 | 104.3315 | 104.3315 | 0.0041009 | 0.010148 | 7.6852e-16 | 0.0068535 | 0.0027781 | 5.4291e-12 | 0.00034473 | 1.8902e-07 | 1.0912e-06 | 1.468e-11 | 0.00051668 | 4.023e-11 | 1.5318e-09 | 3.7838e-27 | 8.8614e-07 | 0.0041009 | 0.014248 | 0.014248 | 0.010954 | 0.013732 | 0.010954 | 0.014077 | 0.013733 | 0.014078 | 0.010954 | 0.0046175 | 0.0041009 | 0.010954 | 0.0041009 | 0.0041017
168 | 154939.9955 | 15635.5896 | 6076.7928 | 66607.7108 | 37155.2833 | 15622.002 | 12046.755 | 2964.3851 | 5933.359 | 8047.352 | 26372.9464 | 8044.3206 | 9794.3032 | 4024.7793 | 7100.5628 | n/a | 7291.8005 | 6539.1038 | 3235.2733 | 8736.1016 | 9049.7972 | 7484.1219 | 1835.51 | 4148.4581 | 7604.391 | 4280.5889 | 5273.8958 | 7837.3163 | 3498.4971 | 4548.64 | 218.8887 | 202.3982 | 202.3982 | 202.8479 | 229.6583 | 161.7722 | 246.3556 | 217.0621 | 246.3556 | 182.717 | 237.8433 | 140.8273 | 207.4668 | 207.9639 | 208.5498 | 170779.4433 | 10714.9862 | 4479.2469 | 68888.0945 | 31249.8503 | 14994.5268 | 6331.8507 | 4991.4356 | 4944.8843 | 4887.7275 | 25130.1051 | 5805.7628 | 6206.7642 | 4525.9343 | 5964.2886 | 158682 | 15976.8 | 11018.3507 | 67910.9 | 38727.9841 | 23052.624 | 13815.9726 | 6768.9456 | 9093.3424 | 11699.9185 | 28985.594 | 10880.1586 | 13517.4805 | 7975.1314 | 10116.4977 | 171.6542 | 171.7538 | 171.7538 | 185.43 | 185.43 | 185.43 | 185.43 | 185.43 | 185.43 | 185.43 | 171.6542 | 185.43 | 185.43 | 171.6542 | 171.6542 | 0.026253 | 0.018703 | 2.5709e-15 | 0.01974 | 0.01052 | 1.9593e-10 | 0.00029816 | 1.6185e-22 | 9.9593e-09 | 7.6335e-10 | 0.00092488 | 4.9419e-08 | 1.1203e-08 | 1.3041e-21 | 1.3202e-09 | 0.026253 | 0.044957 | 0.044957 | 0.045993 | 0.056513 | 0.045993 | 0.056811 | 0.056513 | 0.056811 | 0.045993 | 0.027178 | 0.026253 | 0.045993 | 0.026253 | 0.026253
169 | 153135.3797 | 15187.3923 | 5564.6011 | 65880.0296 | 36579.2047 | 15598.6725 | 11700.6398 | 2872.3539 | 6051.6555 | 7922.0621 | 25975.8102 | 8245.4321 | 9795.9722 | 3838.9403 | 6937.3337 | n/a | 10571.4667 | 6912.4654 | 4370.8232 | 9761.8338 | 8970.7732 | 8247.6613 | 1469.2016 | 3979.437 | 8140.2863 | 3240.4308 | 6229.2402 | 7599.1752 | 2389.8006 | 5498.1717 | 230.5067 | 213.839 | 213.839 | 216.7449 | 240.7771 | 180.745 | 255.7065 | 229.5147 | 255.7065 | 199.4722 | 245.5311 | 162.0179 | 220.2693 | 218.8154 | 219.3392 | 170116.0721 | 9468.488 | 4168.1901 | 67562.0409 | 31482.1006 | 14220.8234 | 5495.2867 | 4944.7833 | 4640.0526 | 4531.9907 | 26496.8388 | 5771.2342 | 6743.4924 | 4592.9609 | 6065.5981 | 159537.9992 | 19739.1548 | 11010.8554 | 67433.0913 | 39608.9615 | 22928.7966 | 13516.6751 | 6027.3849 | 8577.7895 | 12498.6771 | 28856.8696 | 11911.2744 | 12968.1676 | 6301.2615 | 11172.7698 | 117.0529 | 117.0529 | 117.0529 | 173.4288 | 173.4288 | 173.4288 | 173.4288 | 173.4288 | 173.4288 | 173.4288 | 117.0529 | 173.4288 | 173.4288 | 117.0529 | 117.0529 | 0.004702 | 4.6453e-07 | 5.0393e-18 | 0.017293 | 0.0028554 | 2.4636e-10 | 0.00022529 | 1.3996e-19 | 2.6084e-07 | 6.0679e-12 | 0.00058473 | 1.3803e-09 | 1.0423e-07 | 6.7341e-15 | 7.1767e-13 | 0.004702 | 0.0047025 | 0.0047025 | 0.021995 | 0.02485 | 0.021995 | 0.025075 | 0.02485 | 0.025075 | 0.021995 | 0.0052868 | 0.004702 | 0.021995 | 0.004702 | 0.004702
170 | 156705.1981 | 15816.5787 | 6019.8756 | 67333.7941 | 37602.5022 | 15559.7574 | 11989.357 | 3127.3736 | 6164.709 | 7760.3845 | 26632.8552 | 8185.1953 | 10211.6175 | 4150.0683 | 7240.0792 | n/a | 9804.6397 | 5758.2504 | 3788.2641 | 9220.8256 | 9801.6188 | 5876.369 | 2414.8476 | 2968.3091 | 8583.6516 | 3921.8237 | 7156.737 | 6290.9788 | 2671.9815 | 4700.2708 | 229.9268 | 212.6035 | 212.6035 | 213.0716 | 241.2414 | 169.9116 | 258.7855 | 228.0065 | 258.7855 | 191.9186 | 249.8461 | 147.9046 | 217.9258 | 218.4515 | 219.0671 | 168838.1563 | 10421.1104 | 4330.1667 | 67109.8012 | 30971.1574 | 14368.1808 | 5491.2123 | 5211.6029 | 4756.0742 | 4263.8991 | 24722.4967 | 5959.5628 | 6476.911 | 4508.4014 | 5983.5459 | 162808.1563 | 20046.7502 | 10088.417 | 69496.4653 | 39604.683 | 23983.0996 | 11367.5812 | 7626.4505 | 7724.3832 | 12728.8508 | 27848.9204 | 13048.2997 | 12754.5897 | 7147.6829 | 10683.8167 | 126.4734 | 126.4734 | 126.4734 | 138.6562 | 138.6562 | 138.6562 | 388.1782 | 138.6562 | 388.1782 | 138.6562 | 126.4734 | 138.6562 | 138.6562 | 126.4734 | 126.4734 | 0.0062424 | 1.5905e-06 | 4.5325e-13 | 0.013042 | 0.0074018 | 1.4179e-11 | 0.18218 | 5.567e-25 | 2.7632e-05 | 5.2807e-13 | 0.007306 | 4.1295e-12 | 2.0169e-06 | 1.7041e-16 | 1.6831e-10 | 0.0062424 | 0.006244 | 0.006244 | 0.019284 | 0.026686 | 0.019284 | 0.20887 | 0.026686 | 0.20889 | 0.019284 | 0.013548 | 0.0062424 | 0.019286 | 0.0062424 | 0.0062424
171 | 150407.334 | 15089.3412 | 5448.2166 | 64794.9757 | 35996.6691 | 15040.295 | 11583.8846 | 3000.0297 | 5829.8708 | 8105.8462 | 25631.8702 | 7869.1356 | 9447.0372 | 4023.849 | 6969.9419 | n/a | 9225.3836 | 5763.1222 | 3800.265 | 9028.8544 | 9292.6423 | 11712.3454 | 2068.7026 | 4512.1484 | 7873.5946 | 4161.7264 | 7199.3043 | 5544.8841 | 3249.6554 | 4420.3785 | 230.7373 | 213.098 | 213.098 | 212.6792 | 242.483 | 166.7166 | 261.0584 | 228.47 | 261.0584 | 190.0173 | 252.5299 | 143.4159 | 218.0399 | 219.2897 | 219.9415 | 172793.2949 | 9746.1991 | 4148.99 | 69440.6791 | 32970.5879 | 13668.3949 | 5983.4661 | 5120.3417 | 4775.2064 | 4372.0425 | 26743.0748 | 5495.6215 | 6223.6816 | 4573.3916 | 5845.5512 | 154057.5 | 16675.5377 | 9000.4121 | 66216 | 38219.0825 | 22732.0371 | 16292.4518 | 7096.1443 | 8610.6548 | 12191.5372 | 28552.1563 | 12520.0258 | 9702.5208 | 7458.476 | 9807.5297 | 180.1995 | 180.1995 | 180.1995 | 181.0925 | 181.0925 | 181.0925 | 181.0925 | 181.0925 | 181.0925 | 181.0925 | 180.1995 | 181.0925 | 181.0925 | 180.1995 | 180.1995 | 0.025998 | 0.00077906 | 1.1132e-12 | 0.018256 | 0.0056307 | 4.6928e-11 | 4.8837e-08 | 8.0997e-24 | 4.8179e-08 | 1.0769e-10 | 0.00052026 | 4.6591e-12 | 0.013281 | 4.3714e-19 | 2.6941e-09 | 0.025998 | 0.026777 | 0.026777 | 0.044255 | 0.049885 | 0.044255 | 0.049885 | 0.049885 | 0.049885 | 0.044255 | 0.026518 | 0.025998 | 0.057536 | 0.025998 | 0.025998
172 | 158089.5415 | 16016.4212 | 5999.3009 | 67868.6014 | 37916.6089 | 15934.8557 | 12138.7366 | 3089.2819 | 6411.771 | 7884.4865 | 26887.6606 | 8084.1501 | 10471.1061 | 4128.8224 | 7340.3092 | n/a | 12177.3269 | 5962.0127 | 4805.3077 | 9308.5108 | 8316.6536 | 7057.3126 | 1970.193 | 3565.509 | 8461.3912 | 4676.6263 | 5860.5371 | 7625.0019 | 2842.2205 | 6399.539 | 210.695 | 193.4054 | 193.4054 | 188.9022 | 223.2346 | 134.6392 | 244.6931 | 207.0466 | 244.6931 | 161.5564 | 238.9576 | 107.722 | 196.067 | 200.5582 | 201.3111 | 173704.4935 | 9565.7827 | 4590.0896 | 69785.0935 | 31144.6046 | 13670.7438 | 6139.4076 | 5086.8485 | 5025.2143 | 3582.9102 | 25982.1538 | 6230.3302 | 7862.1704 | 4659.5419 | 6227.8473 | 162719.1 | 21554.3096 | 10489.3023 | 71826.0712 | 39997.8155 | 19990.8674 | 13098.5202 | 7012.1415 | 8538.1232 | 11426.5015 | 28247.3502 | 10712.1374 | 15342.7723 | 6871.1624 | 12615.2863 | 145.92 | 145.92 | 145.92 | 145.92 | 145.92 | 145.92 | 145.92 | 145.92 | 145.92 | 145.92 | 145.92 | 145.92 | 145.92 | 145.92 | 145.92 | 0.01595 | 8.013e-08 | 2.947e-14 | 0.0042395 | 0.0070203 | 1.3492e-06 | 0.0029043 | 2.6602e-22 | 2.9718e-06 | 9.1518e-10 | 0.0060419 | 1.4361e-07 | 3.8481e-10 | 2.3905e-15 | 9.0416e-15 | 0.01595 | 0.01595 | 0.01595 | 0.020189 | 0.02721 | 0.020191 | 0.030114 | 0.02721 | 0.030117 | 0.020191 | 0.021992 | 0.015951 | 0.020189 | 0.01595 | 0.01595
173 | 156102.1473 | 15878.0272 | 5854.8553 | 67094.3314 | 37182.6285 | 15525.5177 | 11809.6778 | 3025.2 | 6164.4606 | 7874.8575 | 26707.0811 | 8091.6957 | 9901.7994 | 3951.2522 | 6758.0524 | n/a | 9980.7165 | 6007.8 | 4582.7147 | 9615.1087 | 9925.8333 | 8769.8679 | 1598.9648 | 4025.4854 | 7618.8522 | 3419.5793 | 5110.1525 | 7707.6107 | 3524.529 | 4936.8498 | 200.5669 | 183.4098 | 183.4098 | 176.6891 | 213.5752 | 117.7738 | 236.6582 | 196.1618 | 236.6582 | 146.7287 | 232.4104 | 88.8189 | 184.8502 | 191.1041 | 191.9141 | 175698.9984 | 11460.9769 | 4189.034 | 69834.0119 | 31733.2763 | 13040.6942 | 5621.173 | 5149.4705 | 4773.4825 | 3600.981 | 25466.6794 | 5589.9489 | 6713.5498 | 4883.0787 | 6211.9175 | 159893.3 | 20167.1544 | 8922.295 | 68557.2 | 38648.9293 | 21605.9955 | 12928.6019 | 6126.9186 | 7363.5289 | 10558.8331 | 27516.5 | 10000.5695 | 13035.8215 | 7786.6077 | 10368.9932 | 157.1483 | 157.1483 | 157.1483 | 157.4374 | 157.4374 | 157.4374 | 157.4374 | 157.4374 | 157.4374 | 157.4374 | 157.4444 | 157.4374 | 157.4374 | 157.1483 | 157.1483 | 0.025998 | 1.436e-06 | 1.385e-10 | 0.018334 | 0.011547 | 5.6266e-09 | 0.0017156 | 2.0264e-18 | 0.00014512 | 6.3077e-08 | 0.013235 | 4.5952e-06 | 1.3927e-07 | 2.1344e-21 | 1.5674e-11 | 0.025998 | 0.025999 | 0.025999 | 0.044332 | 0.055879 | 0.044332 | 0.057594 | 0.055879 | 0.05774 | 0.044332 | 0.039233 | 0.026003 | 0.044332 | 0.025998 | 0.025998
174 | 157929.2979 | 15752.4971 | 5846.1478 | 67828.7962 | 37692.2575 | 15875.6391 | 11964.6095 | 3034.9542 | 5682.2309 | 8254.6048 | 26879.2246 | 8572.2472 | 9911.5032 | 3942.3552 | 7169.9164 | n/a | 8293.0263 | 4953.0334 | 4382.0395 | 11912.0977 | 10328.3536 | 7686.1977 | 1595.2136 | 3860.5574 | 7758.3251 | 4008.9967 | 4030.0695 | 6499.4454 | 2790.1247 | 5124.339 | 171.8597 | 156.189 | 156.189 | 147.0521 | 184.4933 | 86.4921 | 207.9586 | 166.7915 | 207.9586 | 115.9266 | 206.0011 | 57.0577 | 155.9057 | 164.0107 | 164.834 | 174985.1422 | 11303.2618 | 4186.3886 | 70220.0971 | 30928.1692 | 14748.0135 | 6030.6805 | 5110.0949 | 5233.6914 | 4378.8579 | 26630.0635 | 6186.6005 | 6676.2018 | 4646.6891 | 5900.3693 | 160839.0056 | 19517.8881 | 9111.222 | 68576.8 | 41771.5669 | 23036.2305 | 13548.2782 | 6586.9084 | 8925.6489 | 11102.083 | 27527.9601 | 9492.47 | 11934.7472 | 7153.6138 | 10982.7082 | 169.9941 | 169.9941 | 169.9941 | 207.43 | 207.43 | 207.43 | 207.43 | 207.43 | 207.43 | 207.43 | 169.9941 | 207.43 | 207.43 | 169.9941 | 169.9941 | 0.042914 | 4.7036e-06 | 3.7649e-11 | 0.026167 | 0.0012603 | 5.2388e-10 | 0.00048516 | 1.0095e-20 | 3.3691e-09 | 5.3687e-08 | 0.016806 | 0.00067944 | 1.194e-05 | 2.5745e-18 | 1.737e-11 | 0.042914 | 0.042919 | 0.042919 | 0.069081 | 0.070341 | 0.069081 | 0.070827 | 0.070341 | 0.070827 | 0.069081 | 0.05972 | 0.043593 | 0.069093 | 0.042914 | 0.042914
175 | 157646.9946 | 15724.5523 | 5890.6021 | 67702.523 | 37736.4461 | 15854.7224 | 11949.5991 | 3152.9391 | 5968.1727 | 8194.4554 | 26775.3587 | 8021.0538 | 9744.8059 | 4123.9738 | 7398.2094 | n/a | 9894.0908 | 5348.9003 | 4292.4797 | 10820.7649 | 10529.0534 | 8187.82 | 2052.7546 | 4224.1865 | 7507.8119 | 4686.9311 | 7729.9862 | 7499.1707 | 4393.3225 | 4646.2576 | 198.189 | 180.5705 | 180.5705 | 171.6126 | 212.0631 | 106.4842 | 237.4006 | 192.9489 | 237.4006 | 138.2671 | 234.3571 | 74.7012 | 180.953 | 189.0163 | 189.9054 | 175136.8699 | 10574.8509 | 4275.4885 | 73119.0568 | 31556.7008 | 15218.1609 | 5479.6393 | 5041.888 | 4860.197 | 4481.4663 | 26212.4718 | 5769.8467 | 7401.9373 | 4515.8332 | 6016.4768 | 164195.5699 | 20302.6418 | 9624.3888 | 72031.6365 | 39855.9658 | 25440.0143 | 13345.5593 | 7043.7427 | 8933.3835 | 11978.8783 | 29504.803 | 13203.0329 | 12644.008 | 8456.8556 | 10605.0344 | 101.4331 | 101.4331 | 101.4331 | 101.4331 | 101.4331 | 101.4331 | 101.4331 | 101.4331 | 101.4331 | 101.4331 | 101.4331 | 101.4331 | 101.4331 | 101.4331 | 101.4331 | 0.0048419 | 6.4407e-07 | 2.2041e-12 | 0.0033618 | 0.0067374 | 1.1334e-12 | 0.00081756 | 9.8466e-22 | 2.7442e-08 | 5.598e-10 | 0.00082755 | 5.4914e-13 | 2.9556e-07 | 5.6292e-23 | 9.2792e-10 | 0.0048419 | 0.0048426 | 0.0048426 | 0.0082037 | 0.014941 | 0.0082037 | 0.015759 | 0.014941 | 0.015759 | 0.0082037 | 0.0056695 | 0.0048419 | 0.008204 | 0.0048419 | 0.0048419
176 | 148094.5319 | 14964.6236 | 5881.6009 | 63907.005 | 35559.1346 | 14838.5358 | 11332.3866 | 2817.8278 | 5825.5783 | 7593.2996 | 25422.3777 | 7720.8907 | 9155.6351 | 4019.2043 | 6708.5882 | n/a | 8986.1579 | 5722.2091 | 4362.2821 | 10972.6979 | 12700.0204 | 6789.9196 | 2092.6981 | 4981.3328 | 7142.0071 | 4273.5413 | 7250.3728 | 8755.414 | 4039.7851 | 4747.6358 | 207.5961 | 190.4727 | 190.4727 | 185.7289 | 220.0862 | 131.349 | 241.5639 | 203.8839 | 241.5639 | 158.2902 | 236.0654 | 104.4078 | 192.9573 | 197.6318 | 198.3854 | 169353.3295 | 10721.5233 | 4152.2816 | 68527.1754 | 31041.494 | 14760.6972 | 5902.8424 | 5230.1258 | 4957.2218 | 4319.162 | 25548.831 | 5718.3717 | 6539.1772 | 4745.1872 | 6009.3136 | 153121.3 | 18403.7812 | 8712.5907 | 65485.1 | 40341.1247 | 25590.2503 | 12680.762 | 7322.8238 | 9938.5546 | 11397.269 | 26388.2 | 11162.1772 | 14093.8912 | 8369.4723 | 10756.9494 | 129.5082 | 129.5082 | 129.5082 | 143.9294 | 143.9294 | 143.9294 | 143.9294 | 143.9294 | 143.9294 | 143.9294 | 133.1665 | 143.9294 | 143.9294 | 129.5082 | 129.5082 | 0.010175 | 6.6856e-06 | 6.8859e-10 | 0.016665 | 0.00054117 | 9.3606e-15 | 0.00076028 | 1.598e-27 | 7.281e-11 | 1.2144e-10 | 0.0098305 | 1.3215e-09 | 2.0429e-11 | 1.3319e-23 | 9.553e-13 | 0.010175 | 0.010182 | 0.010182 | 0.02684 | 0.027381 | 0.02684 | 0.028142 | 0.027381 | 0.028142 | 0.02684 | 0.020006 | 0.010175 | 0.02684 | 0.010175 | 0.010175
177 | 157436.2483 | 15845.1935 | 5840.6342 | 67609.6102 | 37678.0594 | 15662.1982 | 11959.0492 | 3008.6412 | 5913.7859 | 7790.4716 | 26636.4891 | 8303.9964 | 9885.5286 | 4161.0854 | 6859.6767 | n/a | 9089.5216 | 5928.1238 | 4028.0395 | 9944.7017 | 7328.1783 | 7091.2131 | 1895.631 | 4119.2171 | 7715.3125 | 4338.9862 | 4742.6624 | 6917.1847 | 3341.6679 | 6153.6222 | 210.3172 | 193.2678 | 193.2678 | 189.502 | 222.5132 | 137.5118 | 243.1375 | 206.9546 | 243.1375 | 163.3825 | 237.0491 | 111.641 | 196.2523 | 200.1425 | 200.8662 | 173372.0659 | 10400.808 | 4269.05 | 71502.799 | 31930.0805 | 13993.0659 | 5603.5738 | 5019.2672 | 4885.0166 | 4601.2581 | 25625.6127 | 5724.6056 | 6211.3954 | 4511.4421 | 6013.4787 | 164645.8 | 19234.7296 | 10122.7738 | 71476.1714 | 40404.5822 | 20964.0442 | 12647.8869 | 6823.1982 | 9004.2337 | 12284.9706 | 27753.6 | 10141.668 | 11221.48 | 7853.1101 | 12155.0009 | 94.44 | 94.44 | 94.44 | 94.44 | 94.44 | 94.44 | 94.44 | 94.44 | 94.44 | 94.44 | 119.93 | 94.44 | 94.44 | 94.44 | 94.44 | 0.0031808 | 1.2265e-05 | 5.2352e-14 | 0.0044399 | 0.0039993 | 4.7042e-08 | 0.0059715 | 2.858e-22 | 1.3223e-08 | 6.2561e-12 | 0.0084376 | 8.1063e-06 | 0.00018354 | 9.4473e-20 | 1.0454e-15 | 0.0031808 | 0.0031931 | 0.0031931 | 0.0076207 | 0.01162 | 0.0076207 | 0.017592 | 0.01162 | 0.017592 | 0.0076207 | 0.011618 | 0.003189 | 0.0078042 | 0.0031808 | 0.0031808
178 | 160727.2217 | 16299.2759 | 6156.7753 | 68927.2419 | 38311.4775 | 16393.8064 | 11964.0173 | 2876.4531 | 6225.1883 | 8079.0998 | 27399.8706 | 8671.7613 | 9824.1447 | 4330.9861 | 7404.0435 | n/a | 8138.5761 | 4781.8334 | 3941.3661 | 10458.9647 | 9115.7649 | 10942.1113 | 1753.5405 | 4512.633 | 7082.4509 | 4206.2884 | 7727.4881 | 7870.2842 | 3210.4564 | 6468.6135 | 198.2887 | 182.5817 | 182.5817 | 180.3113 | 209.2236 | 135.1131 | 227.2716 | 195.6086 | 227.2716 | 157.7521 | 220.8939 | 112.4741 | 185.9705 | 188.5977 | 189.2309 | 173291.7666 | 11101.4812 | 4183.9749 | 69424.8754 | 31634.9049 | 15083.6739 | 6070.7795 | 5063.1255 | 4895.7251 | 5045.3758 | 25532.4245 | 5942.5875 | 6652.1668 | 4630.4696 | 6067.6363 | 164952.1251 | 19030.9572 | 8901.4083 | 70075 | 40735.1696 | 23721.0388 | 16649.4908 | 6487.366 | 9158.8581 | 11884.9267 | 28338.9129 | 13434.5757 | 13394.6511 | 7467.826 | 12220.3498 | 146.0939 | 146.0939 | 146.0939 | 186.1 | 186.1 | 186.1 | 186.1 | 186.1 | 186.1 | 186.1 | 146.0939 | 186.1 | 186.1 | 146.0939 | 146.0939 | 0.021383 | 7.1825e-05 | 2.6257e-09 | 0.021733 | 0.0053611 | 6.1695e-10 | 8.0394e-08 | 4.5185e-22 | 5.6681e-08 | 3.902e-10 | 0.011352 | 2.3647e-11 | 2.1703e-08 | 1.5579e-16 | 1.4242e-13 | 0.021383 | 0.021455 | 0.021455 | 0.043116 | 0.048477 | 0.043116 | 0.048477 | 0.048477 | 0.048477 | 0.043116 | 0.032735 | 0.021383 | 0.043116 | 0.021383 | 0.021383
179 | 154144.5284 | 15549.7096 | 5864.4319 | 66291.3498 | 36969.6062 | 15550.5577 | 11727.6511 | 3041.915 | 6098.7551 | 8084.2374 | 26259.3463 | 8328.3965 | 9751.1418 | 3971.5892 | 7471.6482 | n/a | 7633.2263 | 4994.7259 | 5601.7582 | 7814.8871 | 12426.0727 | 10051.4632 | 2155.7942 | 4902.1517 | 8532.825 | 5204.5884 | 5207.0796 | 8041.3835 | 3672.2848 | 4576.8312 | 225.9179 | 208.6221 | 208.6221 | 208.125 | 237.4566 | 162.8629 | 255.739 | 223.6646 | 255.739 | 185.796 | 247.432 | 139.9297 | 213.4217 | 214.7162 | 215.3576 | 172743.3359 | 10335.1933 | 4216.2278 | 69418.4917 | 30997.7618 | 14396.4908 | 5444.1171 | 5134.4827 | 4640.9032 | 3975.7481 | 25960.8539 | 6144.83 | 6131.306 | 4635.3455 | 5999.4372 | 161116.4 | 17618.1196 | 9197.2537 | 71370.9089 | 37460.2 | 26515.1636 | 14812.8017 | 7277.2768 | 9537.6549 | 12371.8731 | 30506.9422 | 11181.2096 | 14065.6894 | 7837.1805 | 7821.5156 | 103.3294 | 103.3294 | 103.3294 | 103.3294 | 257.59 | 103.3294 | 257.59 | 257.59 | 257.59 | 103.3294 | 103.3294 | 103.3294 | 103.3294 | 103.3294 | 103.3294 | 0.0033729 | 0.00026869 | 2.6018e-11 | 0.001994 | 0.026814 | 2.0396e-14 | 6.025e-06 | 3.0216e-24 | 4.1008e-09 | 3.8523e-11 | 8.174e-05 | 7.2853e-08 | 9.4876e-10 | 1.8928e-21 | 0.0057774 | 0.0033729 | 0.0036416 | 0.0036416 | 0.0053669 | 0.032181 | 0.0053669 | 0.032187 | 0.032181 | 0.032187 | 0.0053669 | 0.0034546 | 0.0033729 | 0.0053669 | 0.0033729 | 0.0091503
180 | 157183.3967 | 15793.9908 | 5674.3198 | 67488.2207 | 37527.4625 | 15528.7961 | 11870.1291 | 3166.8285 | 5942.8894 | 7730.4027 | 26841.6214 | 7991.7713 | 10089.362 | 4201.3735 | 7211.5133 | n/a | 8327.3966 | 5065.2612 | 5300.1308 | 8063.3275 | 8551.8569 | 7525.4603 | 1658.5338 | 5175.4905 | 5334.6809 | 4329.7764 | 6864.3351 | 6464.3143 | 3260.2429 | 4327.631 | 229.1346 | 211.7122 | 211.7122 | 211.6253 | 240.6538 | 166.9634 | 258.7412 | 227.009 | 258.7412 | 189.6519 | 250.1081 | 144.2749 | 216.7676 | 217.7413 | 218.3759 | 177343.951 | 9841.65 | 4344.3308 | 73700.4327 | 33432.7003 | 14580.8827 | 6090.599 | 4993.4129 | 4969.2055 | 4234.9209 | 27049.5019 | 5905.0622 | 7021.0222 | 4564.443 | 6026.3545 | 162535.6 | 17893.5466 | 9343.592 | 72005.5535 | 38797.5 | 21656.6485 | 13521.6592 | 5167.9556 | 10133.796 | 9477.7018 | 28748.0523 | 12754.7973 | 11961.7454 | 7702.2858 | 10313.0855 | 142.579 | 142.579 | 142.579 | 142.579 | 150.4821 | 142.579 | 150.4821 | 150.4821 | 150.4821 | 142.579 | 142.579 | 142.579 | 142.579 | 142.579 | 142.579 | 0.0099782 | 0.00026956 | 1.3616e-12 | 0.002972 | 0.013825 | 4.9972e-09 | 0.00038651 | 3.5603e-12 | 7.453e-11 | 5.5792e-06 | 0.0027376 | 3.842e-12 | 2.4895e-05 | 1.0992e-18 | 1.0636e-09 | 0.0099782 | 0.010248 | 0.010248 | 0.01295 | 0.026776 | 0.01295 | 0.027162 | 0.026776 | 0.027162 | 0.012956 | 0.012716 | 0.0099783 | 0.012975 | 0.0099782 | 0.0099782
181 | 153335.7564 | 15600.0756 | 5955.1638 | 65967.707 | 36689.5244 | 15320.6904 | 11818.4714 | 2823.0612 | 5954.8706 | 7886.2351 | 26188.8385 | 7843.8314 | 9722.5932 | 4014.8677 | 7074.4529 | n/a | 7734.7981 | 7429.7275 | 3991.2554 | 8129.9889 | 11269.0951 | 10524.8096 | 1903.8866 | 3697.1594 | 7583.0459 | 4838.6354 | 6067.4883 | 6066.8199 | 4017.1114 | 5775.1926 | 206.9188 | 189.902 | 189.902 | 185.3506 | 219.2903 | 131.6759 | 240.5048 | 203.2864 | 240.5048 | 158.287 | 234.9362 | 105.0647 | 192.458 | 196.9735 | 197.7178 | 173113.5543 | 10237.6749 | 4209.2349 | 70060.2651 | 31086.6774 | 14306.6529 | 5983.8773 | 5267.2277 | 5219.4436 | 5012.2432 | 25460.8052 | 5747.0313 | 6832.1257 | 4719.019 | 6229.5898 | 159358.0168 | 17498.573 | 11638.9624 | 68579.0205 | 37632.4663 | 24306.148 | 16320.987 | 6731.8143 | 8916.603 | 11682.5891 | 28125.3405 | 11457.6196 | 11389.3456 | 8541.0305 | 11933.3824 | 112.812 | 112.812 | 112.812 | 112.812 | 163.4614 | 112.812 | 163.4614 | 163.4614 | 163.4614 | 112.812 | 112.812 | 112.812 | 112.812 | 112.812 | 112.812 | 0.0060032 | 0.00041386 | 1.2584e-17 | 0.010193 | 0.01797 | 2.3344e-12 | 1.1498e-07 | 4.0118e-24 | 2.7036e-08 | 2.6079e-10 | 0.0024452 | 7.3755e-10 | 4.3601e-05 | 1.7245e-24 | 3.2744e-14 | 0.0060032 | 0.006417 | 0.006417 | 0.016196 | 0.034165 | 0.016196 | 0.034166 | 0.034165 | 0.034166 | 0.016196 | 0.0084483 | 0.0060032 | 0.016239 | 0.0060032 | 0.0060032
182 | 153324.6518 | 15725.4595 | 6014.8166 | 65981.0825 | 36577.3086 | 15280.3625 | 11666.243 | 2940.583 | 5977.1992 | 7617.4134 | 26073.6475 | 7970.1524 | 9885.5194 | 3950.6421 | 6815.0915 | n/a | 12123.9684 | 5995.0667 | 3946.3038 | 7387.0309 | 9241.7973 | 8033.7352 | 1626.2917 | 2996.042 | 8694.9069 | 5155.5535 | 5184.5192 | 7284.9853 | 4579.1902 | 4804.6024 | 191.2443 | 174.6829 | 174.6829 | 167.5714 | 203.9575 | 109.2966 | 226.735 | 186.7746 | 226.735 | 137.8682 | 223.0349 | 80.725 | 175.7404 | 182.2754 | 183.0746 | 176352.7086 | 10831.7449 | 4176.5125 | 70986.7693 | 31048.78 | 14585.3751 | 5848.8136 | 5109.9209 | 5081.0407 | 4899.6826 | 25838.9111 | 5825.8993 | 7020.786 | 4579.7221 | 5975.9742 | 157703.9 | 21054.8133 | 10099.2791 | 71780.5646 | 36889.3 | 23471.2724 | 13854.6759 | 6645.6126 | 8024.1828 | 13525.2895 | 28467.5645 | 10723.8185 | 13290.9712 | 8757.4123 | 10000.6766 | 134.48 | 134.48 | 134.48 | 134.48 | 250.89 | 134.48 | 250.89 | 250.89 | 250.89 | 134.48 | 134.48 | 134.48 | 134.48 | 134.48 | 134.48 | 0.017079 | 1.0412e-07 | 4.0155e-13 | 0.0012535 | 0.031237 | 1.7533e-11 | 7.5963e-05 | 3.8151e-22 | 2.1858e-06 | 2.677e-15 | 0.0012245 | 6.4944e-08 | 4.5979e-08 | 2.9713e-26 | 2.3471e-10 | 0.017079 | 0.017079 | 0.017079 | 0.018332 | 0.049569 | 0.018332 | 0.049645 | 0.049569 | 0.049647 | 0.018332 | 0.018303 | 0.017079 | 0.018332 | 0.017079 | 0.017079
183 | 152158.9294 | 15945.2722 | 5990.9789 | 65490.6718 | 36318.6483 | 15388.7717 | 11503.0739 | 2933.2135 | 5954.3444 | 8193.3365 | 25778.4249 | 7860.3426 | 9875.3587 | 3917.9013 | 6985.4764 | n/a | 8175.4172 | 5368.1515 | 3154.9921 | 9878.1789 | 9547.7011 | 6500.3416 | 1952.1486 | 4772.2094 | 8640.9989 | 4328.2691 | 6495.6798 | 6865.7265 | 3473.0174 | 5275.5214 | 200.136 | 183.237 | 183.237 | 177.3014 | 212.777 | 120.8116 | 234.9695 | 196.0355 | 234.9695 | 148.6494 | 230.3471 | 92.9738 | 185.0204 | 190.6344 | 191.4131 | 177671.8037 | 9992.8897 | 4368.7913 | 72890.9557 | 34306.0087 | 14130.6755 | 5999.7359 | 5191.5621 | 4801.5335 | 4724.4128 | 28181.7716 | 5868.3216 | 7756.8057 | 4589.5124 | 6217.4532 | 158471.9 | 18109.3069 | 9695.3428 | 68131.3682 | 42193.9101 | 23496.0766 | 11995.3 | 7143.7107 | 9068.9655 | 13365.4117 | 30774.7067 | 12181.7014 | 13036.7981 | 6560.7958 | 10036.8406 | 102.5772 | 102.5772 | 102.5772 | 102.5772 | 102.5772 | 102.5772 | 115.922 | 102.5772 | 115.922 | 102.5772 | 102.5772 | 102.5772 | 102.5772 | 102.5772 | 102.5772 | 0.0048419 | 0.00024241 | 3.9561e-12 | 0.0099477 | 0.00022475 | 2.5335e-11 | 0.0098182 | 6.2478e-25 | 1.3037e-08 | 7.4986e-13 | 2.3636e-05 | 2.3161e-11 | 1.2064e-07 | 1.4918e-15 | 8.101e-10 | 0.0048419 | 0.0050843 | 0.0050843 | 0.01479 | 0.015014 | 0.01479 | 0.024833 | 0.015014 | 0.024833 | 0.01479 | 0.0048656 | 0.0048419 | 0.01479 | 0.0048419 | 0.0048419
184 | 151732.0754 | 15376.3376 | 5589.8809 | 65320.9256 | 36287.3038 | 15245.321 | 11694.6441 | 2910.1763 | 5772.0234 | 8134.6766 | 25625.8726 | 8229.3314 | 9718.7442 | 4089.916 | 7064.6611 | n/a | 12884.1173 | 6023.8098 | 3199.6272 | 8305.0533 | 9276.4946 | 8340.5845 | 1913.2324 | 3873.8268 | 8467.4716 | 4687.1376 | 5630.3506 | 8485.9661 | 3981.4694 | 5687.2852 | 227.8613 | 210.6941 | 210.6941 | 211.1598 | 239.0735 | 168.3929 | 256.458 | 225.9589 | 256.458 | 190.1997 | 247.598 | 146.5861 | 215.9694 | 216.4889 | 217.0989 | 176678.3936 | 10194.3168 | 4273.1243 | 72708.7135 | 32116.1854 | 14419.8593 | 6009.9437 | 5051.5351 | 4986.7671 | 4495.6676 | 26422.8499 | 5814.8874 | 6574.5553 | 4494.4171 | 6040.768 | 157908.8 | 22117.4552 | 9352.4552 | 71574.802 | 37798.9 | 22954.2539 | 13657.4894 | 6932.1676 | 8167.5551 | 12842.3392 | 28556.6286 | 10823.938 | 14569.2215 | 7129.6873 | 11668.1532 | 119.4129 | 119.4129 | 119.4129 | 119.4129 | 121.9477 | 119.4129 | 121.9477 | 121.9477 | 121.9477 | 119.4129 | 119.4129 | 119.4129 | 119.4129 | 119.4129 | 119.4129 | 0.0052356 | 2.3364e-09 | 5.0265e-13 | 0.0009074 | 0.01075 | 5.9052e-11 | 0.00014741 | 4.4014e-24 | 2.7925e-07 | 5.8331e-12 | 0.00051157 | 2.1011e-07 | 1.0074e-10 | 6.5821e-17 | 1.3608e-13 | 0.0052356 | 0.0052356 | 0.0052356 | 0.006143 | 0.016893 | 0.006143 | 0.01704 | 0.016893 | 0.017041 | 0.006143 | 0.0057472 | 0.0052358 | 0.006143 | 0.0052356 | 0.0052356
185 | 153152.832 | 15620.8641 | 5870.6556 | 65922.231 | 36796.2869 | 15885.0058 | 11976.0849 | 2946.7523 | 6393.7917 | 7947.3742 | 25881.107 | 8545.8995 | 10045.1218 | 3863.0562 | 7064.2433 | n/a | 8068.9663 | 5465.4657 | 4296.9404 | 8101.1384 | 10535.1954 | 7739.117 | 1781.6102 | 3838.7889 | 5690.08 | 3815.962 | 5984.8047 | 4854.8615 | 4370.2104 | 4794.3071 | 241.0117 | 223.7514 | 223.7514 | 227.3719 | 251.4939 | 191.4679 | 266.4685 | 240.1974 | 266.4685 | 210.2517 | 255.5395 | 172.684 | 230.7363 | 228.7429 | 229.2683 | 176003.7754 | 10403.8539 | 4095.3934 | 72758.1117 | 33272.1346 | 14615.2812 | 6210.3074 | 5120.1419 | 4992.3762 | 4127.0733 | 28059.9934 | 6062.3852 | 6247.6314 | 4529.3851 | 6122.7564 | 161758.2173 | 18029.4202 | 9512.459 | 72352.2791 | 38461.2 | 24569.0766 | 13113.3514 | 6516.9521 | 8145.9921 | 9669.2534 | 29156.3567 | 11613.69 | 10981.093 | 8543.5067 | 10917.0635 | 71.2774 | 71.2774 | 71.2774 | 71.2774 | 114.9638 | 71.2774 | 114.9638 | 114.9638 | 114.9638 | 71.2774 | 71.2774 | 71.2774 | 71.2774 | 71.2774 | 71.2774 | 0.0011513 | 0.0001198 | 3.6668e-12 | 0.00084259 | 0.0095763 | 1.1459e-11 | 0.0017032 | 2.2372e-21 | 1.5213e-05 | 8.0436e-06 | 0.00031926 | 3.846e-08 | 0.00096744 | 3.7487e-26 | 1.001e-11 | 0.0011513 | 0.0012711 | 0.0012711 | 0.0019939 | 0.01157 | 0.0019939 | 0.013273 | 0.01157 | 0.013289 | 0.0020019 | 0.0014706 | 0.0011513 | 0.0029613 | 0.0011513 | 0.0011513
186 | 153099.9209 | 15564.8201 | 5643.7883 | 65879.7946 | 36592.3065 | 15462.3602 | 11529.3817 | 2893.4557 | 5532.6923 | 7901.7702 | 25700.8375 | 8443.6099 | 9462.2276 | 3920.8757 | 7095.1684 | n/a | 11909.0749 | 3644.5034 | 5136.9228 | 12054.8839 | 8686.2669 | 5721.6327 | 1451.0576 | 4337.5735 | 7685.1485 | 4069.9897 | 4614.2189 | 5532.6832 | 2977.326 | 5226.1342 | 235.7992 | 218.9069 | 218.9069 | 222.4305 | 246.0629 | 187.2476 | 260.7338 | 234.9954 | 260.7338 | 205.6506 | 250.0504 | 168.8447 | 225.7323 | 223.7972 | 224.3119 | 172425.5622 | 10665.3345 | 4345.3908 | 68805.1881 | 33011.3348 | 14167.9076 | 6239.6681 | 5152.568 | 5079.3601 | 4418.5739 | 25775.6652 | 5965.0985 | 6672.2929 | 4680.9974 | 5922.3786 | 160539.8 | 21736.4785 | 7875.6942 | 69632.4796 | 42968.8187 | 22531.3745 | 11587.1008 | 6546.6256 | 9355.6335 | 12032.4224 | 27037.0549 | 10327.8174 | 11976.8761 | 7648.3234 | 10912.2129 | 96.14 | 96.14 | 96.14 | 96.14 | 96.14 | 96.14 | 342.3731 | 96.14 | 342.3731 | 96.14 | 96.14 | 96.14 | 96.14 | 96.14 | 96.14 | 0.0024194 | 1.1556e-08 | 1.7475e-08 | 0.0044815 | 0.00015033 | 4.1e-10 | 0.034915 | 3.4694e-22 | 1.1156e-10 | 5.1872e-11 | 0.0057184 | 7.5433e-06 | 1.0397e-06 | 5.2973e-21 | 1.3515e-11 | 0.0024194 | 0.0024194 | 0.0024195 | 0.006901 | 0.0070513 | 0.006901 | 0.041966 | 0.0070513 | 0.041966 | 0.006901 | 0.0081378 | 0.002427 | 0.006902 | 0.0024194 | 0.0024194
187 | 151875.2489 | 15190.7834 | 5409.1867 | 65396.8651 | 36437.7733 | 14712.7756 | 11862.8603 | 3141.9921 | 5948.5782 | 7723.8993 | 25618.276 | 7818.0903 | 9698.3251 | 3870.158 | 6740.9958 | n/a | 11656.4412 | 5229.139 | 3455.8649 | 5515.0391 | 9667.5751 | 7385.5184 | 1915.6222 | 4382.3997 | 8084.1105 | 3330.7374 | 5505.122 | 8939.6645 | 2820.2788 | 4441.7227 | 244.5462 | 226.8494 | 226.8494 | 229.8841 | 255.4634 | 191.5475 | 271.3548 | 243.4753 | 271.3548 | 211.4814 | 260.5837 | 171.6136 | 233.6497 | 232.1465 | 232.7041 | 173821.6423 | 10293.9593 | 4146.0389 | 72654.4158 | 32290.9537 | 14836.5645 | 5921.7803 | 4930.3597 | 4859.5564 | 4433.2675 | 25014.5869 | 5878.1482 | 6737.7209 | 4464.4768 | 5818.7624 | 157686.7 | 20874.7005 | 9367.4778 | 70825.793 | 37513.4928 | 22808.4954 | 13307.2987 | 6845.9819 | 9241.9561 | 11375.2973 | 26510.9 | 11244.2702 | 14146.142 | 7284.7556 | 10241.5852 | 136.9712 | 136.9712 | 136.9712 | 136.9712 | 176.0262 | 136.9712 | 176.0262 | 176.0262 | 176.0262 | 136.9712 | 159.1 | 136.9712 | 136.9712 | 136.9712 | 136.9712 | 0.0066194 | 2.7107e-08 | 5.5168e-14 | 0.0015326 | 0.015889 | 9.9364e-12 | 0.00069259 | 7.3938e-21 | 5.4807e-09 | 3.6557e-10 | 0.011104 | 1.7669e-09 | 5.0041e-10 | 1.185e-19 | 2.8779e-11 | 0.0066194 | 0.0066194 | 0.0066194 | 0.008152 | 0.024041 | 0.008152 | 0.024734 | 0.024041 | 0.024734 | 0.008152 | 0.017723 | 0.0066194 | 0.008152 | 0.0066194 | 0.0066194
188 | 151356.4265 | 15269.9914 | 5834.0122 | 65209.3312 | 36302.925 | 14903.4216 | 11527.4646 | 3009.115 | 5725.3306 | 7895.0923 | 25841.3149 | 7769.1008 | 9774.3174 | 3799.0782 | 6854.0014 | n/a | 9397.9401 | 4241.0879 | 4105.4476 | 10179.6446 | 9599.1301 | 7976.6906 | 1688.5819 | 4399.8353 | 5188.5662 | 3378.9598 | 4305.6674 | 7036.749 | 4171.4154 | 4751.0209 | 222.0408 | 205.1775 | 205.1775 | 205.1619 | 233.1732 | 162.0873 | 250.6257 | 220.0073 | 250.6257 | 183.9795 | 242.2258 | 140.1952 | 210.1072 | 210.9949 | 211.6073 | 171829.6681 | 10965.6503 | 4301.7929 | 68691.351 | 29574.8533 | 14289.9489 | 5855.2797 | 5248.7722 | 4894.6197 | 4194.3933 | 24760.6678 | 5934.1191 | 6729.6416 | 4576.208 | 5898.2693 | 157479.3938 | 19944.0904 | 8542.8808 | 67155.6 | 38222.6816 | 22521.979 | 13581.2539 | 6937.3542 | 9294.455 | 8079.4595 | 26624 | 10176.1865 | 12645.3325 | 8572.9234 | 9242.5661 | 117.1954 | 117.1954 | 117.1954 | 140.3845 | 140.3845 | 140.3845 | 140.3845 | 140.3845 | 140.3845 | 151.7073 | 164.1684 | 140.3845 | 140.3845 | 117.1954 | 117.1954 | 0.0053389 | 3.6401e-07 | 1.3065e-09 | 0.014058 | 0.0074891 | 4.733e-11 | 0.00010423 | 7.2362e-23 | 7.5825e-10 | 0.015257 | 0.013245 | 2.5977e-07 | 3.4332e-07 | 4.8519e-27 | 2.8882e-08 | 0.0053389 | 0.0053393 | 0.0053393 | 0.019397 | 0.026886 | 0.019397 | 0.02699 | 0.026886 | 0.02699 | 0.034654 | 0.018584 | 0.0053392 | 0.019397 | 0.0053389 | 0.005339
189 | 157248.0276 | 16224.1305 | 5960.4124 | 67531.8 | 37625.35 | 15634.2418 | 11723.9962 | 2937.5999 | 5757.539 | 7981.2295 | 26759.6621 | 8221.4092 | 10069.2804 | 4082.8873 | 7341.0244 | n/a | 8681.0897 | 5045.7122 | 3465.1899 | 7814.119 | 9112.9639 | 7294.755 | 2265.4668 | 4070.6325 | 8077.7376 | 4804.0095 | 4857.8491 | 6951.1282 | 3521.4169 | 5544.1062 | 227.1399 | 210.8201 | 210.8201 | 214.048 | 237.0999 | 179.6609 | 251.4136 | 226.3019 | 251.4136 | 197.6158 | 241.2053 | 161.7061 | 217.3202 | 215.5914 | 216.0936 | 177793.9253 | 9883.6984 | 4331.9322 | 72765.568 | 33250.8655 | 14653.0848 | 5966.4365 | 5039.9141 | 4778.3535 | 4266.7313 | 26977.8767 | 6052.2514 | 6661.3664 | 4697.1998 | 5882.2183 | 163325.7 | 17513.188 | 9250.5444 | 69950.2 | 38871.0845 | 22222.6487 | 12161.3915 | 7299.081 | 8663.786 | 11547.1689 | 30636.8863 | 10164.0004 | 12404.7946 | 8027.9167 | 11393.1245 | 125.9301 | 125.9301 | 125.9301 | 127.6331 | 150.8297 | 127.6331 | 150.8297 | 150.8297 | 150.8297 | 127.6331 | 125.9301 | 127.6331 | 127.6331 | 125.9301 | 125.9301 | 0.0063656 | 0.0020745 | 4.8096e-11 | 0.011545 | 0.014156 | 1.7124e-09 | 0.011803 | 1.0324e-25 | 2.1912e-08 | 1.007e-09 | 0.000157 | 4.5279e-06 | 3.9677e-06 | 2.6108e-21 | 7.6696e-12 | 0.0063656 | 0.0084401 | 0.0084401 | 0.017911 | 0.032067 | 0.017911 | 0.043869 | 0.032067 | 0.043869 | 0.017911 | 0.0065226 | 0.0063702 | 0.017915 | 0.0063656 | 0.0063656
190 | 157398.7475 | 15737.7707 | 5928.8171 | 67584.7995 | 37578.443 | 15800.4366 | 11970.3664 | 2998.3811 | 6057.1853 | 8125.4764 | 26679.1749 | 8397.0249 | 9994.6071 | 4141.8016 | 7146.3798 | n/a | 10912.0686 | 6174.4151 | 4513.9021 | 9462.8722 | 12197.759 | 9220.2406 | 1931.9653 | 4161.2662 | 5375.589 | 3380.5774 | 6121.7824 | 7040.1488 | 4097.0405 | 5221.7772 | 223.4714 | 206.6572 | 206.6572 | 207.1913 | 234.4335 | 165.4791 | 251.3986 | 221.6353 | 251.3986 | 186.7599 | 242.6708 | 144.1984 | 211.8656 | 212.3122 | 212.9075 | 173085.5275 | 9628.6025 | 4200.5086 | 70036.7238 | 31795.5203 | 14721.1949 | 6604.8688 | 5128.3733 | 5113.114 | 4635.328 | 26378.7974 | 5635.8872 | 5593.7338 | 4703.9388 | 6206.2847 | 163715.6 | 20357.7712 | 10367.2237 | 70969.1251 | 39629.6917 | 26845.2538 | 15496.6094 | 7034.0387 | 9274.3802 | 9998.317 | 28478.4748 | 11696.5695 | 11173.9826 | 8752.6793 | 11255.0619 | 119.0094 | 119.0094 | 119.0094 | 119.0094 | 119.0094 | 119.0094 | 119.0094 | 119.0094 | 119.0094 | 119.0094 | 119.0094 | 119.0094 | 119.0094 | 119.0094 | 119.0094 | 0.0055517 | 5.8729e-07 | 2.9254e-14 | 0.0059514 | 0.0070892 | 2.6e-14 | 2.0912e-06 | 1.6467e-23 | 1.0375e-08 | 4.6874e-06 | 0.0031447 | 1.0274e-08 | 0.00036191 | 3.2726e-24 | 3.03e-12 | 0.0055517 | 0.0055523 | 0.0055523 | 0.011503 | 0.018592 | 0.011503 | 0.018595 | 0.018592 | 0.018595 | 0.011508 | 0.0086965 | 0.0055518 | 0.011865 | 0.0055517 | 0.0055517
191 | 152225.6946 | 15110.2603 | 5709.8852 | 65555.9827 | 36412.3944 | 15279.2051 | 11922.909 | 2930.8961 | 6087.5271 | 7956.9527 | 25651.3553 | 8271.5242 | 9497.9913 | 3987.8596 | 6836.9543 | n/a | 9122.1096 | 6232.6425 | 3861.7945 | 10882.2892 | 10061.0696 | 8380.8026 | 1622.1022 | 4465.2781 | 7782.56 | 5232.5075 | 5807.2075 | 6122.5603 | 3224.836 | 5923.3129 | 217.0346 | 199.8401 | 199.8401 | 197.3459 | 229.0073 | 147.8476 | 248.7714 | 214.0976 | 248.7714 | 172.6393 | 241.7953 | 123.0559 | 203.5451 | 206.4281 | 207.1216 | 173644.9866 | 9908.8212 | 4164.2349 | 75121.281 | 32437.9696 | 14204.7234 | 6209.2331 | 5087.3649 | 5017.1144 | 4556.8913 | 25331.118 | 5968.6652 | 7419.1722 | 4637.3145 | 6187.0689 | 158634.6 | 18830.6308 | 10396.8774 | 70744.2374 | 39547.1175 | 22457.5445 | 13671.0357 | 5379.3259 | 8986.4925 | 12051.8513 | 29777.5254 | 11632.9727 | 11958.484 | 7710.8505 | 12060.6818 | 109.2797 | 109.2797 | 109.2797 | 109.2797 | 109.2797 | 109.2797 | 109.2797 | 109.2797 | 109.2797 | 109.2797 | 109.2797 | 109.2797 | 109.2797 | 109.2797 | 109.2797 | 0.0045662 | 3.5764e-06 | 1.9258e-15 | 0.0017976 | 0.0025706 | 2.4744e-10 | 0.00030061 | 2.0958e-15 | 4.9249e-08 | 7.122e-11 | 8.4637e-05 | 6.0924e-09 | 1.3558e-06 | 1.1516e-20 | 1.4396e-15 | 0.0045662 | 0.0045698 | 0.0045698 | 0.0063638 | 0.0089345 | 0.0063638 | 0.0092351 | 0.0089345 | 0.0092351 | 0.0063638 | 0.0046508 | 0.0045662 | 0.0063652 | 0.0045662 | 0.0045662
192 | 152620.4748 | 15630.4817 | 5862.0838 | 65706.4889 | 36629.359 | 15154.0159 | 11577.4471 | 2892.7059 | 6064.6155 | 7905.9817 | 25893.6238 | 7930.827 | 9691.9782 | 3881.5726 | 7206.1685 | n/a | 9649.7265 | 5669.6576 | 5161.9479 | 8972.429 | 7508.4871 | 6764.5756 | 1908.0972 | 4907.3192 | 8134.799 | 2478.5439 | 7209.0938 | 6882.8654 | 3682.9756 | 5104.9336 | 190.9769 | 174.1806 | 174.1806 | 166.1799 | 204.0682 | 105.3045 | 227.7948 | 186.1692 | 227.7948 | 135.0669 | 224.5477 | 75.5422 | 174.8328 | 182.0895 | 182.922 | 173109.2968 | 11222.4114 | 4391.1812 | 71108.9438 | 31402.452 | 14418.7731 | 5500.9204 | 5216.982 | 4704.8025 | 4019.7863 | 24441.9214 | 6039.7672 | 6870.9975 | 4612.4379 | 5994.41 | 158154.8 | 18833.628 | 8665.1288 | 69288.3231 | 37918.1 | 20476.8502 | 12030.9 | 5645.7941 | 9418.7256 | 12127.0853 | 24724.0653 | 13165.761 | 12199.9953 | 8295.4135 | 11094.0436 | 112.61 | 112.61 | 112.61 | 112.61 | 123.5725 | 112.61 | 124.5685 | 123.5725 | 124.5685 | 112.61 | 336.8216 | 112.61 | 112.61 | 112.61 | 112.61 | 0.0080481 | 1.7282e-05 | 7.7575e-10 | 0.0049574 | 0.013241 | 2.8275e-08 | 0.011089 | 2.9813e-17 | 5.5714e-09 | 3.3546e-11 | 0.16035 | 3.1836e-13 | 1.371e-06 | 1.1058e-24 | 1.2698e-11 | 0.0080481 | 0.0080654 | 0.0080654 | 0.013005 | 0.026247 | 0.013005 | 0.037335 | 0.026247 | 0.037335 | 0.013005 | 0.1684 | 0.0080481 | 0.013007 | 0.0080481 | 0.0080481
193 | 154648.6122 | 15551.7944 | 5819.0215 | 66463.6246 | 36900.8031 | 15535.9002 | 11693.4325 | 2951.7304 | 5987.0949 | 7736.6127 | 26391.3598 | 8297.4162 | 9853.2989 | 4091.1794 | 7393.3979 | n/a | 11322.9315 | 3926.4901 | 4517.1603 | 9532.5543 | 9434.4353 | 9041.1152 | 1379.5512 | 3829.7491 | 5806.9126 | 3748.8684 | 5521.3303 | 7827.6357 | 3652.5873 | 5395.3213 | 196.2797 | 179.6451 | 179.6451 | 173.6106 | 208.7711 | 117.5731 | 230.7686 | 192.1765 | 230.7686 | 145.1664 | 226.3415 | 89.9798 | 181.2984 | 186.9776 | 187.7494 | 171189.3093 | 9699.1549 | 4267.4433 | 69383.7733 | 33024.2001 | 13443.0801 | 5830.9989 | 5080.3264 | 4928.6885 | 4447.5989 | 25987.9429 | 5881.6491 | 6039.9519 | 4665.6807 | 6092.9956 | 157601.7 | 19617.8864 | 8016.3334 | 69005.9355 | 40148.0779 | 21991.6154 | 14577.2376 | 6332.0775 | 8670.0376 | 9485.1114 | 26772.6 | 11286.4794 | 13284.0876 | 7960.168 | 11476.9169 | 184.06 | 184.06 | 184.06 | 184.06 | 184.06 | 184.06 | 184.06 | 184.06 | 184.06 | 184.06 | 238.2 | 184.06 | 184.06 | 184.06 | 184.06 | 0.041535 | 1.9994e-06 | 3.4233e-08 | 0.010651 | 0.0024173 | 2.1655e-09 | 1.0467e-05 | 2.5303e-20 | 1.0924e-07 | 5.5849e-06 | 0.024452 | 3.6619e-08 | 3.9714e-08 | 6.6418e-21 | 7.565e-12 | 0.041535 | 0.041537 | 0.041537 | 0.052187 | 0.054604 | 0.052187 | 0.054614 | 0.054604 | 0.054614 | 0.052192 | 0.065987 | 0.041535 | 0.052187 | 0.041535 | 0.041535
194 | 154419.8978 | 15822.2155 | 5900.0083 | 66402.5773 | 36931.554 | 15647.7875 | 11603.1835 | 3050.1357 | 5677.8581 | 7964.6727 | 26115.852 | 8344.4334 | 9765.6408 | 4019.0359 | 7139.7566 | n/a | 11162.9162 | 5581.9297 | 4097.9679 | 7707.5038 | 7897.061 | 9227.1061 | 2050.4443 | 4436.758 | 8416.4625 | 4729.2668 | 7131.7906 | 7175.6604 | 2538.3287 | 4270.2702 | 206.674 | 190.2738 | 190.2738 | 187.8065 | 218.1158 | 140.3958 | 237.0371 | 203.8419 | 237.0371 | 164.1303 | 230.44 | 116.6612 | 193.7606 | 196.5809 | 197.2448 | 174997.7679 | 10735.3615 | 4415.0249 | 71217.1057 | 32181.3048 | 14608.3003 | 5935.5569 | 5148.2348 | 4851.1855 | 4971.412 | 26292.1925 | 5847.7605 | 6688.3747 | 4556.9335 | 6080.9866 | 160145.9 | 19268.5777 | 9963.3546 | 69953.101 | 38605.3086 | 22324.6613 | 14210.663 | 7080.279 | 8672.9435 | 13375.3744 | 30484.1593 | 12811.3511 | 13439.8351 | 5658.8645 | 10332.3568 | 119.3674 | 119.3674 | 119.3674 | 119.3674 | 119.3674 | 119.3674 | 119.3674 | 119.3674 | 119.3674 | 119.3674 | 119.3674 | 119.3674 | 119.3674 | 119.3674 | 119.3674 | 0.0074429 | 1.0569e-05 | 2.7935e-13 | 0.005175 | 0.0095536 | 1.3861e-09 | 2.1833e-05 | 4.0538e-23 | 1.1501e-08 | 1.1471e-13 | 6.6041e-05 | 4.0611e-11 | 1.3075e-08 | 2.7226e-10 | 5.3307e-10 | 0.0074429 | 0.0074535 | 0.0074535 | 0.012618 | 0.022171 | 0.012618 | 0.022193 | 0.022171 | 0.022193 | 0.012618 | 0.0075089 | 0.0074429 | 0.012618 | 0.0074429 | 0.0074429
195 | 157684.253 | 16004.6221 | 6182.6947 | 67691.3035 | 37787.6037 | 15818.9061 | 12009.6594 | 2952.718 | 6188.8949 | 8126.444 | 26579.2743 | 8287.7377 | 9882.3724 | 4121.7106 | 7013.8854 | n/a | 11252.4431 | 4922.4839 | 5001.1973 | 8675.2461 | 11685.1373 | 8348.5698 | 1715.4749 | 4712.5024 | 7212.3924 | 4501.2829 | 7033.2772 | 5666.3044 | 3797.242 | 5603.6746 | 214.0415 | 197.6526 | 197.6526 | 197.1737 | 224.9771 | 154.2672 | 242.3071 | 211.9036 | 242.3071 | 176.0056 | 234.4407 | 132.5287 | 202.1963 | 203.4292 | 204.0373 | 174334.0999 | 10539.3629 | 4109.0297 | 71490.0418 | 32726.3127 | 14902.6835 | 5926.5507 | 5211.6821 | 4917.023 | 4369.9153 | 24162.7048 | 6066.6532 | 6057.4835 | 4675.416 | 6217.6888 | 162802.8 | 21702.5059 | 8976.9136 | 71313.6392 | 39355.9797 | 24586.4999 | 14251.2206 | 6881.057 | 9605.6254 | 10904.5077 | 27117.3877 | 12892.5304 | 11559.8879 | 8340.958 | 11821.3634 | 138.21 | 138.21 | 138.21 | 138.21 | 138.21 | 138.21 | 138.21 | 138.21 | 138.21 | 138.21 | 209.1459 | 138.21 | 138.21 | 138.21 | 138.21 | 0.011667 | 5.4189e-08 | 2.0827e-09 | 0.0051658 | 0.010802 | 8.4694e-12 | 7.84e-05 | 2.9051e-23 | 5.7297e-09 | 6.0599e-08 | 0.019536 | 1.8452e-11 | 4.6606e-05 | 1.9197e-22 | 3.4659e-14 | 0.011667 | 0.011667 | 0.011667 | 0.016833 | 0.027635 | 0.016833 | 0.027714 | 0.027635 | 0.027714 | 0.016833 | 0.031203 | 0.011667 | 0.016879 | 0.011667 | 0.011667
196 | 152984.1102 | 15452.9144 | 5738.264 | 65829.739 | 36498.2031 | 15410.9303 | 11860.4352 | 2713.5158 | 5929.0498 | 7811.2259 | 26113.2804 | 8165.1409 | 9785.2795 | 4105.2317 | 7073.2922 | n/a | 12825.3318 | 5796.4038 | 4266.9185 | 9015.5709 | 10441.4263 | 7760.8629 | 1846.6864 | 4282.1466 | 7218.7739 | 4564.5303 | 6142.782 | 5789.2111 | 3550.0264 | 6295.1078 | 225.2333 | 208.3624 | 208.3624 | 209.1654 | 236.1653 | 167.914 | 252.9753 | 223.4841 | 252.9753 | 189.0003 | 244.0468 | 146.8278 | 213.7308 | 213.9658 | 214.5556 | 173053.2799 | 10048.5353 | 4062.3718 | 70621.6234 | 32923.3934 | 14132.7896 | 5968.7691 | 5211.9331 | 4939.8181 | 4035.8968 | 26481.3417 | 5784.0136 | 6200.799 | 4557.9077 | 6042.2322 | 156769.3 | 22431.2671 | 9792.1755 | 68088.762 | 38843.9643 | 24132.3159 | 13663.832 | 6921.3195 | 9173.2646 | 11154.7706 | 28590.9719 | 11584.7957 | 10420.43 | 7712.5341 | 12313.54 | 172.95 | 172.95 | 172.95 | 172.95 | 172.95 | 172.95 | 172.95 | 172.95 | 172.95 | 172.95 | 172.95 | 172.95 | 172.95 | 172.95 | 172.95 | 0.025001 | 1.413e-09 | 1.4306e-13 | 0.012129 | 0.00519 | 5.3115e-12 | 0.00025049 | 9.2592e-27 | 6.5841e-09 | 2.0937e-09 | 0.0010874 | 3.7592e-09 | 0.0029641 | 1.3944e-19 | 3.6797e-15 | 0.025001 | 0.025001 | 0.025001 | 0.037131 | 0.042321 | 0.037131 | 0.042571 | 0.042321 | 0.042571 | 0.037131 | 0.026089 | 0.025001 | 0.040095 | 0.025001 | 0.025001
197 | 156348.3176 | 15557.4395 | 5773.9584 | 67201.2659 | 37431.7343 | 15864.0067 | 11934.6907 | 2906.7003 | 6128.9421 | 8304.449 | 26798.2338 | 8322.9933 | 9627.7082 | 4002.9132 | 7684.0491 | n/a | 7968.1535 | 6019.2294 | 3542.9208 | 10360.1242 | 6834.1297 | 7139.4179 | 1700.4981 | 4288.2566 | 7934.5071 | 4701.8516 | 5169.4618 | 8350.8395 | 3310.7821 | 4841.0975 | 218.0564 | 201.5755 | 201.5755 | 201.8381 | 228.8667 | 160.3655 | 245.7029 | 216.1658 | 245.7029 | 181.4845 | 237.3152 | 139.2466 | 206.5416 | 207.1875 | 207.7782 | 172991.6172 | 10162.2294 | 4416.9092 | 70287.0756 | 32087.9323 | 14979.6942 | 5833.4188 | 5192.7189 | 4873.0709 | 4648.731 | 26323.819 | 5910.8723 | 7103.6217 | 4572.5271 | 6151.0481 | 159690.5 | 17423.883 | 10398.9387 | 68488.3352 | 40258.1953 | 21202.6239 | 12238.1754 | 6732.4169 | 8936.3275 | 12032.9381 | 28441.9706 | 11019.4342 | 14100.5612 | 7838.9092 | 10970.6456 | 187.72 | 187.72 | 187.72 | 187.72 | 187.72 | 187.72 | 187.72 | 187.72 | 187.72 | 187.72 | 187.72 | 187.72 | 187.72 | 187.72 | 187.72 | 0.034515 | 0.00044205 | 4.067e-15 | 0.020011 | 0.003614 | 5.0933e-08 | 0.017588 | 4.8895e-23 | 8.2424e-08 | 9.2465e-10 | 0.0039828 | 1.499e-07 | 3.9512e-10 | 3.7443e-21 | 1.1707e-09 | 0.034515 | 0.034957 | 0.034957 | 0.054526 | 0.05814 | 0.054526 | 0.075727 | 0.05814 | 0.075727 | 0.054526 | 0.038498 | 0.034515 | 0.054526 | 0.034515 | 0.034515
198 | 152534.0481 | 15530.1671 | 5780.8018 | 65671.1265 | 36425.7857 | 15401.9873 | 11522.0072 | 3112.3691 | 6068.5017 | 8022.1986 | 26009.5161 | 7995.7136 | 9559.9065 | 4279.3724 | 6954.9898 | n/a | 10938.5262 | 5391.5168 | 2428.6745 | 9101.4806 | 7019.7514 | 6588.6917 | 2033.9876 | 4906.8185 | 7248.6972 | 3904.8743 | 6870.864 | 6779.2912 | 3547.277 | 4622.5215 | 210.2867 | 194.3249 | 194.3249 | 194.341 | 220.8162 | 153.6387 | 237.3112 | 208.3727 | 237.3112 | 174.3298 | 229.3406 | 132.9477 | 199.0075 | 199.8232 | 200.402 | 172317.0178 | 11270.8152 | 4269.475 | 68524.5602 | 30815.4117 | 14078.9744 | 5940.9966 | 4983.9675 | 4923.6656 | 4309.9883 | 26661.223 | 5578.7816 | 7334.5662 | 4612.9188 | 6018.1143 | 156234.8 | 22107.5415 | 9571.0918 | 67113.2 | 38644.6923 | 20931.0258 | 12429.9884 | 6964.8552 | 9830.4841 | 11461.2854 | 26723.3 | 12379.3456 | 13835.9574 | 6720.8933 | 10425.6358 | 164.2657 | 164.2657 | 164.2657 | 164.9368 | 164.9368 | 164.9368 | 164.9368 | 164.9368 | 164.9368 | 164.9368 | 165.0643 | 164.9368 | 164.9368 | 164.2657 | 164.2657 | 0.025998 | 4.1231e-09 | 9.6928e-13 | 0.01824 | 0.005782 | 2.0758e-08 | 0.0029301 | 8.5777e-22 | 8.3671e-10 | 2.041e-09 | 0.014786 | 2.457e-11 | 7.8374e-10 | 1.6873e-13 | 6.539e-11 | 0.025998 | 0.025998 | 0.025998 | 0.044238 | 0.05002 | 0.044238 | 0.05295 | 0.05002 | 0.05295 | 0.044238 | 0.040784 | 0.025998 | 0.044238 | 0.025998 | 0.025998
199 | 158801.9522 | 16046.9564 | 5887.8047 | 68135.472 | 37908.3938 | 16051.9391 | 11925.4664 | 3279.4383 | 6143.4442 | 8123.162 | 26783.5321 | 8450.5973 | 9809.5492 | 4050.1342 | 7408.06 | n/a | 7868.2424 | 7459.5375 | 4954.1737 | 8892.2964 | 10603.656 | 6843.2518 | 1787.4907 | 3208.2679 | 7864.3701 | 4047.9555 | 5360.7099 | 7744.2289 | 4473.8169 | 5639.3107 | 229.9524 | 212.9933 | 212.9933 | 214.7373 | 240.7066 | 175.3784 | 256.8604 | 228.5205 | 256.8604 | 195.6415 | 247.2847 | 155.1154 | 218.8893 | 218.3779 | 218.9447 | 173199.2123 | 10132.6718 | 4019.3038 | 72153.8317 | 31908.5046 | 15040.803 | 5558.2182 | 5052.4129 | 4873.497 | 4476.5698 | 25352.1509 | 6341.0719 | 6769.4026 | 4630.4653 | 6210.5623 | 165802.6 | 17825.1141 | 11478.8413 | 75258.7931 | 39822.731 | 25538.259 | 12288.6 | 6839.9036 | 8040.0649 | 12324.1399 | 28036.2064 | 11612.3818 | 14274.9314 | 8769.7823 | 11778.5729 | 109.06 | 109.06 | 109.06 | 109.06 | 109.06 | 109.06 | 173.47 | 109.06 | 173.47 | 109.06 | 109.06 | 109.06 | 109.06 | 109.06 | 109.06 | 0.0037556 | 0.00062703 | 1.5098e-17 | 0.00063138 | 0.0080863 | 1.9513e-12 | 0.014859 | 2.228e-19 | 5.6907e-06 | 6.4524e-11 | 0.0069988 | 2.1327e-08 | 5.7276e-10 | 3.0724e-25 | 1.6491e-12 | 0.0037556 | 0.0043826 | 0.0043826 | 0.004387 | 0.012473 | 0.004387 | 0.027332 | 0.012473 | 0.027338 | 0.004387 | 0.010754 | 0.0037556 | 0.004387 | 0.0037556 | 0.0037556
200 | 155787.6335 | 15572.8789 | 5984.9074 | 66938.4875 | 37173.6839 | 15775.1908 | 11996.9129 | 3067.4595 | 6028.4746 | 8189.748 | 26380.892 | 8218.7298 | 10065.0078 | 4126.2164 | 7317.1225 | n/a | 8968.3942 | 6652.929 | 3009.333 | 5388.4168 | 9664.3566 | 7254.7566 | 1597.8393 | 3951.7372 | 9713.2345 | 4005.0243 | 4940.6411 | 8455.7912 | 3184.4301 | 6025.3871 | 225.0019 | 208.097 | 208.097 | 208.72 | 236.0015 | 166.9765 | 252.9898 | 223.1859 | 252.9898 | 188.2863 | 244.1597 | 145.6667 | 213.3794 | 213.7597 | 214.3558 | 173251.6581 | 10737.9578 | 4489.3339 | 70806.8807 | 32247.9308 | 14753.7156 | 6035.5459 | 4936.1792 | 5092.3935 | 3983.1063 | 26381.162 | 5953.7671 | 6581.0285 | 4570.5647 | 6297.169 | 159509.6538 | 18777.552 | 11113.6629 | 70461.8957 | 37281.4295 | 22604.2722 | 13220.7844 | 6477.6185 | 8936.7307 | 13414.7408 | 27013.2 | 10217.4082 | 14390.8197 | 7375.3947 | 12322.5561 | 178.0618 | 178.0618 | 178.0618 | 178.0618 | 323.6395 | 178.0618 | 323.6395 | 323.6395 | 323.6395 | 178.0618 | 192.7 | 178.0618 | 178.0618 | 178.0618 | 178.0618 | 0.027034 | 1.6727e-05 | 4.9464e-16 | 0.0053556 | 0.037447 | 1.0818e-09 | 0.001344 | 8.6051e-20 | 4.1302e-08 | 5.764e-13 | 0.016914 | 3.4627e-06 | 1.5677e-09 | 8.8248e-18 | 3.6607e-14 | 0.027034 | 0.027051 | 0.027051 | 0.03239 | 0.069836 | 0.03239 | 0.07118 | 0.069836 | 0.071181 | 0.03239 | 0.043949 | 0.027038 | 0.03239 | 0.027034 | 0.027034
201 | 154314.7041 | 15578.0454 | 6034.8032 | 66365.4864 | 36915.8716 | 15534.7619 | 11813.0518 | 3152.3246 | 6368.8061 | 8089.7812 | 26063.3172 | 8040.7341 | 9833.9711 | 4066.2792 | 6871.4966 | n/a | 10563.8625 | 6025.6289 | 3979.4272 | 9027.3615 | 8706.3907 | 6565.7951 | 1555.9 | 3929.4293 | 7268.3201 | 3402.2232 | 6224.3097 | 4744.9924 | 3429.1907 | 6024.9431 | 212.2016 | 195.516 | 195.516 | 193.5162 | 223.7146 | 146.4292 | 242.5597 | 209.4981 | 242.5597 | 170.0682 | 235.5204 | 122.7902 | 199.3356 | 201.7976 | 202.4589 | 178689.8987 | 9964.9027 | 4197.2762 | 76372.3716 | 34785.8292 | 15253.6433 | 5738.5935 | 5199.0445 | 4823.7009 | 4638.3628 | 27057.9437 | 6067.3651 | 8468.197 | 4636.3466 | 6355.1451 | 161898.6 | 19369.9938 | 10222.9051 | 73610.6854 | 40564.0773 | 22499.634 | 12256.6224 | 6707.6445 | 8753.1301 | 11522.3828 | 27113.5 | 12031.0748 | 12942.1894 | 7625.0373 | 12281.3882 | 84.7991 | 84.7991 | 84.7991 | 84.7991 | 84.7991 | 84.7991 | 138.4175 | 84.7991 | 138.4175 | 84.7991 | 124.8725 | 84.7991 | 84.7991 | 84.7991 | 84.7991 | 0.0023041 | 3.9794e-06 | 2.2889e-13 | 0.00052188 | 0.0017059 | 5.8362e-10 | 0.011708 | 4.7738e-20 | 8.8432e-07 | 2.422e-09 | 0.0089925 | 1.8526e-10 | 1.4172e-07 | 1.6363e-19 | 5.6188e-16 | 0.0023041 | 0.002308 | 0.002308 | 0.0028259 | 0.0045318 | 0.0028259 | 0.016239 | 0.0045318 | 0.01624 | 0.0028259 | 0.011297 | 0.0023041 | 0.0028261 | 0.0023041 | 0.0023041
202 | 155928.7959 | 15593.7743 | 5750.1931 | 66998.5445 | 37192.8833 | 15619.4688 | 11851.2987 | 2911.3941 | 6073.3413 | 7923.6648 | 26664.7739 | 8243.6816 | 9822.7211 | 4056.2097 | 7021.3416 | n/a | 11902.6683 | 4675.6908 | 4418.3993 | 10702.776 | 9682.7929 | 9880.4486 | 2090.3642 | 3715.8566 | 7335.5296 | 3971.9644 | 6439.0541 | 7578.4294 | 2985.1691 | 6151.2775 | 206.4762 | 190.1351 | 190.1351 | 187.8211 | 217.8406 | 140.9063 | 236.579 | 203.7047 | 236.579 | 164.4114 | 229.913 | 117.4011 | 193.6863 | 196.3812 | 197.0387 | 172798.7332 | 10414.2014 | 4410.6684 | 70885.6872 | 32328.3121 | 14135.8207 | 6065.74 | 5146.1194 | 4834.1849 | 3954.8095 | 25182.8023 | 6035.8493 | 6307.4744 | 4565.2712 | 6232.9788 | 160274.1 | 21597.1697 | 9010.1593 | 68589.9 | 38520.1016 | 23010.3136 | 14841.9022 | 7185.9836 | 7670.155 | 10548.7391 | 27970.3668 | 12408.2034 | 12963.2038 | 7398.0404 | 12051.2563 | 147.3105 | 147.3105 | 147.3105 | 150.7743 | 150.7743 | 150.7743 | 150.7743 | 150.7743 | 150.7743 | 150.7743 | 147.3105 | 150.7743 | 150.7743 | 147.3105 | 147.3105 | 0.018288 | 1.794e-08 | 2.7406e-11 | 0.017191 | 0.013029 | 2.1625e-10 | 8.6359e-06 | 1.8858e-25 | 2.0856e-05 | 9.1522e-08 | 0.0064293 | 1.3103e-10 | 1.2266e-07 | 1.685e-18 | 9.906e-15 | 0.018288 | 0.018288 | 0.018288 | 0.035479 | 0.048508 | 0.035479 | 0.048517 | 0.048508 | 0.048538 | 0.035479 | 0.024717 | 0.018288 | 0.035479 | 0.018288 | 0.018288
203 | 155437.1192 | 15865.436 | 5854.6877 | 66794.8529 | 37257.8349 | 15379.7928 | 12248.8037 | 3084.005 | 6206.4769 | 8087.0666 | 26424.3596 | 8433.6973 | 10242.5372 | 4025.0913 | 7305.2046 | n/a | 11907.3849 | 5196.1663 | 4812.6267 | 12111.7617 | 10789.9923 | 7702.3978 | 1658.8464 | 4290.0301 | 9305.8007 | 4315.8783 | 5690.6096 | 7065.7506 | 3750.2234 | 5534.5224 | 215.416 | 198.0873 | 198.0873 | 194.697 | 227.7022 | 142.8392 | 248.317 | 212.1507 | 248.317 | 168.6981 | 241.8484 | 116.9804 | 201.3538 | 204.9589 | 205.6822 | 176673.4144 | 9450.5255 | 4113.4572 | 75148.7885 | 31436.4299 | 14785.6925 | 5502.4223 | 5218.441 | 4932.762 | 4566.9745 | 25340.6012 | 5927.5414 | 7123.277 | 4635.0838 | 6109.6734 | 161499.3 | 20966.3104 | 9279.4235 | 72066.2274 | 40994.9313 | 23421.8573 | 12735.3598 | 6867.8874 | 8601.292 | 13713.6751 | 27517.053 | 10473.6509 | 13875.0276 | 8129.6072 | 11593.0957 | 118.3166 | 118.3166 | 118.3166 | 118.3166 | 118.3166 | 118.3166 | 133.7423 | 118.3166 | 133.7423 | 118.3166 | 124.4477 | 118.3166 | 118.3166 | 118.3166 | 118.3166 | 0.0061817 | 2.0218e-07 | 1.3901e-11 | 0.0018142 | 0.0016265 | 2.9649e-11 | 0.010884 | 1.2758e-21 | 6.3856e-07 | 6.0426e-14 | 0.0086316 | 3.6428e-06 | 3.0747e-08 | 2.2953e-22 | 1.8621e-12 | 0.0061817 | 0.0061819 | 0.0061819 | 0.007996 | 0.0096225 | 0.007996 | 0.020506 | 0.0096225 | 0.020507 | 0.007996 | 0.014813 | 0.0061854 | 0.007996 | 0.0061817 | 0.0061817
204 | 158788.7429 | 16235.0588 | 5982.697 | 68126.8691 | 37759.5501 | 15641.5946 | 12013.6624 | 3136.8239 | 6200.6818 | 8061.5197 | 26872.9599 | 8026.8409 | 10144.547 | 4010.9472 | 7056.438 | n/a | 9568.7049 | 5757.5796 | 4999.4977 | 6523.6441 | 11206.8596 | 8607.4342 | 1245.8379 | 4681.7575 | 6358.2596 | 3462.4945 | 5435.5182 | 7514.8555 | 3472.1814 | 4593.8334 | 195.2178 | 179.2625 | 179.2625 | 175.3142 | 206.7376 | 125.7057 | 226.3753 | 191.9232 | 226.3753 | 150.3389 | 220.9495 | 101.0725 | 181.8293 | 185.8084 | 186.4974 | 175670.1943 | 10086.3553 | 3955.4414 | 72890.2105 | 30888.3188 | 14575.49 | 5883.2787 | 5319.2421 | 4757.9196 | 4975.4599 | 26005.5554 | 5667.7842 | 6872.2279 | 4549.9962 | 5997.0748 | 164459.3 | 19338.9602 | 9549.6211 | 74645.3477 | 36692.5629 | 25124.589 | 14490.7129 | 6168.18 | 9439.6771 | 10773.8591 | 27881.1 | 11005.4024 | 14130.5834 | 7048.6775 | 10590.9082 | 116.6935 | 116.6935 | 116.6935 | 116.6935 | 310.1064 | 116.6935 | 310.1064 | 310.1064 | 310.1064 | 116.6935 | 126.1967 | 116.6935 | 116.6935 | 116.6935 | 116.6935 | 0.008534 | 2.9199e-05 | 9.0995e-12 | 0.00090962 | 0.093994 | 1.0591e-12 | 4.0681e-05 | 1.7457e-17 | 1.3307e-08 | 7.4822e-08 | 0.010013 | 2.4034e-08 | 6.7511e-09 | 3.464e-17 | 6.0624e-11 | 0.008534 | 0.0085632 | 0.0085632 | 0.0094437 | 0.10344 | 0.0094437 | 0.10348 | 0.10344 | 0.10348 | 0.0094437 | 0.018547 | 0.0085341 | 0.0094437 | 0.008534 | 0.008534
205 | 157599.1195 | 15795.8072 | 5899.1893 | 67676.0167 | 37642.4421 | 15657.6394 | 12040.0992 | 3126.8527 | 6165.8291 | 8129.4928 | 26736.6269 | 8319.1763 | 10112.1078 | 4076.705 | 7355.086 | n/a | 10153.6329 | 5058.765 | 4955.4927 | 8767.1344 | 9882.5198 | 8250.5304 | 1807.3809 | 4982.2192 | 8887.1797 | 3994.357 | 6648.5175 | 7181.7058 | 3526.2601 | 4482.0454 | 192.3924 | 175.966 | 175.966 | 169.6284 | 204.8224 | 113.4403 | 226.8453 | 188.2087 | 226.8453 | 141.0655 | 222.7163 | 85.8151 | 177.3967 | 183.3069 | 184.0796 | 171096.3064 | 9659.4724 | 4279.0004 | 69045.8774 | 31242.4059 | 14451.6909 | 5956.6149 | 5080.8344 | 5232.4999 | 4441.5737 | 27234.9097 | 5991.7379 | 7287.1044 | 4606.5423 | 6190.1475 | 164257.6 | 19747.1053 | 9315.4654 | 70752.5637 | 38770.5254 | 24287.6107 | 13339.9303 | 6847.7153 | 9577.6192 | 13313.9534 | 30512.2667 | 12608.4554 | 13498.1102 | 8040.0024 | 10380.3929 | 96.45 | 96.45 | 96.45 | 96.45 | 139.784 | 96.45 | 139.784 | 139.784 | 139.784 | 96.45 | 96.45 | 96.45 | 96.45 | 96.45 | 96.45 | 0.0045218 | 3.0779e-06 | 1.7325e-11 | 0.0071974 | 0.015662 | 9.5792e-12 | 0.0011009 | 4.9272e-21 | 5.5279e-09 | 5.8221e-13 | 0.00018099 | 8.7423e-11 | 6.7364e-08 | 1.9925e-21 | 2.2727e-09 | 0.0045218 | 0.0045249 | 0.0045249 | 0.011719 | 0.027382 | 0.011719 | 0.028482 | 0.027382 | 0.028482 | 0.011719 | 0.0047028 | 0.0045218 | 0.011719 | 0.0045218 | 0.0045218
206 | 154752.4205 | 15823.4697 | 5828.3762 | 66536.9477 | 36930.7798 | 15569.6519 | 11776.4275 | 2864.5154 | 6012.2257 | 7924.6205 | 26368.3683 | 8031.7995 | 9993.952 | 4183.1251 | 7219.2114 | n/a | 13028.4702 | 4060.2418 | 4496.986 | 10891.1985 | 8697.9709 | 8550.0114 | 1475.6717 | 5102.4041 | 8547.9261 | 2906.1561 | 6387.1175 | 7072.1648 | 2358.6434 | 5341.1195 | 212.9017 | 196.7422 | 196.7422 | 196.7614 | 223.5609 | 155.5613 | 240.258 | 210.9649 | 240.258 | 176.5058 | 232.1868 | 134.6168 | 201.4843 | 202.3079 | 202.8938 | 166136.0102 | 10335.096 | 4305.664 | 64525.8553 | 29936.5768 | 13495.2736 | 6374.3363 | 5122.034 | 5073.0369 | 4061.8633 | 26808.4975 | 5777.5742 | 6432.2543 | 4629.871 | 5714.4041 | 158487.3 | 23134.7662 | 8303.1058 | 67248.1 | 39714.4339 | 21997.4446 | 14924.3478 | 6257.4056 | 10175.441 | 12549.9894 | 28896.5536 | 12028.6917 | 13447.6191 | 5313.8043 | 11055.5236 | 167.0558 | 167.0558 | 167.0558 | 230.79 | 230.79 | 230.79 | 230.79 | 230.79 | 230.79 | 230.79 | 167.0558 | 230.79 | 230.79 | 167.0558 | 167.0558 | 0.026511 | 9.4777e-10 | 5.8323e-09 | 0.026462 | 0.0036298 | 2.4117e-09 | 5.2254e-06 | 6.0278e-21 | 1.0696e-10 | 4.807e-12 | 0.0010462 | 1.7567e-10 | 4.4041e-08 | 1.4234e-07 | 1.7635e-11 | 0.026511 | 0.026511 | 0.026511 | 0.052973 | 0.056603 | 0.052973 | 0.056608 | 0.056603 | 0.056608 | 0.052973 | 0.027557 | 0.026511 | 0.052973 | 0.026511 | 0.026511
207 | 157588.8218 | 15727.8367 | 5883.2687 | 67696.1528 | 37560.92 | 15787.2908 | 11636.8834 | 3084.02 | 5872.3602 | 8335.871 | 27018.7104 | 8353.4432 | 9889.821 | 4079.7125 | 7013.6657 | n/a | 11053.7246 | 6199.017 | 3981.2853 | 8925.9755 | 7574.5362 | 10094.4705 | 1623.5828 | 4326.5065 | 6080.1756 | 3641.4983 | 6562.2477 | 6977.0982 | 3873.3774 | 5485.8996 | 221.4548 | 205.118 | 205.118 | 206.7821 | 231.8183 | 168.8318 | 247.392 | 220.0698 | 247.392 | 188.3671 | 238.1777 | 149.2965 | 210.7892 | 210.3091 | 210.8556 | 172477.16 | 10973 | 4246.3358 | 68604.3586 | 30558.8302 | 14251.74 | 5540.5458 | 5115.5174 | 4870.6469 | 4150.7153 | 25594.2676 | 5635.3658 | 7297.3276 | 4515.6767 | 5925.7263 | 161996.8 | 21872.2246 | 10320.7528 | 70493.4439 | 38425.7057 | 21800.2762 | 15582.6163 | 6693.0002 | 9155.1534 | 10225.6909 | 28771.9659 | 12176.8136 | 14242.7257 | 8356.3542 | 11114.5258 | 157.6585 | 157.6585 | 157.6585 | 157.6585 | 189.0156 | 157.6585 | 189.0156 | 189.0156 | 189.0156 | 157.6585 | 157.6585 | 157.6585 | 157.6585 | 157.6585 | 157.6585 | 0.01811 | 1.4442e-08 | 2.3657e-14 | 0.008535 | 0.019587 | 8.6531e-09 | 4.6951e-07 | 1.0142e-20 | 4.7047e-09 | 5.433e-06 | 0.0034711 | 8.2931e-10 | 1.0403e-09 | 6.2741e-23 | 2.0411e-12 | 0.01811 | 0.01811 | 0.01811 | 0.026645 | 0.046233 | 0.026645 | 0.046233 | 0.046233 | 0.046233 | 0.026651 | 0.021581 | 0.01811 | 0.026645 | 0.01811 | 0.01811
208 | 153597.5055 | 15346.5005 | 5834.254 | 66073.121 | 36972.9574 | 15432.0062 | 11710.8982 | 2831.6181 | 6102.3494 | 7839.2592 | 25978.7076 | 7780.5446 | 9633.6335 | 4031.0726 | 6939.3715 | n/a | 10064.5557 | 6566.8016 | 4143.0807 | 8653.1264 | 9313.6498 | 7624.1487 | 1847.0577 | 3116.549 | 8560.2141 | 4396.181 | 5820.9292 | 6924.7119 | 2836.7479 | 6024.606 | 235.0662 | 218.7138 | 218.7138 | 223.9252 | 244.5502 | 193.9188 | 257.322 | 234.9154 | 257.322 | 209.9395 | 245.8259 | 177.898 | 226.2811 | 222.9711 | 223.4192 | 169696.807 | 10127.8868 | 4197.2024 | 68332.5066 | 31609.5339 | 15428.0044 | 5831.5877 | 5296.5899 | 4753.8426 | 4544.247 | 23159.024 | 5781.5694 | 6305.946 | 4661.5362 | 6061.6742 | 162239.6 | 20175.9425 | 10764.004 | 70008.3872 | 39210.2603 | 23841.1542 | 13339.4364 | 7093.6476 | 7836.7917 | 13050.1611 | 26187.5 | 11571.7986 | 13171.1579 | 7419.184 | 11097.1781 | 69.2551 | 69.2551 | 69.2551 | 69.2551 | 69.2551 | 69.2551 | 69.2551 | 69.2551 | 69.2551 | 69.2551 | 302.2 | 69.2551 | 69.2551 | 69.2551 | 69.2551 | 0.0011401 | 2.6222e-07 | 7.7671e-16 | 0.004027 | 0.0058577 | 1.2298e-11 | 0.00038744 | 4.8896e-26 | 1.1399e-05 | 2.03e-13 | 0.031334 | 2.6276e-10 | 1.8697e-08 | 7.9172e-19 | 1.1367e-12 | 0.0011401 | 0.0011404 | 0.0011404 | 0.0051671 | 0.011025 | 0.0051671 | 0.011412 | 0.011025 | 0.011424 | 0.0051671 | 0.032474 | 0.0011401 | 0.0051671 | 0.0011401 | 0.0011401
209 | 152056.2382 | 15687.7805 | 5922.2123 | 65482.2277 | 36459.927 | 15286.951 | 11416.1691 | 2911.3068 | 5862.6116 | 7767.7981 | 25806.0573 | 8285.4087 | 9896.5848 | 3944.9086 | 6950.4866 | n/a | 8348.4447 | 7229.0526 | 4075.7153 | 8360.6807 | 9652.0564 | 9653.0518 | 1808.6376 | 4771.3424 | 6989.3241 | 3920.5801 | 7732.3304 | 8550.919 | 3428.4101 | 5287.6006 | 211.2678 | 195.0134 | 195.0134 | 194.2693 | 222.1811 | 151.1091 | 239.5827 | 209.0537 | 239.5827 | 172.9373 | 231.9535 | 129.2808 | 199.3763 | 200.8139 | 201.4244 | 176518.5137 | 9913.9402 | 4151.3582 | 74881.2541 | 34132.3015 | 14189.5451 | 6739.0441 | 5270.5568 | 5202.6434 | 4619.4439 | 27084.9731 | 5958.0067 | 6757.1056 | 4637.8157 | 5895.5271 | 161139.9 | 17212.6579 | 11188.2107 | 72564.1827 | 40246.0822 | 22890.5228 | 15532.0959 | 7079.1944 | 9950.6858 | 11472.4679 | 28038.5532 | 13598.2371 | 14959.4245 | 7530.0258 | 11143.5277 | 51.4172 | 51.4172 | 51.4172 | 51.4172 | 51.4172 | 51.4172 | 51.4172 | 51.4172 | 51.4172 | 51.4172 | 51.4172 | 51.4172 | 51.4172 | 51.4172 | 51.4172 | 0.00081782 | 0.0010539 | 1.4685e-16 | 0.00054428 | 0.0014513 | 8.218e-11 | 2.2838e-07 | 7.1878e-25 | 9.3202e-11 | 3.1044e-10 | 0.0015035 | 6.6227e-13 | 6.1426e-11 | 3.5523e-20 | 9.6253e-13 | 0.00081782 | 0.0018717 | 0.0018717 | 0.0013621 | 0.0028134 | 0.0013621 | 0.0028136 | 0.0028134 | 0.0028136 | 0.0013621 | 0.0023213 | 0.00081782 | 0.0013621 | 0.00081782 | 0.00081782
210 | 155182.1246 | 15830.9703 | 5948.0573 | 66721.4311 | 37112.0952 | 15567.3913 | 11997.5822 | 3130.0324 | 6119.849 | 7905.9193 | 26091.3237 | 8076.1669 | 9786.6468 | 4134.2045 | 7183.4303 | n/a | 9729.836 | 2969.4836 | 4574.6568 | 9395.0169 | 10650.4403 | 7645.8115 | 1896.5812 | 3388.9239 | 8640.2457 | 3905.726 | 6107.0138 | 6979.9291 | 3049.4499 | 4993.2037 | 217.3391 | 200.432 | 200.432 | 199.0199 | 228.8507 | 152.6905 | 247.4579 | 214.8137 | 247.4579 | 176.0311 | 239.9315 | 129.35 | 204.6299 | 206.6344 | 207.2873 | 170851.0227 | 10628.3255 | 4164.9345 | 69197.8637 | 32883.0238 | 14206.8733 | 6119.4376 | 5175.6786 | 4901.4028 | 4056.3612 | 25735.6662 | 5787.2637 | 6547.0449 | 4540.5513 | 5893.688 | 161509 | 20338.9615 | 7134.4181 | 69147.2 | 40998.0364 | 22097.0974 | 13597.4492 | 6953.8597 | 8248.5267 | 11425.8069 | 27829.0923 | 10404.8612 | 13401.074 | 7335.3012 | 10381.3917 | 113.7 | 113.7 | 113.7 | 117.0738 | 117.0738 | 117.0738 | 117.0738 | 117.0738 | 117.0738 | 117.0738 | 113.7 | 117.0738 | 117.0738 | 113.7 | 113.7 | 0.0051847 | 8.2175e-07 | 2.8079e-05 | 0.011339 | 0.0014115 | 1.852e-09 | 0.00046936 | 1.5474e-21 | 1.8772e-06 | 1.0706e-09 | 0.0032485 | 5.9876e-07 | 1.7194e-08 | 1.6043e-17 | 5.7736e-10 | 0.0051847 | 0.0051855 | 0.0052136 | 0.016524 | 0.017935 | 0.016524 | 0.018405 | 0.017935 | 0.018406 | 0.016524 | 0.0084332 | 0.0051853 | 0.016524 | 0.0051847 | 0.0051847
211 | 159674.8338 | 15994.9236 | 5968.4218 | 68457.7908 | 38079.2357 | 16145.7464 | 12152.6064 | 3226.5531 | 6276.6161 | 8293.7356 | 27039.6543 | 8624.0537 | 10324.9221 | 4175.6024 | 7527.3172 | n/a | 12098.581 | 6156.34 | 4402.9844 | 7490.4937 | 10359.8699 | 7460.9015 | 1894.2411 | 4548.9163 | 9685.1545 | 4027.1938 | 5916.0701 | 6850.0527 | 3440.1674 | 5183.4989 | 206.8933 | 189.9401 | 189.9401 | 185.6036 | 219.169 | 132.5746 | 240.1471 | 203.3435 | 240.1471 | 158.8892 | 234.4725 | 106.2601 | 192.5921 | 196.9328 | 197.6689 | 167386.6945 | 10404.504 | 4326.8651 | 67559.6833 | 30893.1923 | 13848.7399 | 5909.6939 | 5189.2976 | 4884.822 | 4101.8639 | 23466.9518 | 6121.0104 | 6990.0333 | 4633.9185 | 6154.9402 | 163611.3 | 22484.1851 | 10483.2051 | 70114.5678 | 37835.586 | 23919.8098 | 12822.4955 | 7083.5387 | 8885.6383 | 13602.2184 | 27494.1455 | 11933.0805 | 13193.886 | 7757.2859 | 11338.4391 | 159.4173 | 159.4173 | 159.4173 | 159.4173 | 328.7535 | 159.4173 | 328.7535 | 328.7535 | 328.7535 | 159.4173 | 231.4397 | 159.4173 | 159.4173 | 159.4173 | 159.4173 | 0.025001 | 8.1365e-09 | 2.1784e-14 | 0.016938 | 0.050515 | 1.5513e-10 | 0.0064894 | 4.042e-21 | 2.7416e-07 | 5.3169e-13 | 0.022315 | 1.4716e-08 | 6.4353e-07 | 3.6123e-19 | 4.8686e-11 | 0.025001 | 0.025001 | 0.025001 | 0.04194 | 0.092455 | 0.04194 | 0.098944 | 0.092455 | 0.098944 | 0.04194 | 0.047317 | 0.025001 | 0.04194 | 0.025001 | 0.025001
212 | 153305.8118 | 15430.6335 | 5904.004 | 65981.3719 | 36750.4666 | 15520.2177 | 11589.6741 | 3003.107 | 5817.5071 | 8061.2406 | 25940.1193 | 8002.9871 | 9743.4666 | 4113.8621 | 7104.3505 | n/a | 11404.9472 | 5100.0084 | 4270.4252 | 10484.29 | 8597.3693 | 6047.841 | 1357.1663 | 3337.7633 | 9750.3739 | 3233.0925 | 6665.9627 | 8746.4794 | 2603.7238 | 5300.6083 | 219.0417 | 201.4202 | 201.4202 | 197.9691 | 231.5363 | 145.2273 | 252.5022 | 215.72 | 252.5022 | 171.5265 | 245.9266 | 118.9281 | 204.74 | 208.4088 | 209.1444 | 169511.0679 | 8878.0287 | 4229.7678 | 69133.892 | 31065.7115 | 14615.1204 | 6275.4002 | 5096.8329 | 5083.0425 | 4438.8446 | 23625.6162 | 6242.2133 | 6651.3348 | 4673.3896 | 6199.1246 | 157009.6 | 18932.8402 | 9315.2762 | 67483.7293 | 39527.3659 | 21431.7731 | 12289.1412 | 6409.0993 | 8420.8058 | 12838.7828 | 26231.8 | 12477.8952 | 14004.8784 | 7244.8134 | 10118.1973 | 171.724 | 171.724 | 171.724 | 171.724 | 171.724 | 171.724 | 171.724 | 171.724 | 171.724 | 171.724 | 280.54 | 171.724 | 171.724 | 171.724 | 171.724 | 0.026253 | 7.455e-06 | 1.8207e-11 | 0.017758 | 0.0036081 | 8.6466e-09 | 0.0054443 | 3.7898e-20 | 1.112e-07 | 3.3846e-12 | 0.027677 | 1.6081e-11 | 1.1614e-09 | 2.926e-17 | 1.3483e-09 | 0.026253 | 0.026261 | 0.026261 | 0.044011 | 0.04762 | 0.044011 | 0.053064 | 0.04762 | 0.053064 | 0.044011 | 0.05393 | 0.026253 | 0.044011 | 0.026253 | 0.026253
213 | 152933.9257 | 15565.7701 | 6055.1919 | 65797.2314 | 36502.5466 | 15502.7231 | 11836.5887 | 2808.7006 | 5831.3024 | 7839.9374 | 25881.5434 | 8150.4615 | 9933.7847 | 4013.4053 | 6973.657 | n/a | 11477.4401 | 6941.348 | 5242.3063 | 9512.7049 | 9139.6988 | 7399.1512 | 2282.7184 | 3987.7565 | 7516.4062 | 4101.3611 | 4492.8478 | 6273.0467 | 4640.3826 | 6272.2729 | 197.5921 | 181.1 | 181.1 | 175.9094 | 209.7777 | 122.135 | 230.9575 | 193.8001 | 230.9575 | 148.7025 | 226.0604 | 95.5675 | 183.1615 | 188.1599 | 188.903 | 174746.1039 | 10345.4449 | 4343.536 | 70385.8025 | 33176.0753 | 13425.5496 | 5713.3847 | 5107.5621 | 4741.0118 | 4559.4892 | 26479.0004 | 6085.7609 | 6214.5543 | 4595.3332 | 5911.5582 | 156621.4 | 21103.885 | 11193.284 | 69949.6299 | 39951.6012 | 21817.3484 | 12305.857 | 7340.3805 | 8016.6683 | 11757.4954 | 27547.5364 | 10149.1087 | 11190.601 | 8840.9158 | 12183.8311 | 155.5 | 155.5 | 155.5 | 155.5 | 155.5 | 155.5 | 155.5 | 155.5 | 155.5 | 155.5 | 155.5 | 155.5 | 155.5 | 155.5 | 155.5 | 0.026511 | 5.466e-08 | 6.7883e-16 | 0.0034793 | 0.0019615 | 3.0067e-09 | 0.010912 | 9.3391e-28 | 8.7461e-07 | 1.2762e-10 | 0.0035418 | 3.1996e-06 | 0.00025826 | 5.5784e-26 | 2.8549e-15 | 0.026511 | 0.026511 | 0.026511 | 0.02999 | 0.031952 | 0.02999 | 0.042864 | 0.031952 | 0.042865 | 0.02999 | 0.030053 | 0.026514 | 0.030249 | 0.026511 | 0.026511
214 | 152721.4065 | 15305.7914 | 5821.0014 | 65721.1695 | 36640.2691 | 15164.6406 | 11796.5676 | 2993.4773 | 5988.6584 | 7801.6871 | 25978.1464 | 8036.1872 | 9561.0523 | 3980.3513 | 6989.6082 | n/a | 7883.0433 | 5148.218 | 3849.5367 | 8272.9678 | 9749.2532 | 6961.4587 | 1983.7338 | 4390.017 | 7888.0332 | 4267.0137 | 6785.3993 | 6280.3299 | 3004.6383 | 6604.5076 | 215.7544 | 199.368 | 199.368 | 199.3513 | 226.5723 | 157.4914 | 243.5325 | 213.7778 | 243.5325 | 178.766 | 235.3712 | 136.2168 | 204.1574 | 205.0214 | 205.6165 | 177677.5985 | 9656.8672 | 4234.5319 | 74597.5907 | 33352.538 | 15521.1041 | 5636.5727 | 5121.8377 | 4862.6644 | 4955.5331 | 25461.071 | 6165.1257 | 7522.4467 | 4557.6218 | 6192.765 | 160354.4 | 15952.6 | 8261.8393 | 70681.5036 | 38338.8 | 24261.3573 | 12548.5314 | 7079.6715 | 9203.1814 | 12708.2663 | 27455.1667 | 12810.425 | 12890.5766 | 7534.5602 | 12749.0725 | 83.5649 | 99.9291 | 99.9291 | 83.5649 | 99.86 | 83.5649 | 99.86 | 99.86 | 99.86 | 83.5649 | 83.5649 | 83.5649 | 83.5649 | 83.5649 | 83.5649 | 0.0021101 | 0.0085756 | 7.1166e-09 | 0.0020907 | 0.00924 | 1.368e-12 | 0.0048583 | 8.1966e-24 | 8.8437e-09 | 8.2164e-13 | 0.004737 | 4.1362e-12 | 3.9633e-08 | 7.3031e-20 | 1.2722e-16 | 0.0021101 | 0.010686 | 0.010686 | 0.0042008 | 0.013441 | 0.0042008 | 0.018299 | 0.013441 | 0.018299 | 0.0042008 | 0.0068471 | 0.0021101 | 0.0042008 | 0.0021101 | 0.0021101
215 | 153567.2987 | 15890.2737 | 5844.7031 | 66083.8926 | 36781.5825 | 15534.998 | 11544.8826 | 3059.8223 | 5846.447 | 7999.7798 | 26325.2166 | 8342.8301 | 9770.2753 | 4134.1967 | 7138.1155 | n/a | 12366.3546 | 5422.8365 | 5706.3447 | 7359.0799 | 11183.9327 | 4796.6875 | 2381.8585 | 4253.8154 | 8271.2237 | 3453.9989 | 6476.2183 | 7048.5145 | 3496.9092 | 5060.6055 | 199.6834 | 183.9176 | 183.9176 | 181.8112 | 210.616 | 136.8322 | 228.5944 | 197.0534 | 228.5944 | 159.384 | 222.0822 | 114.2804 | 187.411 | 189.9103 | 190.5412 | 176637.145 | 10169.2154 | 3989.8469 | 70584.6366 | 32316.4405 | 14486.4368 | 6118.1728 | 5136.2148 | 5233.3874 | 4614.7707 | 29031.0219 | 6011.1998 | 6538.1303 | 4711.5568 | 5880.0605 | 160357.1044 | 22368.37 | 9290.5834 | 70911.0609 | 38442.8 | 24388.5695 | 10914.8603 | 7473.0733 | 9487.2028 | 12643.7945 | 29266.9473 | 12181.4181 | 12116.1448 | 8119.566 | 10430.266 | 94.3214 | 94.3214 | 94.3214 | 94.3214 | 96.5323 | 94.3214 | 342.8916 | 96.5323 | 342.8916 | 94.3214 | 94.3214 | 94.3214 | 94.3214 | 94.3214 | 94.3214 | 0.0037191 | 7.5476e-09 | 1.1682e-11 | 0.0023107 | 0.0096018 | 4.5287e-12 | 0.19478 | 4.8609e-25 | 7.7262e-10 | 5.4367e-12 | 0.00056619 | 7.5527e-10 | 2.8721e-06 | 2.8898e-21 | 3.0193e-10 | 0.0037191 | 0.0037191 | 0.0037191 | 0.0060298 | 0.015632 | 0.0060298 | 0.21041 | 0.015632 | 0.21041 | 0.0060298 | 0.0042853 | 0.0037191 | 0.0060326 | 0.0037191 | 0.0037191
216 | 154389.7531 | 15677.401 | 5900.633 | 66386.1888 | 36937.2849 | 15585.4518 | 11681.5732 | 2975.3152 | 5956.3419 | 8083.0157 | 26148.8161 | 8546.6422 | 10027.6853 | 4071.2079 | 7395.1329 | n/a | 9396.1145 | 5288.005 | 4825.3763 | 8782.1074 | 9630.4854 | 8145.4699 | 1967.9268 | 3887.4347 | 8526.9525 | 4552.9027 | 5598.2341 | 8159.896 | 3941.858 | 5388.59 | 254.093 | 236.4185 | 236.4185 | 242.0568 | 264.3424 | 209.6371 | 278.1423 | 253.9319 | 278.1423 | 226.9475 | 265.7131 | 192.3267 | 244.6006 | 241.0185 | 241.5027 | 177092.5484 | 9642.3243 | 4167.6321 | 73543.4134 | 31863.3365 | 13446.11 | 5688.8032 | 4955.5793 | 4671.821 | 4089.7502 | 26418.7484 | 5816.0128 | 6933.365 | 4741.6556 | 5838.2358 | 160714.3 | 17628.7673 | 8141.1656 | 71872.0558 | 38018.9 | 21811.7769 | 13095.2731 | 6881.1062 | 8097.9557 | 12451.6026 | 30438.0511 | 11130.0285 | 13259.6896 | 7161.7421 | 10910.2258 | 132.1973 | 132.1973 | 132.1973 | 132.1973 | 183.08 | 132.1973 | 183.08 | 183.08 | 183.08 | 132.1973 | 132.1973 | 132.1973 | 132.1973 | 132.1973 | 132.1973 | 0.0050844 | 0.00037232 | 3.1627e-08 | 0.0015567 | 0.016012 | 4.1111e-09 | 0.00071005 | 5.5445e-23 | 1.3464e-06 | 2.5974e-11 | 7.4848e-05 | 3.4847e-07 | 1.1069e-07 | 3.1977e-17 | 1.7054e-10 | 0.0050844 | 0.0054567 | 0.0054567 | 0.0066411 | 0.022653 | 0.0066411 | 0.023363 | 0.022653 | 0.023365 | 0.0066411 | 0.0051592 | 0.0050847 | 0.0066412 | 0.0050844 | 0.0050844
217 | 152047.4615 | 15009.0908 | 5483.1963 | 65450.5124 | 36472.0575 | 15331.0458 | 11779.5344 | 2888.6197 | 6098.3567 | 7706.529 | 26023.2438 | 8122.9844 | 9490.6454 | 3790.5209 | 7085.174 | n/a | 10071.9258 | 4598.867 | 3816.5366 | 5896.4665 | 9310.1239 | 7470.0074 | 2328.2114 | 4791.9903 | 7911.7471 | 3802.1548 | 5743.7751 | 7433.0378 | 3800.6582 | 4809.4178 | 221.5329 | 205.5916 | 205.5916 | 208.6548 | 231.2844 | 174.863 | 245.3376 | 220.683 | 245.3376 | 192.491 | 235.4236 | 157.235 | 211.893 | 210.276 | 210.769 | 173592.2057 | 10829.7851 | 4180.1556 | 68848.6264 | 33031.9316 | 15161.3962 | 5822.7652 | 5144.8635 | 5082.3958 | 4660.7694 | 28196.3781 | 5987.4458 | 7357.8958 | 4520.2914 | 5979.4374 | 157672.4 | 20683.1736 | 8697.1852 | 67531.5 | 37466.4 | 23252.4611 | 13221.1726 | 7319.2749 | 9874.3862 | 12282.2166 | 30316.0329 | 10802.4619 | 14543.1336 | 7810.7496 | 9322.756 | 128.231 | 128.231 | 128.231 | 136.7768 | 167.08 | 136.7768 | 167.08 | 167.08 | 167.08 | 136.7768 | 128.231 | 136.7768 | 136.7768 | 128.231 | 128.231 | 0.007516 | 2.3382e-08 | 1.3288e-11 | 0.013182 | 0.017088 | 3.7996e-11 | 0.00067824 | 1.7143e-26 | 8.5425e-10 | 3.2441e-12 | 7.2207e-05 | 1.1924e-07 | 2.6959e-11 | 3.5824e-23 | 1.0837e-07 | 0.007516 | 0.007516 | 0.007516 | 0.020698 | 0.037786 | 0.020698 | 0.038464 | 0.037786 | 0.038464 | 0.020698 | 0.0075882 | 0.0075161 | 0.020698 | 0.007516 | 0.0075161
218 | 154611.3842 | 15512.4219 | 5882.1423 | 66491.8704 | 37121.2399 | 15596.8719 | 11810.069 | 3074.1909 | 6101.4468 | 8002.2089 | 26450.4888 | 8216.6899 | 9790.8434 | 3895.4707 | 7013.6641 | n/a | 9663.888 | 5302.2851 | 4401.1519 | 9503.5126 | 10876.1959 | 9550.1739 | 1928.0001 | 4980.6741 | 7422.6533 | 4070.2753 | 6739.1774 | 6247.4172 | 3667.4098 | 5801.0497 | 261.1404 | 244.0635 | 244.0635 | 253.6488 | 270.0052 | 231.6376 | 280.0517 | 262.4264 | 280.0517 | 244.2396 | 265.39 | 219.0356 | 254.1752 | 247.4123 | 247.7648 | 174120.2906 | 10869.6545 | 4492.3929 | 69992.798 | 31700.0736 | 14340.2806 | 5838.3618 | 5171.4865 | 4852.6576 | 4559.6251 | 26190.2245 | 5744.8607 | 6277.2841 | 4582.7702 | 5802.1944 | 163760.9909 | 18029.9425 | 9794.678 | 70988.1499 | 39830.0862 | 24008.5765 | 15298.2357 | 7040.4867 | 9753.4317 | 11394.6784 | 27953.5 | 11863.738 | 12393.8013 | 7885.2801 | 11603.244 | 65.7145 | 65.7145 | 65.7145 | 65.7145 | 65.7145 | 65.7145 | 65.7145 | 65.7145 | 65.7145 | 65.7145 | 76 | 65.7145 | 65.7145 | 65.7145 | 65.7145 | 0.00085877 | 8.7939e-05 | 6.7809e-13 | 0.0028892 | 0.0039216 | 1.538e-11 | 2.0376e-06 | 1.2638e-22 | 1.534e-09 | 2.4574e-09 | 0.004743 | 1.4202e-09 | 1.0356e-06 | 1.872e-22 | 1.2172e-13 | 0.00085877 | 0.00094671 | 0.00094671 | 0.0037479 | 0.0076696 | 0.0037479 | 0.0076716 | 0.0076696 | 0.0076716 | 0.0037479 | 0.0056018 | 0.00085877 | 0.003749 | 0.00085877 | 0.00085877
219 | 150258.7787 | 15259.8293 | 5716.9095 | 64752.4346 | 36004.2533 | 15075.3914 | 11413.8826 | 3076.3496 | 5685.014 | 7836.0228 | 25454.4373 | 7719.3046 | 9527.3817 | 3752.4619 | 6900.967 | n/a | 10543.3337 | 4279.7403 | 4410.6083 | 8174.17 | 12231.247 | 6292.764 | 1731.4071 | 4262.8295 | 7725.887 | 4787.401 | 5954.1551 | 5811.1527 | 3385.2793 | 5468.274 | 229.6407 | 213.2846 | 213.2846 | 217.0475 | 239.4905 | 183.7717 | 253.4168 | 228.9847 | 253.4168 | 201.2406 | 242.8474 | 166.3028 | 220.0806 | 217.9267 | 218.4153 | 178802.0482 | 11408.208 | 4508.9508 | 72872.9157 | 32897.7489 | 14344.7736 | 5801.787 | 5103.5412 | 4999.8999 | 4118.3445 | 26999.4142 | 6021.165 | 6225.3574 | 4747.1574 | 6093.8428 | 157106 | 20844.9417 | 8118.1911 | 69283.2025 | 37554.5 | 24262.7181 | 11906.951 | 6690.2483 | 9114.6294 | 10026.6291 | 28683.0152 | 11479.6202 | 11814.0101 | 7442.1367 | 10712.7839 | 103.8802 | 103.8802 | 103.8802 | 103.8802 | 117.2072 | 103.8802 | 123.4958 | 117.2072 | 123.4958 | 103.8802 | 103.8802 | 103.8802 | 103.8802 | 103.8802 | 103.8802 | 0.0032436 | 3.7019e-08 | 6.9274e-09 | 0.0026227 | 0.010276 | 9.3349e-13 | 0.0096845 | 8.5989e-21 | 1.3415e-09 | 6.9008e-07 | 0.00031573 | 2.6421e-10 | 2.8832e-06 | 1.2039e-21 | 7.5527e-12 | 0.0032436 | 0.0032436 | 0.0032436 | 0.0058663 | 0.016142 | 0.0058663 | 0.025827 | 0.016142 | 0.025827 | 0.005867 | 0.0035593 | 0.0032436 | 0.0058692 | 0.0032436 | 0.0032436
220 | 153328.8971 | 15335.4844 | 5732.6737 | 65980.836 | 36778.0836 | 15631.7162 | 11773.4499 | 3000.1545 | 5931.9361 | 8263.4089 | 26066.8843 | 8239.2551 | 9751.8756 | 4046.5791 | 6937.0522 | n/a | 9102.9356 | 5209.493 | 4376.1005 | 8034.349 | 9121.0919 | 7842.6932 | 1321.5121 | 5491.1251 | 8682.1899 | 4187.3278 | 7203.7421 | 9156.2608 | 2000.8317 | 5859.3826 | 248.603 | 230.6104 | 230.6104 | 233.6876 | 259.7047 | 194.6917 | 275.8682 | 247.5112 | 275.8682 | 214.9669 | 264.9223 | 174.4165 | 237.5199 | 235.9982 | 236.5653 | 173282.5112 | 9984.8195 | 4411.5327 | 70197.7926 | 33340.4027 | 13512.153 | 6594.9346 | 5068.3215 | 5288.9207 | 3740.9088 | 26164.841 | 5436.1808 | 6586.5001 | 4625.5415 | 6205.7414 | 158174.3 | 18348.5551 | 9557.5257 | 69970.3294 | 39824.4517 | 22425.3361 | 14365.3278 | 6347.4336 | 10780.0459 | 12337.9899 | 29611.7688 | 12517.1229 | 15574.2608 | 6310.0732 | 11717.2241 | 163.6748 | 163.6748 | 163.6748 | 163.6748 | 163.6748 | 163.6748 | 163.6748 | 163.6748 | 163.6748 | 163.6748 | 163.6748 | 163.6748 | 163.6748 | 163.6748 | 163.6748 | 0.012739 | 2.386e-05 | 6.2778e-13 | 0.0038796 | 0.002855 | 1.0105e-09 | 2.5458e-05 | 7.4397e-20 | 3.1034e-12 | 1.6517e-10 | 0.00022154 | 7.596e-11 | 2.0795e-12 | 2.8037e-13 | 2.9894e-14 | 0.012739 | 0.012763 | 0.012763 | 0.016619 | 0.019474 | 0.016619 | 0.019499 | 0.019474 | 0.019499 | 0.016619 | 0.012961 | 0.012739 | 0.016619 | 0.012739 | 0.012739
221 | 153380.1774 | 15752.4274 | 5975.8648 | 65976.5275 | 36842.7019 | 15396.5754 | 11503.4713 | 3066.4572 | 5652.3954 | 8204.7903 | 26226.9816 | 8040.0521 | 9946.0018 | 4048.3679 | 6909.3794 | n/a | 12150.6459 | 5574.382 | 3385.428 | 7189.3901 | 8076.1659 | 6165.5054 | 1545.9292 | 4371.6599 | 8008.1672 | 4187.842 | 7708.8458 | 7044.2025 | 3456.703 | 2805.7832 | 219.8425 | 203.6438 | 203.6438 | 205.363 | 230.101 | 167.8892 | 245.4881 | 218.4933 | 245.4881 | 187.1904 | 236.3075 | 148.588 | 209.3039 | 208.7728 | 209.3127 | 179916.9956 | 10634.5649 | 4353.1951 | 76277.3857 | 34305.8694 | 15279.6499 | 6175.246 | 5200.0727 | 4964.0756 | 4527.2758 | 25875.1774 | 5929.4542 | 6784.4511 | 4586.5535 | 5827.3 | 158615.8156 | 20227.6108 | 9927.5771 | 74046.8004 | 39379.827 | 23136.3158 | 11922.6 | 6746.0019 | 9294.4355 | 12345.043 | 28428.7385 | 13609.2001 | 11972.4536 | 8024.3565 | 8607.0832 | 136.5242 | 136.5242 | 136.5242 | 136.5242 | 136.5242 | 136.5242 | 144.1113 | 136.5242 | 144.1113 | 136.5242 | 136.5242 | 136.5242 | 136.5242 | 136.5242 | 136.5242 | 0.0099782 | 8.428e-07 | 7.8467e-13 | 0.00030365 | 0.0044764 | 6.6486e-11 | 0.012154 | 3.4233e-21 | 4.1867e-10 | 1.0531e-10 | 0.0016601 | 8.9672e-14 | 1.2123e-05 | 1.2683e-21 | 1.8484e-06 | 0.0099782 | 0.0099791 | 0.0099791 | 0.010282 | 0.014758 | 0.010282 | 0.026912 | 0.014758 | 0.026912 | 0.010282 | 0.011638 | 0.0099782 | 0.010294 | 0.0099782 | 0.0099801
222 | 153264.5116 | 15523.1468 | 5782.5011 | 65938.6596 | 36767.8468 | 15578.7753 | 11497.8778 | 2984.4784 | 5779.6925 | 8082.7923 | 26218.3554 | 8085.0873 | 9828.2399 | 4196.0706 | 7040.6954 | n/a | 9916.0294 | 4803.4434 | 4901.3776 | 9837.1271 | 10691.3113 | 6903.8765 | 2028.0394 | 4597.6621 | 9192.0779 | 4420.5552 | 6331.472 | 6513.0236 | 4388.7388 | 6805.5533 | 231.8093 | 214.255 | 214.255 | 214.4165 | 243.3532 | 169.9771 | 261.3796 | 229.7543 | 261.3796 | 192.5892 | 252.5216 | 147.3651 | 219.4815 | 220.2638 | 220.8963 | 176725.4988 | 10100.1956 | 4335.872 | 72931.1493 | 33592.9177 | 14148.5475 | 5643.4244 | 5219.4726 | 4872.7385 | 4200.2977 | 25888.5504 | 6056.1581 | 7256.42 | 4749.3342 | 5911.2076 | 160097.9 | 19847.725 | 9139.3153 | 69195.87 | 38964.1919 | 23186.6068 | 11956.2 | 7234.5121 | 8920.9997 | 13206.4756 | 28611.0675 | 10920.2782 | 13400.2436 | 8956.173 | 12412.4609 | 108.2259 | 108.2259 | 108.2259 | 108.2259 | 108.2259 | 108.2259 | 140.25 | 108.2259 | 140.25 | 108.2259 | 108.2259 | 108.2259 | 108.2259 | 108.2259 | 108.2259 | 0.0035765 | 1.0398e-06 | 1.6433e-11 | 0.0061199 | 0.006006 | 1.1796e-10 | 0.010833 | 9.4808e-25 | 7.3053e-09 | 6.7625e-13 | 0.001251 | 5.3119e-08 | 2.1702e-08 | 1.2507e-24 | 1.5041e-15 | 0.0035765 | 0.0035776 | 0.0035776 | 0.0096964 | 0.015702 | 0.0096964 | 0.026535 | 0.015702 | 0.026535 | 0.0096964 | 0.0048275 | 0.0035766 | 0.0096964 | 0.0035765 | 0.0035765
223 | 153422.6594 | 15488.6758 | 5846.1134 | 66017.8202 | 36683.469 | 15399.9434 | 11492.7007 | 3072.1726 | 6005.2829 | 8006.9515 | 26244.8314 | 8190.4453 | 9798.1963 | 3923.2866 | 7178.593 | n/a | 11592.9627 | 4947.5117 | 4447.7129 | 7705.6397 | 10457.5722 | 7038.4411 | 2077.5409 | 3622.5853 | 8941.8846 | 3216.18 | 8400.9682 | 6730.9326 | 3381.9919 | 6255.698 | 218.2938 | 201.1917 | 201.1917 | 199.3526 | 230.0412 | 151.5646 | 249.1893 | 215.5962 | 249.1893 | 175.5836 | 241.8393 | 127.5456 | 205.219 | 207.5743 | 208.2462 | 172983.8219 | 10593.3229 | 4389.0519 | 73741.3368 | 35371.4611 | 14138.4451 | 5741.0907 | 5161.7808 | 4667.1819 | 3628.9196 | 23892.4635 | 6061.9258 | 7210.8089 | 4646.5607 | 6302.7984 | 159042.5 | 21851.0856 | 9336.5636 | 69156.0229 | 39428.5693 | 21890.922 | 11922.4 | 7239.3217 | 7470.7354 | 11802.4041 | 26835.4434 | 12526.1988 | 13178.2415 | 8028.5526 | 12525.2963 | 127.5307 | 127.5307 | 127.5307 | 127.5307 | 127.5307 | 127.5307 | 142.8037 | 127.5307 | 142.8037 | 127.5307 | 200.658 | 127.5307 | 127.5307 | 127.5307 | 127.5307 | 0.0078156 | 6.7052e-09 | 8.8134e-12 | 0.0066077 | 0.0036938 | 1.7066e-09 | 0.011771 | 1.123e-23 | 3.5639e-05 | 3.4776e-10 | 0.017901 | 5.1177e-11 | 4.5118e-08 | 6.8356e-23 | 3.1346e-15 | 0.0078156 | 0.0078156 | 0.0078156 | 0.014423 | 0.018117 | 0.014423 | 0.029888 | 0.018117 | 0.029923 | 0.014423 | 0.025716 | 0.0078156 | 0.014423 | 0.0078156 | 0.0078156
224 | 153325.1628 | 15632.6193 | 5911.235 | 65949.2701 | 36860.8885 | 15449.7561 | 11792.1377 | 3034.8641 | 5892.8282 | 7967.3216 | 26146.0103 | 8260.6647 | 10092.3861 | 3980.5187 | 7121.5241 | n/a | 8770.4364 | 4038.5655 | 4364.8738 | 9834.6633 | 10898.8723 | 10057.4917 | 2348.1486 | 4632.8152 | 8681.1634 | 4439.7469 | 5362.3355 | 8214.6096 | 2925.5485 | 4194.2304 | 207.1166 | 190.7043 | 190.7043 | 188.312 | 218.5476 | 141.0392 | 237.4218 | 204.3092 | 237.4218 | 164.7147 | 230.7706 | 117.3637 | 194.2346 | 196.9957 | 197.658 | 175000.8852 | 10280.5836 | 4222.6002 | 68809.8268 | 32948.9447 | 14089.0646 | 5590.596 | 5004.5416 | 4863.0005 | 4460.0835 | 28543.7496 | 6080.3438 | 6003.3897 | 4515.4357 | 5979.2492 | 157607 | 15977.02 | 7563.2657 | 67142.7 | 39952.7074 | 23455.7368 | 14812.3871 | 7292.3901 | 8748.1158 | 13064.7468 | 30791.5965 | 10842.1793 | 13828.7993 | 7015.7842 | 10173.4796 | 147.59 | 160.7226 | 160.7226 | 185.61 | 185.61 | 185.61 | 185.61 | 185.61 | 185.61 | 185.61 | 147.59 | 185.61 | 185.61 | 147.59 | 147.59 | 0.018288 | 0.018555 | 1.379e-06 | 0.020721 | 0.0027604 | 3.578e-11 | 7.6066e-06 | 2.0557e-24 | 3.8896e-08 | 5.3728e-13 | 4.4138e-05 | 2.3408e-07 | 1.6593e-08 | 2.7386e-17 | 1.1317e-09 | 0.018288 | 0.036843 | 0.036845 | 0.039009 | 0.041769 | 0.039009 | 0.041777 | 0.041769 | 0.041777 | 0.039009 | 0.018332 | 0.018288 | 0.039009 | 0.018288 | 0.018288
225 | 152538.1874 | 15305.1674 | 5843.3769 | 65670.6255 | 36495.5337 | 15361.9183 | 11474.0846 | 3034.2217 | 5836.014 | 7866.938 | 25745.0285 | 8059.7207 | 10029.2815 | 3842.7339 | 6960.4417 | n/a | 9240.1913 | 6111.267 | 4368.9436 | 9176.2428 | 10042.316 | 9938.8492 | 2281.1131 | 4591.5571 | 7088.5876 | 4776.5971 | 7214.3225 | 5212.9343 | 2950.4605 | 6099.1303 | 234.7536 | 217.6449 | 217.6449 | 220.1381 | 245.4185 | 182.0837 | 261.1319 | 233.5647 | 261.1319 | 201.7942 | 251.0012 | 162.3732 | 223.9842 | 222.8827 | 223.434 | 169455.4924 | 10900.2403 | 4457.3162 | 66487.4468 | 31160.6793 | 13094.0187 | 5458.7001 | 5178.7789 | 4629.6205 | 4468.7588 | 24809.4456 | 5565.6474 | 6922.8085 | 4602.6297 | 6214.4792 | 158581.2 | 18735.0797 | 9195.0313 | 67680.1 | 37972.1317 | 22977.8347 | 15331.5493 | 7459.8921 | 9155.1775 | 11557.3465 | 27570.6908 | 12621.4699 | 12069.7427 | 7538.0902 | 12313.6095 | 126.8043 | 126.8043 | 126.8043 | 148.19 | 148.19 | 148.19 | 148.19 | 148.19 | 148.19 | 148.19 | 126.8043 | 148.19 | 148.19 | 126.8043 | 126.8043 | 0.0058297 | 8.3156e-06 | 2.1334e-11 | 0.013713 | 0.011172 | 8.769e-11 | 5.1721e-07 | 2.6826e-25 | 3.572e-09 | 4.2135e-10 | 0.0027495 | 1.2327e-11 | 1.2266e-05 | 3.216e-21 | 1.1739e-15 | 0.0058297 | 0.005838 | 0.005838 | 0.019543 | 0.030715 | 0.019543 | 0.030715 | 0.030715 | 0.030715 | 0.019543 | 0.0085792 | 0.0058297 | 0.019555 | 0.0058297 | 0.0058297
226 | 152369.1765 | 15641.3459 | 5769.8902 | 65579.3812 | 36402.713 | 15355.8592 | 11431.3525 | 2966.4099 | 5807.4744 | 7904.8639 | 25934.1629 | 8362.2845 | 9893.6497 | 3922.1878 | 7240.0323 | n/a | 11651.5277 | 5019.7784 | 4263.2745 | 8610.7271 | 9319.9342 | 8512.0442 | 1741.31 | 3614.892 | 8131.589 | 3996.7918 | 5446.2569 | 7972.9091 | 3534.5587 | 5484.1525 | 245.568 | 228.2412 | 228.2412 | 232.8357 | 255.8497 | 198.9543 | 270.1192 | 245.085 | 270.1192 | 216.8537 | 258.5326 | 181.0549 | 235.7649 | 232.9977 | 233.4984 | 174207.3823 | 9788.8338 | 4355.4427 | 71957.5994 | 35340.7475 | 13860.1728 | 6105.1314 | 5086.913 | 5045.7093 | 4212.5889 | 26854.827 | 6048.1601 | 5692.4802 | 4692.5833 | 6254.9283 | 158642.8 | 21172.9615 | 9230.621 | 69480.5898 | 39407.5746 | 21928.2229 | 13753.9756 | 6822.623 | 7924.1014 | 12079.4779 | 29340.6188 | 10787.817 | 13117.4893 | 7929.542 | 11693.3809 | 127.0058 | 127.0058 | 127.0058 | 127.0058 | 127.0058 | 127.0058 | 127.0058 | 127.0058 | 127.0058 | 127.0058 | 127.0058 | 127.0058 | 127.0058 | 127.0058 | 127.0058 | 0.004986 | 5.9299e-08 | 7.9503e-12 | 0.0040388 | 0.0028814 | 1.3156e-09 | 4.5001e-05 | 8.8433e-23 | 1.1712e-06 | 4.2082e-11 | 0.00026514 | 5.6016e-07 | 9.6204e-08 | 2.0976e-22 | 5.9645e-13 | 0.004986 | 0.004986 | 0.004986 | 0.0090247 | 0.011906 | 0.0090247 | 0.011951 | 0.011906 | 0.011952 | 0.0090247 | 0.0052511 | 0.0049865 | 0.0090248 | 0.004986 | 0.004986
227 | 153553.7821 | 15513.005 | 5852.3719 | 66068.8922 | 36637.8903 | 15709.1163 | 11466.4504 | 3034.7315 | 5720.6156 | 8357.6391 | 26309.3241 | 8405.5622 | 9855.7426 | 4159.9445 | 7263.1144 | n/a | 9125.5794 | 5023.1264 | 4666.6321 | 11569.0694 | 7990.4056 | 8987.0194 | 1689.6032 | 4551.2403 | 10970.0011 | 3927.4644 | 6254.6781 | 6432.4677 | 3639.7057 | 6247.4227 | 206.5933 | 190.5251 | 190.5251 | 189.1933 | 217.5311 | 145.1858 | 235.2069 | 204.1968 | 235.2069 | 167.3581 | 228.0474 | 123.0136 | 194.5201 | 196.417 | 197.0372 | 176987.5375 | 10260.3007 | 4179.4812 | 73674.1368 | 31825.6147 | 13712.0195 | 5738.4584 | 5174.5704 | 5065.796 | 4168.1106 | 25606.3037 | 5786.3062 | 7620.1281 | 4541.4738 | 6082.4825 | 161223.4 | 18622.9801 | 9170.5076 | 71936.2708 | 39440.4859 | 21315.6251 | 14074.7797 | 6816.8736 | 9102.6383 | 15123.7117 | 28143.6681 | 11668.5842 | 12203.1958 | 7635.8795 | 12323.1052 | 80.11 | 80.11 | 80.11 | 80.11 | 80.11 | 80.11 | 80.11 | 80.11 | 80.11 | 80.11 | 80.11 | 80.11 | 80.11 | 80.11 | 80.11 | 0.0021308 | 2.0484e-05 | 2.7363e-11 | 0.0012073 | 0.0035012 | 2.2563e-08 | 1.9905e-05 | 6.29e-22 | 1.8892e-09 | 7.0995e-16 | 0.0028791 | 1.2354e-08 | 3.0993e-06 | 9.9039e-19 | 2.1988e-14 | 0.0021308 | 0.0021513 | 0.0021513 | 0.0033381 | 0.0068394 | 0.0033382 | 0.0068593 | 0.0068394 | 0.0068593 | 0.0033382 | 0.0050099 | 0.0021308 | 0.0033412 | 0.0021308 | 0.0021308
228 | 159999.7547 | 16238.5361 | 5951.8035 | 68605.0265 | 38099.2817 | 16156.2788 | 12230.8935 | 3042.639 | 6122.9231 | 8319.1441 | 27127.8158 | 8550.0853 | 10425.7049 | 4165.5956 | 7287.918 | n/a | 11404.3619 | 6793.5467 | 3754.6029 | 9990.3641 | 7051.1163 | 8323.8236 | 2060.1884 | 4066.286 | 9157.4415 | 3478.3637 | 6220.6479 | 5304.2992 | 3585.4718 | 5759.1218 | 222.0103 | 204.8107 | 204.8107 | 203.6153 | 233.6606 | 157.027 | 252.3983 | 219.5253 | 252.3983 | 180.5312 | 244.587 | 133.5229 | 209.2098 | 211.0566 | 211.714 | 175272.5885 | 10211.9654 | 4383.1352 | 73170.2848 | 31847.5073 | 13480.6297 | 5519.2936 | 5065.231 | 4619.1074 | 4408.2204 | 27956.5607 | 5917.8578 | 8011.3955 | 4585.8336 | 5958.775 | 167332.1 | 20422.5667 | 11176.6819 | 74446.1878 | 41200.9714 | 19842.146 | 13738.5173 | 7080.4194 | 8685.3934 | 12881.0619 | 31147.9244 | 12133.5057 | 12621.8948 | 7977.9054 | 11698.9967 | 99.5842 | 99.5842 | 99.5842 | 99.5842 | 99.5842 | 99.5842 | 99.5842 | 99.5842 | 99.5842 | 99.5842 | 99.5842 | 99.5842 | 99.5842 | 99.5842 | 99.5842 | 0.0031808 | 2.3109e-06 | 2.2499e-16 | 0.001404 | 0.0029886 | 3.8752e-06 | 0.00065852 | 3.2835e-23 | 2.5301e-07 | 1.908e-11 | 0.00013817 | 3.716e-09 | 9.222e-06 | 2.6565e-20 | 8.8821e-13 | 0.0031808 | 0.0031831 | 0.0031831 | 0.0045849 | 0.0075735 | 0.0045887 | 0.008232 | 0.0075735 | 0.0082322 | 0.0045887 | 0.003319 | 0.0031847 | 0.0045941 | 0.0031808 | 0.0031808
229 | 155989.584 | 15656.9971 | 5728.8339 | 66996.8485 | 37310.0537 | 15483.2166 | 12166.3091 | 3076.8433 | 6234.0348 | 8087.1909 | 26472.6916 | 8312.6017 | 10090.2593 | 3815.4141 | 7293.2044 | n/a | 11245.072 | 7135.5751 | 4925.6798 | 8176.1484 | 12384.0161 | 7800.43 | 1729.5971 | 3814.7375 | 8753.9913 | 5127.9971 | 6937.99 | 5166.0742 | 3378.7983 | 5341.9217 | 210.6841 | 194.602 | 194.602 | 194.3041 | 221.3718 | 152.5879 | 238.2407 | 208.6462 | 238.2407 | 173.748 | 230.4114 | 131.4278 | 199.1524 | 200.225 | 200.8168 | 174285.5326 | 10998.5815 | 4207.4929 | 69265.0845 | 30986.3138 | 12795.4847 | 6044.5841 | 5081.9924 | 4979.6434 | 4300.8598 | 26523.4803 | 5987.4369 | 6688.1393 | 4574.6782 | 6221.4359 | 161251.4 | 21903.2534 | 11343.068 | 72335.8643 | 38169.4621 | 25015.5008 | 13601.7141 | 6766.5895 | 8794.3809 | 12954.7511 | 29295.9221 | 12861.5269 | 11596.6135 | 6231.0099 | 11563.3576 | 132.09 | 132.09 | 132.09 | 132.09 | 180.4326 | 132.09 | 180.4326 | 180.4326 | 180.4326 | 132.09 | 132.09 | 132.09 | 132.09 | 132.09 | 132.09 | 0.010376 | 1.0532e-08 | 4.805e-18 | 0.0017575 | 0.019581 | 7.2781e-13 | 0.0007863 | 3.5165e-21 | 3.1564e-07 | 2.3605e-12 | 0.0006897 | 2.5558e-11 | 0.00010481 | 9.8161e-15 | 1.976e-12 | 0.010376 | 0.010376 | 0.010376 | 0.012133 | 0.031714 | 0.012133 | 0.0325 | 0.031714 | 0.032501 | 0.012133 | 0.011066 | 0.010376 | 0.012238 | 0.010376 | 0.010376
230 | 150795.4865 | 15181.6013 | 5614.174 | 64981.0867 | 36175.6965 | 15200.6138 | 11397.8461 | 2913.1348 | 5773.1871 | 7724.9679 | 25741.8902 | 8108.2606 | 9527.77 | 3748.6153 | 6996.7346 | n/a | 11765.9293 | 6222.4941 | 5124.0276 | 8878.8181 | 11212.3106 | 9142.3268 | 1653.6457 | 3978.1946 | 7590.5996 | 5521.7981 | 6623.6637 | 8122.8073 | 2915.2092 | 5045.2471 | 221.7965 | 205.6018 | 205.6018 | 207.8516 | 231.9193 | 171.5823 | 246.8807 | 220.6327 | 246.8807 | 190.3496 | 237.3619 | 152.815 | 211.5437 | 210.5889 | 211.1138 | 169251.2885 | 9799.4386 | 4346.4788 | 68574.9361 | 29774.2627 | 14004.4099 | 5873.054 | 5194.1199 | 4917.0518 | 3836.7396 | 25231.8457 | 5787.4836 | 6337.4581 | 4543.1597 | 6016.4975 | 156381.6 | 21498.968 | 10540.7729 | 69077.4637 | 36831.9808 | 24707.3205 | 15001.6808 | 6787.4656 | 8895.2464 | 11318.7392 | 26751.9 | 12010.3473 | 12822.4653 | 7397.0538 | 9668.8298 | 128.2201 | 128.2201 | 128.2201 | 128.2201 | 220.3772 | 128.2201 | 220.3772 | 220.3772 | 220.3772 | 128.2201 | 129.5444 | 128.2201 | 128.2201 | 128.2201 | 128.2201 | 0.007516 | 5.4688e-09 | 2.2786e-16 | 0.0034892 | 0.022922 | 4.9266e-13 | 1.0124e-06 | 2.9546e-23 | 7.8914e-09 | 4.9044e-10 | 0.0093681 | 3.3209e-10 | 4.3653e-08 | 1.8958e-21 | 7.4722e-09 | 0.007516 | 0.007516 | 0.007516 | 0.011005 | 0.033927 | 0.011005 | 0.033928 | 0.033927 | 0.033928 | 0.011005 | 0.016884 | 0.007516 | 0.011005 | 0.007516 | 0.007516
231 | 150902.2915 | 15359.0248 | 5864.5939 | 65002.1678 | 36056.6805 | 15352.7128 | 11540.1153 | 2769.5063 | 5759.7444 | 7794.2602 | 25406.5773 | 7986.3065 | 9296.846 | 4015.5951 | 6903.724 | n/a | 9890.0975 | 7211.9209 | 4330.7682 | 5872.4654 | 9209.4032 | 7676.583 | 1825.8731 | 3465.0065 | 8335.5395 | 2987.2782 | 4788.8219 | 8118.5463 | 3313.4523 | 4839.6192 | 226.3129 | 209.6501 | 209.6501 | 211.464 | 236.8539 | 173.019 | 252.6457 | 224.9409 | 252.6457 | 192.8279 | 243.1729 | 153.2101 | 215.4966 | 214.914 | 215.4681 | 176322.0206 | 10998.8516 | 4264.1805 | 71093.1267 | 32105.9403 | 13083.1108 | 6071.1846 | 5117.0542 | 4956.9566 | 4281.4066 | 27341.5727 | 5875.9 | 6563.9732 | 4671.5325 | 5917.9333 | 157613.5 | 20005.2491 | 11441.6014 | 72103.3013 | 37113.6 | 21372.014 | 13589.9676 | 6942.9273 | 8264.1631 | 12120.946 | 26431.6 | 10240.2219 | 14046.2315 | 7944.2848 | 10146.6525 | 106.0328 | 106.0328 | 106.0328 | 106.0328 | 163.93 | 106.0328 | 163.93 | 163.93 | 163.93 | 106.0328 | 128.737 | 106.0328 | 106.0328 | 106.0328 | 106.0328 | 0.0036116 | 4.1744e-07 | 1.4341e-17 | 0.0005203 | 0.015997 | 5.5322e-09 | 0.00010613 | 4.5846e-26 | 1.5932e-07 | 1.4661e-11 | 0.0089746 | 7.5951e-07 | 6.3189e-11 | 1.5048e-21 | 2.1381e-10 | 0.0036116 | 0.0036121 | 0.0036121 | 0.0041319 | 0.020128 | 0.004132 | 0.020235 | 0.020128 | 0.020235 | 0.004132 | 0.012586 | 0.0036124 | 0.0041319 | 0.0036116 | 0.0036116
232 | 156371.237 | 16024.7462 | 5876.4371 | 67185.9945 | 37267.3847 | 15694.5255 | 12115.2784 | 2920.7657 | 6176.29 | 8019.8159 | 26453.6789 | 8169.5998 | 9928.8294 | 4071.6386 | 7153.7387 | n/a | 8979.2252 | 6691.062 | 4773.0689 | 11333.8694 | 11216.2053 | 7539.8288 | 1897.1783 | 3019.7498 | 7065.1525 | 4802.4931 | 6885.7673 | 6235.6977 | 3110.8826 | 5111.4423 | 226.2171 | 209.41 | 209.41 | 210.6951 | 236.9862 | 170.6914 | 253.3474 | 224.6436 | 253.3474 | 191.2145 | 244.1415 | 150.1682 | 215.0168 | 214.8637 | 215.4377 | 175187.1282 | 11012.0503 | 4381.7605 | 73797.3129 | 32456.4599 | 14933.4937 | 5791.762 | 5013.2727 | 4832.1966 | 4424.6428 | 26730.8186 | 6121.7453 | 7484.8151 | 4595.8834 | 5976.9007 | 161145.3 | 19294.1755 | 11037.5225 | 73084.7374 | 41443.9849 | 24158.7991 | 12438.6464 | 6852.851 | 7851.9464 | 11280.9952 | 29931.3117 | 12774.5126 | 12841.7128 | 7696.766 | 10839.243 | 152.5103 | 152.5103 | 152.5103 | 152.5103 | 152.5103 | 152.5103 | 185.1473 | 152.5103 | 185.1473 | 152.5103 | 152.5103 | 152.5103 | 152.5103 | 152.5103 | 152.5103 | 0.014185 | 1.789e-05 | 2.2161e-16 | 0.0012586 | 0.0011135 | 1.5384e-11 | 0.016858 | 1.6284e-23 | 1.6443e-05 | 4.8291e-09 | 0.000264 | 1.3495e-11 | 3.4817e-07 | 8.22e-20 | 3.399e-11 | 0.014185 | 0.014203 | 0.014203 | 0.015444 | 0.016557 | 0.015444 | 0.033415 | 0.016557 | 0.033431 | 0.015444 | 0.014449 | 0.014185 | 0.015444 | 0.014185 | 0.014185
233 | 158065.391 | 16116.0724 | 5895.3008 | 67852.6739 | 37724.0715 | 15751.0079 | 12064.0711 | 3189.5287 | 5950.0089 | 8174.4819 | 26862.5624 | 8344.464 | 10017.6449 | 4063.0986 | 7331.0607 | n/a | 10194.369 | 6442.1718 | 4512.7365 | 8194.7008 | 8477.9813 | 7191.1657 | 2026.079 | 3851.0889 | 7290.2853 | 5335.5706 | 6077.5442 | 7117.9326 | 3289.9229 | 4259.4584 | 225.0595 | 208.4414 | 208.4414 | 210.0791 | 235.6153 | 171.3514 | 251.5009 | 223.6315 | 251.5009 | 191.278 | 242.1633 | 151.4248 | 214.1809 | 213.7366 | 214.294 | 176949.6738 | 10024.7388 | 4026.8683 | 71464.2673 | 33429.2636 | 13720.5405 | 5783.56 | 5228.061 | 4984.5907 | 4400.8015 | 27866.888 | 5504.7251 | 7127.553 | 4477.5816 | 6198.481 | 164933.8 | 20204.7079 | 10454.6401 | 72023.1344 | 40700.495 | 21355.9218 | 12854.1564 | 7197.84 | 8702.6796 | 11162.7868 | 30070.6305 | 11267.9693 | 13594.0856 | 6791.979 | 10457.9394 | 108.8335 | 108.8335 | 108.8335 | 108.8335 | 108.8335 | 108.8335 | 108.8335 | 108.8335 | 108.8335 | 108.8335 | 108.8335 | 108.8335 | 108.8335 | 108.8335 | 108.8335 | 0.0039824 | 2.6879e-06 | 1.1509e-14 | 0.0037232 | 0.0032403 | 2.3531e-08 | 0.0045816 | 4.2971e-22 | 7.2387e-08 | 2.401e-08 | 0.00042062 | 5.3776e-08 | 2.7996e-08 | 1.7053e-15 | 1.2285e-09 | 0.0039824 | 0.0039851 | 0.0039851 | 0.0077056 | 0.010946 | 0.0077056 | 0.015528 | 0.010946 | 0.015528 | 0.0077057 | 0.004403 | 0.0039825 | 0.0077056 | 0.0039824 | 0.0039824
234 | 154498.4079 | 15683.1277 | 6153.534 | 66443.7445 | 37048.0166 | 15399.7036 | 11645.9526 | 2945.1829 | 6028.2594 | 7583.4503 | 26156.6964 | 8121.1535 | 10001.3412 | 4031.0998 | 6670.2186 | n/a | 10106.0459 | 6236.9971 | 4374.5246 | 10128.6245 | 7854.525 | 7781.8758 | 2260.0744 | 4440.5634 | 7851.2429 | 4206.8466 | 7105.1488 | 6165.4929 | 2615.0956 | 3878.9098 | 219.8025 | 203.7372 | 203.7372 | 205.9102 | 229.8593 | 169.7982 | 244.7479 | 218.6276 | 244.7479 | 188.4742 | 235.3428 | 151.1222 | 209.6003 | 208.7 | 209.2224 | 175812.3542 | 10559.2801 | 4145.9625 | 69958.5641 | 32058.1134 | 13321.7579 | 5754.1514 | 5150.404 | 4625.1981 | 3719.9254 | 27219.8768 | 5782.5334 | 6352.3144 | 4618.1634 | 6125.467 | 159865.7 | 18303.926 | 10382.9595 | 69783.2814 | 40500.9379 | 20779.5829 | 12993.8273 | 7322.2784 | 8530.1615 | 11326.3683 | 28999.3233 | 12735.7822 | 10311.3 | 7133.559 | 8602.4592 | 134.5378 | 134.5378 | 134.5378 | 134.5378 | 134.5378 | 134.5378 | 134.5378 | 134.5378 | 134.5378 | 134.5378 | 134.5378 | 134.5378 | 139.8723 | 134.5378 | 134.5378 | 0.00941 | 7.3169e-05 | 2.9431e-13 | 0.0059061 | 0.0020445 | 3.0505e-08 | 0.00084784 | 9.7811e-26 | 2.7921e-07 | 1.6213e-10 | 0.00063759 | 1.1304e-11 | 0.011359 | 1.9832e-17 | 3.1195e-07 | 0.00941 | 0.0094832 | 0.0094832 | 0.015316 | 0.017361 | 0.015316 | 0.018208 | 0.017361 | 0.018209 | 0.015316 | 0.010048 | 0.0094101 | 0.026675 | 0.00941 | 0.0094104
235 | 154039.0655 | 15583.9989 | 5630.8383 | 66259.7896 | 36769.3847 | 15381.3305 | 11665.0523 | 2955.7749 | 5803.951 | 7800.4909 | 25953.4399 | 7916.9807 | 9460.7373 | 3929.8623 | 7043.199 | n/a | 9080.8861 | 6148.9852 | 3665.3136 | 9962.9782 | 7931.4326 | 8042.7569 | 1345.7862 | 4339.1124 | 7579.6138 | 4201.4999 | 6944.8284 | 6734.7774 | 3157.2527 | 4889.6821 | 225.9573 | 209.4992 | 209.4992 | 211.9318 | 236.2082 | 175.4013 | 251.2969 | 224.8256 | 251.2969 | 194.3283 | 241.5294 | 156.4744 | 215.6157 | 214.5287 | 215.0581 | 175839.3167 | 10200.2894 | 4368.7676 | 71865.7208 | 31753.2395 | 13701.5324 | 6060.2678 | 5162.9026 | 5174.4306 | 4380.5817 | 27145.6139 | 5782.4857 | 7918.1719 | 4561.4055 | 6217.2973 | 158889.6 | 17663.9444 | 10509.4528 | 70086.6384 | 37927.6 | 21618.165 | 13538.8247 | 6508.6887 | 8954.543 | 11945.3955 | 27935.2867 | 12727.3141 | 13080.7709 | 7546.8581 | 9707.7483 | 149.1398 | 149.1398 | 149.1398 | 149.1398 | 155.8667 | 149.1398 | 155.8667 | 155.8667 | 155.8667 | 149.1398 | 149.1398 | 149.1398 | 149.1398 | 149.1398 | 149.1398 | 0.012864 | 0.00026414 | 3.4636e-16 | 0.0043376 | 0.014909 | 3.2365e-09 | 0.00018779 | 3.1714e-21 | 7.4458e-09 | 3.7056e-11 | 0.0022268 | 2.4472e-12 | 1.0147e-08 | 2.0976e-20 | 8.6407e-09 | 0.012864 | 0.013129 | 0.013129 | 0.017202 | 0.032111 | 0.017202 | 0.032299 | 0.032111 | 0.032299 | 0.017202 | 0.015091 | 0.012864 | 0.017202 | 0.012864 | 0.012864
236 | 152033.3717 | 15114.5677 | 5751.9836 | 65466.0986 | 36365.3821 | 15308.6638 | 11556.3092 | 2938.3164 | 5856.9676 | 8178.6417 | 26002.7326 | 7701.6725 | 9886.936 | 3998.6758 | 6745.2762 | n/a | 11264.4548 | 4980.8983 | 4631.3445 | 8373.4715 | 9816.7888 | 9012.5716 | 1614.5977 | 4565.3507 | 9255.7029 | 5031.5239 | 5407.7231 | 8708.1013 | 3022.4747 | 4646.0345 | 242.5321 | 225.1518 | 225.1518 | 228.7563 | 253.0975 | 192.5099 | 268.2089 | 241.6978 | 268.2089 | 211.4654 | 257.2303 | 173.5544 | 232.1632 | 230.1889 | 230.7191 | 177928.9889 | 11062.6738 | 4061.048 | 70661.9321 | 32371.9199 | 14338.6828 | 5542.1697 | 4937.1921 | 4541.3962 | 4208.2636 | 25479.06 | 5941.8458 | 6005.4086 | 4526.9136 | 5890.7716 | 160118.7889 | 20874.8286 | 8974.1462 | 69128.5766 | 38779.1913 | 23106.2716 | 14430.4413 | 6418.0898 | 8996.6468 | 12726.0665 | 27885.884 | 11038.2689 | 14296.9099 | 7393.3883 | 9718.7061 | 82.4813 | 82.4813 | 82.4813 | 82.4813 | 82.4813 | 82.4813 | 82.4813 | 82.4813 | 82.4813 | 82.4813 | 82.4813 | 82.4813 | 82.4813 | 82.4813 | 82.4813 | 0.0015435 | 2.0802e-08 | 3.5337e-11 | 0.0046734 | 0.0048497 | 5.0934e-11 | 9.7577e-06 | 6.0677e-21 | 9.0234e-09 | 1.4154e-11 | 0.0025936 | 2.1465e-09 | 8.235e-10 | 5.3899e-19 | 6.8901e-10 | 0.0015435 | 0.0015435 | 0.0015435 | 0.0062169 | 0.011067 | 0.0062169 | 0.011076 | 0.011067 | 0.011076 | 0.0062169 | 0.0041371 | 0.0015435 | 0.0062169 | 0.0015435 | 0.0015435
237 | 155785.8771 | 15615.8033 | 5663.2241 | 66949.0942 | 37242.0223 | 15456.0151 | 11987.0681 | 3086.4851 | 6066.0709 | 8034.4661 | 26455.1589 | 8103.314 | 9887.8934 | 4032.2025 | 7183.1647 | n/a | 12742.6163 | 5504.6765 | 5563.49 | 8274.9052 | 12316.4127 | 9098.5792 | 1958.4935 | 4725.7088 | 8313.6145 | 4476.4723 | 5973.1368 | 7554.2058 | 3707.6648 | 4085.9287 | 240.5201 | 224.0808 | 224.0808 | 230.4321 | 249.7754 | 202.7697 | 261.7315 | 240.756 | 261.7315 | 217.7672 | 249.4612 | 187.7722 | 232.2814 | 228.0661 | 228.4856 | 167175.7261 | 10442.8111 | 4154.9758 | 64689.8751 | 31068.1947 | 12786.2293 | 6275.8127 | 5158.0102 | 4998.0521 | 3816.1507 | 25982.1478 | 5651.508 | 5874.6921 | 4511.5689 | 6078.3377 | 159170.7261 | 22407.5273 | 9651.9523 | 68528.0652 | 38257.6999 | 25087.542 | 15332.5919 | 6813.0037 | 9681.9609 | 12129.7653 | 29547.8201 | 11609.5448 | 13328.798 | 8219.2337 | 9991.2665 | 204.7221 | 204.7221 | 204.7221 | 204.7221 | 204.7221 | 204.7221 | 204.7221 | 204.7221 | 204.7221 | 204.7221 | 204.7221 | 204.7221 | 204.7221 | 204.7221 | 204.7221 | 0.033518 | 2.6684e-09 | 1.5512e-13 | 0.017287 | 0.017083 | 5.3921e-13 | 3.5175e-06 | 2.6089e-21 | 1.6448e-09 | 8.6288e-11 | 0.00046377 | 2.192e-09 | 4.0022e-08 | 9.8268e-23 | 5.1869e-09 | 0.033518 | 0.033518 | 0.033518 | 0.050804 | 0.067887 | 0.050804 | 0.067891 | 0.067887 | 0.067891 | 0.050804 | 0.033982 | 0.033518 | 0.050805 | 0.033518 | 0.033518
238 | 153685.9132 | 15302.2087 | 5766.0385 | 66115.6374 | 36849.6236 | 15691.6356 | 11856.1322 | 2882.0104 | 6115.7106 | 8335.9329 | 26054.9997 | 8447.6147 | 9594.8503 | 4195.3498 | 6771.0764 | n/a | 7219.9756 | 6649.0756 | 3708.8613 | 6848.4711 | 10555.8544 | 9385.3161 | 1635.8923 | 4170.693 | 9249.8809 | 3899.7538 | 6257.7444 | 6634.8429 | 3129.6886 | 7698.5575 | 243.9161 | 226.3063 | 226.3063 | 229.4772 | 254.7418 | 191.6693 | 270.435 | 242.9031 | 270.435 | 211.3545 | 259.6198 | 171.984 | 233.1538 | 231.5373 | 232.088 | 171812.5092 | 9912.9552 | 4355.4764 | 68722.2776 | 29474.3841 | 13539.8326 | 5762.3314 | 5132.3664 | 4777.9387 | 4601.9334 | 26649.8778 | 5850.7825 | 7562.8037 | 4569.9605 | 5889.2383 | 159787.9 | 15850.6 | 10184.2213 | 68788.8477 | 36258.1552 | 22880.9949 | 15147.6474 | 6768.2587 | 8948.6317 | 13773.7143 | 30200.6315 | 10971.9346 | 13409.5778 | 7688.6492 | 11930.5657 | 131.44 | 134.8634 | 134.8634 | 131.44 | 382.1127 | 131.44 | 382.1127 | 382.1127 | 382.1127 | 131.44 | 131.44 | 131.44 | 131.44 | 131.44 | 131.44 | 0.005773 | 0.010957 | 1.5062e-14 | 0.0099114 | 0.068929 | 3.941e-10 | 3.6958e-06 | 1.5027e-23 | 7.1191e-08 | 3.2929e-13 | 9.055e-05 | 3.9846e-07 | 5.614e-09 | 1.1306e-18 | 1.5643e-15 | 0.005773 | 0.01673 | 0.01673 | 0.015684 | 0.084614 | 0.015684 | 0.084618 | 0.084614 | 0.084618 | 0.015684 | 0.0058636 | 0.0057734 | 0.015684 | 0.005773 | 0.005773
239 | 156074.0099 | 15788.0274 | 5951.3483 | 67061.9074 | 37425.6515 | 15753.9324 | 11368.9155 | 2974.5152 | 5999.348 | 8139.7246 | 26529.3895 | 8264.0034 | 10044.4985 | 3982.2752 | 7039.43 | n/a | 8506.3686 | 4273.4603 | 4022.6836 | 8964.6155 | 11570.5035 | 8445.7519 | 2446.3807 | 5137.3584 | 9265.2375 | 3103.5426 | 6860.6417 | 6349.9464 | 3059.2324 | 4623.629 | 213.0798 | 197.0447 | 197.0447 | 197.5446 | 223.5363 | 157.744 | 239.7228 | 211.3255 | 239.7228 | 178.0481 | 231.4055 | 137.4399 | 202.0067 | 202.4402 | 203.0081 | 173234.0736 | 10371.2202 | 4131.2063 | 69397.3658 | 31588.4269 | 13187.4079 | 5447.6349 | 5252.3672 | 4796.1886 | 4346.2602 | 27208.7817 | 5729.1965 | 7205.1952 | 4487.6221 | 6066.8763 | 161751.9 | 18674.4888 | 8404.6665 | 70332.8183 | 38680.7 | 24034.6027 | 13446.5443 | 7673.6479 | 9352.947 | 13531.6977 | 28579.0029 | 12316.4382 | 13543.1415 | 7418.7545 | 10683.7053 | 125.2708 | 125.2708 | 125.2708 | 125.2708 | 140.8 | 125.2708 | 140.8 | 140.8 | 140.8 | 125.2708 | 125.2708 | 125.2708 | 125.2708 | 125.2708 | 125.2708 | 0.0079698 | 4.0168e-05 | 9.2936e-09 | 0.006279 | 0.013963 | 2.6587e-11 | 8.9369e-05 | 3.1945e-27 | 4.7088e-09 | 2.2201e-13 | 0.0021508 | 2.3295e-10 | 3.9514e-08 | 2.8546e-19 | 3.0709e-11 | 0.0079698 | 0.00801 | 0.00801 | 0.014249 | 0.028212 | 0.014249 | 0.028301 | 0.028212 | 0.028301 | 0.014249 | 0.010121 | 0.0079698 | 0.014249 | 0.0079698 | 0.0079698
240 | 151276.1063 | 15370.3028 | 5656.2957 | 65174.5729 | 36228.4723 | 15278.6434 | 11547.3415 | 2802.319 | 6079.0495 | 7709.7972 | 25879.1426 | 8045.1843 | 9635.8662 | 3860.7696 | 7019.4084 | n/a | 8098.9376 | 5245.2359 | 4641.6835 | 8911.3162 | 9827.3433 | 9043.4689 | 2210.0573 | 4530.6187 | 7725.4411 | 3636.6401 | 6749.7447 | 5617.0755 | 4011.3739 | 5309.716 | 228.1327 | 210.6015 | 210.6015 | 209.8707 | 239.8852 | 163.4821 | 258.5965 | 225.7696 | 258.5965 | 186.9533 | 250.3221 | 140.0109 | 215.3454 | 216.8386 | 217.4952 | 176029.5026 | 10789.6246 | 3967.9085 | 72437.5617 | 32362.187 | 14198.0412 | 6214.1987 | 5104.6012 | 4938.6764 | 4132.9969 | 27143.4715 | 5654.813 | 7309.5919 | 4551.5453 | 6016.6641 | 157147.1 | 17192.4622 | 8935.7444 | 70385.9421 | 37599.2 | 22432.6845 | 14939.5392 | 7100.1585 | 9289.1668 | 11485.9379 | 26942.4 | 11184.3577 | 11861.9674 | 8208.5192 | 11285.4801 | 125.9435 | 125.9435 | 125.9435 | 125.9435 | 135.8768 | 125.9435 | 135.8768 | 135.8768 | 135.8768 | 125.9435 | 129.7891 | 125.9435 | 125.9435 | 125.9435 | 125.9435 | 0.0063037 | 0.00046667 | 1.6888e-11 | 0.0017381 | 0.012157 | 2.6349e-10 | 2.1494e-06 | 1.7243e-26 | 1.132e-08 | 1.8791e-10 | 0.008721 | 1.1433e-08 | 4.1153e-06 | 1.8224e-24 | 8.0293e-13 | 0.0063037 | 0.0067704 | 0.0067704 | 0.0080418 | 0.020199 | 0.0080418 | 0.020201 | 0.020199 | 0.020201 | 0.0080418 | 0.015025 | 0.0063038 | 0.0080459 | 0.0063037 | 0.0063037
241 | 147307.8115 | 15092.5754 | 5808.876 | 63603.6736 | 35490.8489 | 15245.8825 | 11143.2466 | 2692.8833 | 5624.395 | 7595.4364 | 25167.5882 | 7819.8798 | 9165.1406 | 3874.1273 | 6764.7505 | n/a | 9954.3312 | 5086.037 | 3996.1446 | 9349.8255 | 9111.7223 | 9006.3176 | 1762.7939 | 4874.8256 | 7471.1807 | 4093.1459 | 7554.1238 | 5910.0492 | 3790.2801 | 4411.3065 | 251.4304 | 234.0428 | 234.0428 | 239.9764 | 261.4164 | 208.9536 | 274.685 | 251.4067 | 274.685 | 225.5975 | 262.2096 | 192.3096 | 242.2984 | 238.4657 | 238.9313 | 172320.4767 | 10696.9595 | 4161.0215 | 71792.1623 | 30248.2576 | 15999.4811 | 5579.343 | 5004.5851 | 4543.2615 | 5363.2332 | 24379.9456 | 5729.7771 | 7121.7897 | 4544.9551 | 5706.7179 | 153411.4 | 19014.0425 | 7865.5102 | 68479.5172 | 38698.483 | 24435.3034 | 14029.1606 | 6742.179 | 8887.4871 | 12217.814 | 27677.8915 | 13224.6009 | 10336.6048 | 6557.4075 | 10076.0243 | 129.0735 | 129.0735 | 129.0735 | 129.0735 | 129.0735 | 129.0735 | 129.0735 | 129.0735 | 129.0735 | 129.0735 | 129.0735 | 129.0735 | 129.0735 | 129.0735 | 129.0735 | 0.0048895 | 2.1275e-06 | 8.3131e-08 | 0.0019911 | 0.002239 | 1.219e-12 | 6.9103e-06 | 5.1565e-26 | 2.5831e-09 | 1.818e-12 | 0.00090092 | 9.5144e-14 | 0.00024532 | 6.5692e-16 | 9.6141e-11 | 0.0048895 | 0.0048916 | 0.0048917 | 0.0068806 | 0.0091196 | 0.0068806 | 0.0091265 | 0.0091196 | 0.0091265 | 0.0068806 | 0.0057904 | 0.0048895 | 0.0071259 | 0.0048895 | 0.0048895
242 | 155494.2719 | 15841.4415 | 6129.5174 | 66841.8645 | 37079.2677 | 15741.4215 | 12003.8579 | 3083.6937 | 6193.7514 | 8023.4771 | 26687.5002 | 8061.1449 | 10082.0289 | 3953.8417 | 7200.4455 | n/a | 13564.6993 | 5321.3552 | 4029.3492 | 8337.3699 | 8672.9852 | 8440.7278 | 1963.5929 | 3898.5044 | 6900.3349 | 4136.658 | 6598.8246 | 6376.9539 | 4144.565 | 5625.5828 | 226.5632 | 210.7526 | 210.7526 | 215.6021 | 235.7804 | 186.1641 | 248.2794 | 226.3514 | 248.2794 | 201.8426 | 237.2854 | 170.4857 | 217.9683 | 214.9189 | 215.3575 | 165170.1469 | 10440.1512 | 4527.5521 | 67103.6338 | 31877.0171 | 13914.538 | 6169.4932 | 4959.1125 | 4894.8087 | 4161.3427 | 23586.528 | 5758.6138 | 7440.4242 | 4539.6823 | 5945.6095 | 159648.5469 | 22829.2504 | 8673.3073 | 69253.483 | 38668.287 | 22406.6232 | 13838.421 | 6868.3054 | 8793.3131 | 11012.7776 | 27255.986 | 12225.4384 | 13691.5782 | 8483.5472 | 11571.1922 | 146.77 | 146.77 | 146.77 | 146.77 | 146.77 | 146.77 | 146.77 | 146.77 | 146.77 | 146.77 | 204.7614 | 146.77 | 146.77 | 146.77 | 146.77 | 0.020563 | 2.1076e-09 | 8.3706e-09 | 0.011443 | 0.010343 | 1.5803e-09 | 0.00024401 | 1.2591e-21 | 2.4452e-07 | 1.8265e-08 | 0.018753 | 8.4094e-11 | 2.6905e-08 | 7.508e-25 | 8.2744e-13 | 0.020563 | 0.020563 | 0.020563 | 0.032006 | 0.04235 | 0.032006 | 0.042594 | 0.04235 | 0.042594 | 0.032006 | 0.039317 | 0.020563 | 0.032006 | 0.020563 | 0.020563
243 | 160065.2631 | 16068.2855 | 6196.2334 | 68629.1462 | 37976.2974 | 15702.9408 | 12127.33 | 3051.6408 | 6249.2854 | 8037.9594 | 27008.8263 | 8029.4623 | 10413.9139 | 4198.959 | 7352.7638 | n/a | 8305.0709 | 6215.1287 | 4472.1702 | 8436.2479 | 7748.0733 | 8437.5429 | 2091.6344 | 4114.7325 | 8908.9297 | 3446.4903 | 6251.1295 | 6591.053 | 3587.2566 | 6184.0159 | 237.8769 | 221.161 | 221.161 | 225.8492 | 247.732 | 193.7375 | 261.2954 | 237.5001 | 261.2954 | 210.7512 | 249.9534 | 176.7238 | 228.5557 | 225.6821 | 226.158 | 172346.7944 | 9468.1079 | 4362.5188 | 70253.7416 | 32083.8334 | 15121.2976 | 6353.7054 | 5209.9499 | 5256.5886 | 5442.8395 | 26740.4088 | 5924.0482 | 7337.9138 | 4671.6554 | 6166.7817 | 164037.1944 | 17158.6787 | 10577.6475 | 70771.7118 | 39917.0813 | 22406.5709 | 14626.6483 | 7257.8843 | 9206.721 | 14154.4692 | 28500.1991 | 11909.6778 | 12033.1668 | 8203.912 | 12304.9976 | 182.1863 | 182.1863 | 182.1863 | 182.1863 | 182.1863 | 182.1863 | 182.1863 | 182.1863 | 182.1863 | 182.1863 | 182.1863 | 182.1863 | 182.1863 | 182.1863 | 182.1863 | 0.024758 | 0.0032287 | 1.3966e-13 | 0.013435 | 0.00793 | 1.3748e-09 | 4.0812e-05 | 5.0368e-24 | 5.3577e-08 | 4.7381e-15 | 0.0050471 | 3.0727e-10 | 8.1983e-05 | 4.595e-21 | 5.6102e-14 | 0.024758 | 0.027987 | 0.027987 | 0.038193 | 0.046123 | 0.038193 | 0.046164 | 0.046123 | 0.046164 | 0.038193 | 0.029805 | 0.024758 | 0.038275 | 0.024758 | 0.024758
244 | 154703.9104 | 15847.7924 | 6108.4528 | 66505.4625 | 36917.0904 | 15523.4931 | 11734.4748 | 3008.7066 | 6058.0597 | 8240.1527 | 26406.8985 | 8409.4994 | 10020.6244 | 3944.2113 | 7127.1043 | n/a | 11097.8619 | 6754.4533 | 4720.5715 | 7909.4758 | 10648.2877 | 10253.3222 | 1815.6828 | 3640.1774 | 5502.9604 | 3848.1835 | 5419.729 | 6485.1412 | 3299.4541 | 5770.3043 | 248.3713 | 230.1137 | 230.1137 | 232.2061 | 259.8949 | 190.3177 | 277.1148 | 246.9046 | 277.1148 | 211.9179 | 266.668 | 168.7174 | 236.5757 | 235.8536 | 236.4578 | 173812.1196 | 9965.1987 | 4319.2259 | 74700.0633 | 35179.9178 | 14961.2385 | 6062.5016 | 5159.6832 | 5014.6802 | 4692.9405 | 26555.2345 | 5791.8457 | 6956.0693 | 4691.903 | 6279.1984 | 159945.2 | 20745.8607 | 10995.4792 | 73943.8614 | 40410.7485 | 25044.6262 | 15696.7238 | 6462.3208 | 8086.9577 | 9637.701 | 27353.2 | 11204.8747 | 13397.7104 | 7727.7571 | 12008.1027 | 155.1762 | 155.1762 | 155.1762 | 155.1762 | 155.1762 | 155.1762 | 155.1762 | 155.1762 | 155.1762 | 155.1762 | 158.9122 | 155.1762 | 155.1762 | 155.1762 | 155.1762 | 0.010175 | 3.2498e-07 | 4.2173e-15 | 0.00046743 | 0.0019522 | 7.9838e-13 | 4.9231e-07 | 2.2954e-20 | 2.7081e-06 | 5.0517e-05 | 0.010686 | 1.0802e-07 | 6.1823e-08 | 3.5838e-21 | 3.5471e-14 | 0.010175 | 0.010175 | 0.010175 | 0.010643 | 0.012595 | 0.010643 | 0.012595 | 0.012595 | 0.012598 | 0.010693 | 0.020861 | 0.010175 | 0.010643 | 0.010175 | 0.010175
245 | 152474.3323 | 15401.681 | 5852.9399 | 65623.3274 | 36362.8255 | 15388.6109 | 11345.5773 | 2926.7813 | 5800.5707 | 7925.3765 | 25845.6484 | 8246.6029 | 9802.7934 | 3966.6045 | 7056.1647 | n/a | 8628.1209 | 6827.0682 | 4791.9029 | 8975.5375 | 8048.6134 | 6661.4824 | 1944.3695 | 4044.0272 | 6117.3499 | 4321.9046 | 6629.802 | 7665.3265 | 3213.3926 | 5263.1012 | 228.5454 | 211.1162 | 211.1162 | 210.8495 | 240.1143 | 165.7654 | 258.3516 | 226.3564 | 258.3516 | 188.642 | 249.8304 | 142.8889 | 216.0777 | 217.1952 | 217.8351 | 174197.121 | 10454.8381 | 4119.2541 | 72444.7412 | 32326.442 | 15003.369 | 6224.5729 | 5151.7012 | 5010.9827 | 5122.5658 | 26013.655 | 5692.2095 | 6229.7198 | 4611.5516 | 6056.9686 | 156760.5 | 17526.4128 | 9637.9761 | 69959.7517 | 37810.4871 | 22190.9823 | 12782.4553 | 4575.0783 | 9048.8099 | 10605.7157 | 29850.3596 | 12095.2115 | 12364.3463 | 7765.1443 | 11275.2698 | 162.24 | 162.24 | 162.24 | 162.24 | 162.24 | 162.24 | 162.24 | 162.24 | 162.24 | 162.24 | 162.24 | 162.24 | 162.24 | 162.24 | 162.24 | 0.017934 | 0.00022257 | 1.3593e-12 | 0.0030785 | 0.011408 | 7.5078e-10 | 0.00058781 | 4.3899e-11 | 4.5782e-09 | 6.9902e-08 | 0.00010638 | 5.8476e-10 | 1.24e-06 | 3.8603e-21 | 1.1947e-12 | 0.017934 | 0.018157 | 0.018157 | 0.021013 | 0.03242 | 0.021013 | 0.033008 | 0.03242 | 0.033008 | 0.021013 | 0.01804 | 0.017934 | 0.021014 | 0.017934 | 0.017934
246 | 154881.3546 | 15509.7211 | 5932.1151 | 66619.6527 | 36802.6742 | 15593.6247 | 11642.0671 | 2948.629 | 5882.6246 | 8086.9658 | 26475.6115 | 8192.0816 | 9998.9052 | 4146.5741 | 7104.2672 | n/a | 8359.6085 | 5463.7276 | 6124.2552 | 7940.7523 | 9728.3566 | 6493.3347 | 1308.6741 | 4422.4878 | 5626.2223 | 4878.7032 | 5033.2561 | 6625.5466 | 3815.3524 | 5242.6827 | 209.4746 | 192.9589 | 192.9589 | 190.83 | 220.9077 | 143.8864 | 239.6795 | 206.7465 | 239.6795 | 167.4335 | 232.8078 | 120.3393 | 196.6599 | 199.2161 | 199.8748 | 170872.4967 | 9622.7269 | 4399.3712 | 68881.8293 | 31672.4169 | 14690.6544 | 5620.2544 | 5217.1238 | 4769.919 | 4871.8486 | 24585.155 | 5839.7031 | 6975.8581 | 4579.4717 | 6068.5473 | 161489.8088 | 17637.6354 | 9863.0988 | 72901.7845 | 38548.6692 | 23533.311 | 11976.989 | 6525.7979 | 9112.2067 | 9612.3709 | 28828.5582 | 10872.9592 | 13509.5047 | 6724.0301 | 11302.53 | 103.7229 | 103.7229 | 103.7229 | 103.7229 | 103.7229 | 103.7229 | 167.8152 | 103.7229 | 167.8152 | 103.7229 | 103.7229 | 103.7229 | 103.7229 | 103.7229 | 103.7229 | 0.0043062 | 0.00022908 | 7.4486e-13 | 0.00096294 | 0.0089228 | 5.1336e-11 | 0.015722 | 2.1107e-21 | 6.251e-09 | 2.4036e-05 | 0.0013722 | 1.3197e-07 | 3.5388e-08 | 1.6576e-14 | 1.5848e-12 | 0.0043062 | 0.0045353 | 0.0045353 | 0.0052691 | 0.014192 | 0.0052691 | 0.029914 | 0.014192 | 0.029914 | 0.0052932 | 0.0056783 | 0.0043063 | 0.0052692 | 0.0043062 | 0.0043062
247 | 154611.3016 | 15428.3942 | 5990.7046 | 66519.7993 | 36975.9048 | 15572.0432 | 12113.6006 | 2859.7265 | 6125.042 | 7821.2692 | 26480.2907 | 8058.5528 | 9811.7352 | 4148.3585 | 7055.6705 | n/a | 9289.7678 | 5625.9179 | 2886.5809 | 7804.3974 | 10211.6042 | 6777.7384 | 2578.2519 | 4028.0102 | 9467.8332 | 3537.7435 | 5272.3133 | 6711.6115 | 3302.8088 | 5093.9791 | 199.0369 | 183.1872 | 183.1872 | 180.6173 | 210.1412 | 134.3807 | 228.5746 | 196.2353 | 228.5746 | 157.5033 | 222.3177 | 111.2581 | 186.458 | 189.3316 | 189.9784 | 173380.6829 | 9264.8447 | 4298.2247 | 71084.1426 | 31761.4216 | 14352.4445 | 5865.6685 | 5228.5536 | 4871.0522 | 4545.1594 | 27099.9679 | 5859.5894 | 6471.4288 | 4556.2801 | 5944.139 | 161056.4136 | 17622.6126 | 9917.8426 | 70526.1166 | 38320.7121 | 22683.5487 | 12277.9 | 7409.0055 | 8683.4556 | 13482.8927 | 30477.1114 | 9781.5027 | 13120.2403 | 7859.0889 | 9158.7973 | 101.4372 | 101.4372 | 101.4372 | 101.4372 | 123.5731 | 101.4372 | 246.09 | 123.5731 | 246.09 | 101.4372 | 101.4372 | 101.4372 | 101.4372 | 101.4372 | 101.4372 | 0.0047482 | 0.00018914 | 9.7404e-13 | 0.0039177 | 0.012745 | 4.1813e-10 | 0.026196 | 2.136e-27 | 2.5886e-07 | 2.0154e-14 | 0.00012425 | 1.0848e-05 | 6.1371e-08 | 6.8011e-20 | 2.2211e-07 | 0.0047482 | 0.0049374 | 0.0049374 | 0.0086659 | 0.021411 | 0.0086659 | 0.047607 | 0.021411 | 0.047607 | 0.0086659 | 0.0048725 | 0.0047591 | 0.008666 | 0.0047482 | 0.0047484
248 | 157972.5375 | 16166.2068 | 6077.5291 | 67838.4936 | 37706.9286 | 15674.3246 | 12182.4676 | 3131.138 | 6187.171 | 8084.156 | 26755.1142 | 8267.1259 | 10006.127 | 4386.0518 | 7507.3602 | n/a | 7563.2481 | 6096.0029 | 4410.9871 | 12887.4055 | 7508.6595 | 8667.0653 | 1262.2619 | 3184.8933 | 7527.7379 | 3594.0352 | 6691.8457 | 6821.4335 | 3102.4766 | 4293.7615 | 199.7951 | 183.3731 | 183.3731 | 179.0096 | 211.727 | 127.2756 | 232.1771 | 196.2997 | 232.1771 | 152.928 | 226.7848 | 101.6233 | 185.8551 | 190.1898 | 190.9073 | 171606.6303 | 10547.1562 | 4189.5057 | 69590.505 | 30203.2638 | 13743.6879 | 5942.8932 | 5269.9574 | 4838.602 | 4155.3032 | 26139.0825 | 5643.351 | 5740.4923 | 4623.4258 | 5740.4517 | 163150.1 | 17909.3043 | 10276.4086 | 69531 | 40182.6693 | 20969.6474 | 14512.8585 | 6532.2193 | 7982.1953 | 11454.941 | 28669.6178 | 12280.5967 | 11516.7258 | 7695.3025 | 10034.2132 | 128.08 | 128.08 | 128.08 | 137.06 | 137.06 | 137.06 | 137.06 | 137.06 | 137.06 | 137.06 | 128.08 | 137.06 | 137.06 | 128.08 | 128.08 | 0.01133 | 0.00070271 | 2.5729e-13 | 0.016525 | 0.0049633 | 4.8334e-08 | 6.708e-05 | 2.1862e-19 | 9.6441e-06 | 3.2273e-09 | 0.0026818 | 2.818e-10 | 9.8064e-05 | 3.9458e-17 | 4.6762e-08 | 0.01133 | 0.012033 | 0.012033 | 0.027855 | 0.032818 | 0.027855 | 0.032885 | 0.032818 | 0.032895 | 0.027855 | 0.014012 | 0.01133 | 0.027953 | 0.01133 | 0.01133
249 | 154471.8707 | 15630.1275 | 5681.3581 | 66439.0706 | 37059.2571 | 15294.2144 | 11941.6339 | 3104.2056 | 6029.5636 | 7685.5423 | 26525.7732 | 8453.1506 | 10070.2432 | 3927.8564 | 6965.9033 | n/a | 7165.2929 | 5187.2922 | 4047.7562 | 8827.7867 | 11450.1359 | 5540.5211 | 1960.2401 | 3020.7669 | 7950.3435 | 3664.8698 | 6359.2634 | 7405.192 | 3610.6783 | 4574.0126 | 195.6942 | 179.4364 | 179.4364 | 174.5602 | 207.6463 | 122.0914 | 228.3339 | 192.0399 | 228.3339 | 148.0416 | 223.3522 | 96.1412 | 181.597 | 186.3323 | 187.0581 | 173812.3483 | 11004.5975 | 4132.313 | 70405.1113 | 30061.3453 | 14164.5052 | 5583.739 | 5065.1429 | 4778.3173 | 4780.4466 | 25470.8129 | 5791.1107 | 6614.7094 | 4725.5637 | 5893.2928 | 161554.1 | 16555.1904 | 8143.3052 | 71925.8355 | 38319.1 | 25319.7411 | 11124.26 | 6987.351 | 7799.0842 | 12720.3902 | 27807.9 | 11865.8741 | 13855.1015 | 7198.3053 | 9862.8054 | 87.72 | 87.72 | 87.72 | 87.72 | 129.38 | 87.72 | 342.5008 | 129.38 | 342.5008 | 87.72 | 91.921 | 87.72 | 87.72 | 87.72 | 87.72 | 0.0031808 | 0.0044956 | 4.1969e-09 | 0.0015601 | 0.013758 | 1.4797e-13 | 0.27425 | 5.3078e-22 | 8.7692e-06 | 2.9546e-13 | 0.0065875 | 6.7575e-09 | 1.3279e-08 | 1.1321e-18 | 1.8907e-09 | 0.0031808 | 0.0076764 | 0.0076764 | 0.0047409 | 0.018498 | 0.0047409 | 0.29275 | 0.018498 | 0.29276 | 0.0047409 | 0.0097683 | 0.0031808 | 0.0047409 | 0.0031808 | 0.0031808
250 | 147815.1229 | 14812.3514 | 5376.3118 | 63792.0745 | 35412.6991 | 14818.6903 | 11402.1737 | 2854.7594 | 6181.1697 | 7736.272 | 25360.9712 | 7580.881 | 9279.296 | 4074.9153 | 6579.5559 | n/a | 10630.5689 | 6302.5903 | 3990.7501 | 8891.3153 | 9785.5591 | 5939.0411 | 1855.8354 | 3309.919 | 7990.9639 | 4001.5503 | 7175.9772 | 9705.9351 | 3396.917 | 6451.9347 | 204.5455 | 187.8861 | 187.8861 | 183.9523 | 216.5262 | 132.5797 | 236.8805 | 201.1713 | 236.8805 | 158.1118 | 231.0943 | 107.0476 | 190.6668 | 194.6708 | 195.385 | 173215.7674 | 10199.5819 | 4035.5453 | 72881.1488 | 32706.0979 | 14311.8751 | 5749.8295 | 5022.0318 | 4911.4029 | 4390.8604 | 25823.4286 | 5962.5208 | 6114.593 | 4570.418 | 5867.5037 | 151698.5 | 18917.9508 | 10167.1356 | 70704.826 | 39286.6133 | 23715.3342 | 10973.5706 | 6712.0672 | 7506.0219 | 12185.5243 | 26124.1 | 12952.698 | 15359.2281 | 7573.435 | 11908.4385 | 150.7464 | 150.7464 | 150.7464 | 150.7464 | 150.7464 | 150.7464 | 355.3207 | 150.7464 | 355.3207 | 150.7464 | 157.3 | 150.7464 | 150.7464 | 150.7464 | 150.7464 | 0.021383 | 1.0975e-06 | 1.3668e-16 | 0.00053952 | 0.0012138 | 1.3408e-12 | 0.12813 | 1.3597e-23 | 8.2715e-05 | 6.7134e-12 | 0.013346 | 4.8291e-14 | 2.0771e-13 | 3.4855e-19 | 2.2498e-16 | 0.021383 | 0.021384 | 0.021384 | 0.021922 | 0.023136 | 0.021922 | 0.15127 | 0.023136 | 0.15135 | 0.021922 | 0.034729 | 0.021383 | 0.021922 | 0.021383 | 0.021383
251 | 152362.1354 | 15478.3127 | 5966.05 | 65597.1991 | 36528.5591 | 15277.8162 | 11547.9093 | 2951.1523 | 5809.8196 | 7767.5801 | 25958.7259 | 8492.8551 | 9484.5186 | 4025.126 | 6997.7467 | n/a | 9940.4808 | 6039.407 | 3706.1154 | 7980.2088 | 8480.1284 | 6431.8457 | 1918.9391 | 4322.537 | 7713.9389 | 4614.8674 | 6425.2213 | 5958.285 | 3241.138 | 3558.1657 | 245.1303 | 227.4049 | 227.4049 | 230.4941 | 256.0527 | 192.2073 | 271.9304 | 244.0749 | 271.9304 | 212.1239 | 261.1099 | 172.2906 | 234.2426 | 232.6974 | 233.2545 | 174516.9369 | 11089.0025 | 4268.4893 | 71685.2433 | 31433.6592 | 14134.8742 | 5742.8335 | 5186.7603 | 5022.0789 | 3761.9825 | 26334.5047 | 5840.852 | 6702.4873 | 4685.1565 | 6232.7602 | 158232.7 | 20167.7833 | 10287.1963 | 68424.9644 | 38005.9134 | 20288.4107 | 12296.4247 | 7105.6994 | 9344.6159 | 11459.1214 | 29131.372 | 12252.6733 | 11412.7723 | 7851.2946 | 8405.1781 | 136.34 | 136.34 | 136.34 | 136.34 | 136.34 | 136.34 | 136.34 | 136.34 | 136.34 | 136.34 | 136.34 | 136.34 | 136.34 | 136.34 | 136.34 | 0.0064913 | 4.1014e-07 | 7.3127e-14 | 0.0079295 | 0.011178 | 7.1705e-08 | 0.0046862 | 1.7187e-24 | 1.1594e-09 | 3.3145e-10 | 0.00037752 | 1.4854e-09 | 1.2337e-05 | 5.3205e-21 | 1.1227e-05 | 0.0064913 | 0.0064917 | 0.0064917 | 0.014421 | 0.025599 | 0.014421 | 0.030285 | 0.025599 | 0.030285 | 0.014421 | 0.0068688 | 0.0064913 | 0.014433 | 0.0064913 | 0.0065025
252 | 152295.6858 | 15190.534 | 5765.3142 | 65546.2904 | 36412.6385 | 15513.2091 | 11631.1456 | 2956.9957 | 5814.4238 | 8019.3491 | 26013.1502 | 8157.5957 | 9767.3136 | 4008.1014 | 7059.7259 | n/a | 8797.6015 | 6828.9942 | 5103.8154 | 10213.3804 | 9502.7233 | 8807.9993 | 1675.3547 | 3868.0585 | 5972.2189 | 4081.2504 | 7473.4033 | 6973.9256 | 3279.5692 | 4870.3534 | 221.1406 | 204.9603 | 204.9603 | 207.0865 | 231.285 | 170.5756 | 246.3298 | 219.9355 | 246.3298 | 189.4475 | 236.8973 | 151.7038 | 210.8321 | 209.9752 | 210.503 | 167955.5425 | 10212.843 | 4367.562 | 67388.689 | 29854.188 | 13847.2404 | 5916.5201 | 5034.3851 | 4953.0005 | 4341.0106 | 25769.1106 | 5621.3018 | 6217.0801 | 4696.973 | 5993.6945 | 156978.1 | 18984.0445 | 11196.5562 | 67106.7 | 37212.7 | 22598.1476 | 14235.2193 | 6699.0398 | 8357.659 | 9713.2295 | 27962.8646 | 12942.889 | 12856.4057 | 7941.3422 | 10853.9479 | 148.3858 | 148.3858 | 148.3858 | 164.37 | 195.3 | 164.37 | 195.3 | 195.3 | 195.3 | 164.37 | 148.3858 | 164.37 | 164.37 | 148.3858 | 148.3858 | 0.01391 | 3.1277e-06 | 2.0057e-17 | 0.017161 | 0.020262 | 4.1781e-10 | 2.2452e-05 | 3.1176e-22 | 1.4805e-07 | 9.9456e-06 | 0.0023517 | 5.5331e-12 | 1.4061e-07 | 1.3151e-21 | 1.381e-11 | 0.01391 | 0.013914 | 0.013914 | 0.031071 | 0.051333 | 0.031071 | 0.051355 | 0.051333 | 0.051355 | 0.031081 | 0.016262 | 0.01391 | 0.031071 | 0.01391 | 0.01391
253 | 154305.4356 | 15732.8268 | 6076.1127 | 66362.875 | 36883.1825 | 15553.1063 | 11499.5902 | 3013.3723 | 5766.737 | 8085.3245 | 26121.2977 | 8151.3288 | 9742.291 | 4155.858 | 7192.6033 | n/a | 5603.3337 | 5994.7799 | 5849.5875 | 8963.9962 | 11279.6219 | 7942.9584 | 1831.5075 | 4394.4231 | 7740.8746 | 3873.1109 | 5546.5533 | 6806.8427 | 3153.4217 | 4631.0495 | 222.7429 | 205.6153 | 205.6153 | 204.8644 | 234.2341 | 159.4605 | 252.5442 | 220.4214 | 252.5442 | 182.4282 | 244.4837 | 136.4928 | 210.2303 | 211.7186 | 212.361 | 172714.4192 | 9675.6976 | 4155.2441 | 70503.3617 | 31013.503 | 14092.5291 | 5974.1096 | 5105.0666 | 4630.7825 | 4140.9736 | 26783.3362 | 5821.0219 | 7768.0954 | 4548.4804 | 6180.2881 | 160423.4 | 15279.0312 | 10150.024 | 74546.9492 | 39742.8992 | 25258.451 | 13829.3679 | 6936.5741 | 9003.9056 | 11830.5482 | 27146.9 | 11305.1751 | 13417.5381 | 7499.1021 | 8587.3787 | 120.2124 | 308.423 | 308.423 | 120.2124 | 120.2124 | 120.2124 | 120.2124 | 120.2124 | 120.2124 | 120.2124 | 133.33 | 120.2124 | 120.2124 | 120.2124 | 120.2124 | 0.0058297 | 0.10324 | 5.5487e-13 | 0.00029136 | 0.0033859 | 5.2107e-13 | 4.5891e-05 | 8.2286e-23 | 4.4043e-09 | 5.3032e-10 | 0.0093583 | 1.2987e-08 | 1.2562e-08 | 4.0719e-18 | 1.5029e-05 | 0.0058297 | 0.10907 | 0.10907 | 0.0061211 | 0.009507 | 0.0061211 | 0.0095529 | 0.009507 | 0.0095529 | 0.0061211 | 0.015188 | 0.0058297 | 0.0061211 | 0.0058297 | 0.0058448
254 | 153923.4073 | 15508.6883 | 5781.0441 | 66228.4424 | 36801.1567 | 15365.1067 | 11817.1793 | 3031.46 | 6132.1499 | 7959.764 | 26404.0606 | 8042.7297 | 9838.3275 | 4073.1048 | 6974.1508 | n/a | 12030.4755 | 6224.1344 | 4497.1342 | 6096.6153 | 7709.9266 | 7662.6183 | 2138.8903 | 4322.296 | 5475.5899 | 4792.2569 | 7244.591 | 7608.56 | 3923.9813 | 5708.9724 | 204.6862 | 188.0476 | 188.0476 | 184.2232 | 216.6259 | 133.1497 | 236.8718 | 201.3527 | 236.8718 | 158.5458 | 231.0258 | 107.7535 | 190.8805 | 194.7962 | 195.5066 | 177688.7321 | 10836.6719 | 4310.317 | 74655.2318 | 32666.7221 | 14982.4355 | 6004.9417 | 5068.8063 | 4983.8322 | 4618.6683 | 27239.521 | 6085.3319 | 8131.2106 | 4671.5069 | 6025.4644 | 157664.9 | 22836.5475 | 10503.8514 | 71833.1852 | 37449.7373 | 20031.0183 | 13383.36 | 7149.7965 | 9299.9282 | 9953.7582 | 27842.4746 | 12239.116 | 12543.8337 | 7134.9512 | 11681.7368 | 159.6323 | 159.6323 | 159.6323 | 159.6323 | 208.9429 | 159.6323 | 208.9429 | 208.9429 | 208.9429 | 159.6323 | 159.6323 | 159.6323 | 159.6323 | 159.6323 | 159.6323 | 0.025998 | 6.362e-10 | 2.2313e-15 | 0.0014341 | 0.023307 | 1.8935e-07 | 0.00048238 | 1.0395e-23 | 1.5675e-08 | 2.1451e-06 | 0.0051939 | 6.8778e-11 | 7.2104e-07 | 4.4755e-17 | 5.2831e-14 | 0.025998 | 0.025998 | 0.025998 | 0.027432 | 0.050739 | 0.027432 | 0.051221 | 0.050739 | 0.051221 | 0.027434 | 0.031192 | 0.025998 | 0.027433 | 0.025998 | 0.025998
255 | 156798.9821 | 15745.1322 | 5884.2354 | 67378.7867 | 37713.3428 | 15738.7861 | 11931.0333 | 3051.6849 | 6040.5563 | 8114.5834 | 26597.3194 | 8153.8622 | 10014.539 | 4014.6795 | 7376.575 | n/a | 11602.0395 | 5800.8173 | 3125.157 | 10049.7862 | 8594.9019 | 7568.3071 | 1601.7482 | 4246.7523 | 4680.4382 | 3733.2662 | 6035.8711 | 4762.1337 | 4292.2083 | 5055.0479 | 218.0748 | 200.9481 | 200.9481 | 198.9654 | 229.8745 | 150.7911 | 249.1622 | 215.3242 | 249.1622 | 174.9853 | 241.8921 | 126.597 | 204.906 | 207.3773 | 208.0541 | 168038.73 | 9959.0701 | 4255.6174 | 67172.392 | 30135.4641 | 13150.7509 | 6029.9617 | 5061.4645 | 4888.8983 | 4348.8188 | 26875.4056 | 5621.4766 | 6686.4912 | 4742.4626 | 5812.4946 | 159251.7 | 19670.1096 | 8885.0347 | 67383.449 | 39554.4503 | 21647.6528 | 13262.5688 | 6604.3128 | 9122.6506 | 8996.257 | 30173.2718 | 11592.3477 | 10686.9248 | 8922.871 | 10370.7426 | 222.28 | 222.28 | 222.28 | 308.1994 | 308.1994 | 308.1994 | 308.1994 | 308.1994 | 308.1994 | 308.1994 | 222.28 | 308.1994 | 308.1994 | 222.28 | 222.28 | 0.048903 | 3.1814e-06 | 2.3414e-10 | 0.037574 | 0.0085359 | 1.0755e-08 | 0.00097412 | 1.266e-20 | 1.8768e-08 | 0.00054574 | 0.00023518 | 3.36e-09 | 0.0027133 | 2.2771e-26 | 2.8299e-09 | 0.048903 | 0.048906 | 0.048906 | 0.086477 | 0.095013 | 0.086477 | 0.095987 | 0.095013 | 0.095987 | 0.087023 | 0.049138 | 0.048903 | 0.08919 | 0.048903 | 0.048903
256 | 150589.5057 | 15237.698 | 5699.327 | 64894.315 | 36036.0399 | 15216.3627 | 11942.7493 | 2863.1417 | 6115.2268 | 7878.6027 | 25870.8419 | 7962.5972 | 9735.3637 | 3934.3357 | 6866.7758 | n/a | 10727.132 | 5237.8069 | 4244.1557 | 9056.8766 | 9476.4171 | 8133.951 | 1429.9468 | 4567.8579 | 8069.2509 | 4729.5674 | 6766.416 | 6138.4991 | 3211.7224 | 4055.8704 | 213.8788 | 197.7988 | 197.7988 | 198.3535 | 224.3512 | 158.5617 | 240.5406 | 212.1382 | 240.5406 | 178.8694 | 232.1657 | 138.254 | 202.8032 | 203.1953 | 203.7633 | 173448.6102 | 10390.7406 | 4229.1997 | 70356.7197 | 32259.6879 | 14054.1501 | 5862.8196 | 5234.6321 | 5095.1255 | 4196.4168 | 25354.058 | 6344.0651 | 6792.6598 | 4744.1341 | 6382.4688 | 157123.4 | 21117.8726 | 9467.0066 | 67783.1109 | 37443.7 | 22715.0672 | 13376.5707 | 6664.5789 | 9047.9835 | 12265.6677 | 26974.7 | 13110.481 | 12258.0589 | 7778.1565 | 8995.1101 | 103.6289 | 103.6289 | 103.6289 | 103.6289 | 123.0181 | 103.6289 | 123.0181 | 123.0181 | 123.0181 | 103.6289 | 114.9528 | 103.6289 | 103.6289 | 103.6289 | 103.6289 | 0.0040215 | 1.7327e-08 | 7.9073e-13 | 0.0074829 | 0.011686 | 9.8705e-11 | 0.00073336 | 3.2064e-23 | 4.4762e-08 | 1.3708e-11 | 0.0082029 | 5.3939e-13 | 1.3519e-06 | 1.6011e-21 | 1.374e-07 | 0.0040215 | 0.0040215 | 0.0040215 | 0.011504 | 0.023191 | 0.011504 | 0.023924 | 0.023191 | 0.023924 | 0.011504 | 0.012224 | 0.0040215 | 0.011506 | 0.0040215 | 0.0040216
257 | 149594.5465 | 15366.5823 | 5739.078 | 64521.6815 | 35938.3354 | 15009.9664 | 11721.5268 | 3032.3624 | 6208.3891 | 7560.5154 | 25366.548 | 8020.0555 | 9547.6288 | 3781.8384 | 7079.8265 | n/a | 9795.2605 | 5049.3845 | 3950.7091 | 8906.5206 | 10652.0257 | 8363.0204 | 1592.4414 | 4294.4562 | 7454.1268 | 4197.8518 | 5917.7659 | 7406.3378 | 3463.2231 | 5498.8493 | 215.22 | 199.0065 | 199.0065 | 199.4506 | 225.8082 | 159.0694 | 242.2235 | 213.4248 | 242.2235 | 179.6604 | 233.8528 | 138.4783 | 203.9911 | 204.4782 | 205.0542 | 174403.2916 | 10422.3973 | 4443.9992 | 69340.895 | 31840.3363 | 13990.6302 | 6564.5796 | 5137.2236 | 5148.3792 | 3800.3394 | 26289.0655 | 5713.3245 | 6762.4987 | 4541.3725 | 5842.3638 | 155398.3 | 19162.4577 | 9356.6838 | 66278.6 | 37639.2516 | 23280.645 | 14648.8 | 6021.7596 | 9278.2353 | 11139.5662 | 28589.5173 | 10383.9795 | 12901.6487 | 7780.6957 | 8946.9711 | 118.86 | 118.86 | 118.86 | 144.1755 | 144.1755 | 144.1755 | 144.1755 | 144.1755 | 144.1755 | 144.1755 | 118.86 | 144.1755 | 144.1755 | 118.86 | 118.86 | 0.0063037 | 3.468e-06 | 2.5155e-12 | 0.015326 | 0.0089554 | 9.6385e-12 | 9.4266e-06 | 8.5735e-18 | 2.9349e-08 | 3.5646e-10 | 0.00031307 | 4.6672e-07 | 3.5116e-08 | 4.1462e-23 | 8.9161e-07 | 0.0063037 | 0.0063072 | 0.0063072 | 0.02163 | 0.030585 | 0.02163 | 0.030595 | 0.030585 | 0.030595 | 0.02163 | 0.0066168 | 0.0063042 | 0.02163 | 0.0063037 | 0.0063046
258 | 157783.825 | 15999.0005 | 6092.472 | 67750.3909 | 37643.6405 | 15869.3579 | 11820.4581 | 3010.9468 | 5873.0474 | 8285.1479 | 26932.2029 | 8071.2282 | 10021.7303 | 3876.7205 | 7355.0939 | n/a | 11343.1468 | 4669.2779 | 3994.5628 | 6324.3551 | 9467.6734 | 5830.1241 | 1673.7164 | 4746.933 | 9599.8782 | 4917.9918 | 4888.6131 | 7948.4902 | 2830.6265 | 5060.1608 | 202.9497 | 186.4696 | 186.4696 | 182.7382 | 214.7614 | 132.2785 | 234.7696 | 199.6676 | 234.7696 | 157.3764 | 228.943 | 107.1806 | 189.3057 | 193.1389 | 193.841 | 177169.2474 | 9913.65 | 4135.8901 | 73624.0537 | 32132.5271 | 14121.3724 | 5915.4622 | 5108.9698 | 4893.748 | 4332.5699 | 26934.8027 | 5761.9572 | 6774.1829 | 4474.462 | 6190.5852 | 164327.4 | 19532.9494 | 8756.768 | 74964.8166 | 38378.7822 | 23260.1458 | 11727.5863 | 6745.6862 | 9640.681 | 13689.3481 | 30028.5945 | 10564.7703 | 13432.6731 | 7026.5885 | 11023.2461 | 104.07 | 104.07 | 104.07 | 104.07 | 195.8417 | 104.07 | 352.1544 | 195.8417 | 352.1544 | 104.07 | 104.07 | 104.07 | 104.07 | 104.07 | 104.07 | 0.0048419 | 9.4012e-06 | 3.6138e-09 | 0.00058292 | 0.02192 | 2.9131e-10 | 0.053775 | 7.8034e-22 | 4.5357e-10 | 3.2999e-13 | 0.00049978 | 2.6887e-07 | 5.4159e-08 | 2.8252e-18 | 6.6169e-11 | 0.0048419 | 0.0048513 | 0.0048513 | 0.0054248 | 0.027345 | 0.0054248 | 0.08112 | 0.027345 | 0.08112 | 0.0054248 | 0.0053417 | 0.0048422 | 0.0054249 | 0.0048419 | 0.0048419
259 | 160352.08 | 16160.097 | 6033.321 | 68766.4107 | 38223.964 | 15790.8361 | 12218.4106 | 3172.8506 | 6042.0153 | 8082.6829 | 27182.7309 | 8373.3101 | 10399.6764 | 4399.0913 | 7432.8431 | n/a | 12285.3257 | 5318.4875 | 3635.7629 | 8112.4765 | 12152.7945 | 9920.0703 | 1735.0096 | 3085.2063 | 8087.6589 | 4741.1341 | 6067.5763 | 5713.7083 | 3389.3127 | 5516.7702 | 218.7278 | 201.194 | 201.194 | 197.9655 | 231.1087 | 145.9483 | 251.8071 | 215.4942 | 251.8071 | 171.912 | 245.1326 | 119.9846 | 204.6068 | 208.0934 | 208.8197 | 175824.1368 | 10563.4129 | 4476.1613 | 71747.2299 | 33041.2391 | 14536.422 | 6059.4079 | 5057.8519 | 4961.7115 | 4316.6996 | 27394.5557 | 5963.6463 | 6195.8915 | 4735.1899 | 6072.5863 | 166815.2 | 22614.2386 | 9771.7488 | 71560.256 | 39261 | 25779.6953 | 15312.4782 | 6494.9615 | 7575.2178 | 11547.1373 | 30287.1898 | 11978.9226 | 11570.5998 | 7789.8025 | 11542.3565 | 115.92 | 115.92 | 115.92 | 115.92 | 167.4 | 115.92 | 167.4 | 167.4 | 167.4 | 115.92 | 115.92 | 115.92 | 115.92 | 115.92 | 115.92 | 0.0054443 | 1.0355e-08 | 3.7662e-12 | 0.0098476 | 0.017161 | 3.701e-13 | 8.3828e-06 | 9.151e-19 | 2.7046e-05 | 2.0466e-09 | 0.00051475 | 2.3768e-09 | 0.00044837 | 1.8827e-17 | 7.3937e-12 | 0.0054443 | 0.0054443 | 0.0054443 | 0.015292 | 0.032453 | 0.015292 | 0.032461 | 0.032453 | 0.032488 | 0.015292 | 0.0059591 | 0.0054443 | 0.01574 | 0.0054443 | 0.0054443
260 | 149704.4199 | 15387.4755 | 5633.5776 | 64525.0038 | 35752.2926 | 15223.369 | 11592.1527 | 2926.0638 | 5947.9084 | 8209.8742 | 25512.8799 | 8110.9745 | 9789.5641 | 3849.394 | 6759.7426 | n/a | 10970.4775 | 4920.938 | 5061.1742 | 7697.3689 | 6645.9515 | 9867.9986 | 2253.8014 | 3814.4299 | 7818.5946 | 3932.3241 | 6425.034 | 7674.1859 | 3317.0131 | 4649.8574 | 215.9585 | 198.8865 | 198.8865 | 196.5347 | 227.8147 | 147.6694 | 247.339 | 213.0859 | 247.339 | 172.1604 | 240.3328 | 123.1785 | 202.6316 | 205.3946 | 206.0797 | 174567.5174 | 10599.845 | 4545.2397 | 70920.5309 | 33360.7516 | 13002.4874 | 5591.6759 | 5140.7767 | 4878.7507 | 4316.6737 | 26414.2169 | 5809.0326 | 7599.1917 | 4553.5067 | 6036.1845 | 155523.1 | 18967.9225 | 7081.9777 | 70141.5819 | 37668.6863 | 18942.9389 | 15340.3745 | 7394.5781 | 8687.7807 | 11684.7683 | 27281.4152 | 11979.0667 | 14254.2884 | 7194.0199 | 10594.342 | 119.0371 | 119.0371 | 119.0371 | 119.0371 | 119.0371 | 119.0371 | 119.0371 | 119.0371 | 119.0371 | 119.0371 | 119.0371 | 119.0371 | 119.0371 | 119.0371 | 119.0371 | 0.0062424 | 5.9929e-06 | 3.2024e-06 | 0.0012982 | 0.0073174 | 2.0286e-06 | 7.962e-07 | 2.1892e-26 | 7.6585e-08 | 2.5239e-09 | 0.0029244 | 3.9329e-10 | 5.5353e-10 | 2.1805e-19 | 4.1313e-12 | 0.0062424 | 0.0062484 | 0.0062516 | 0.0075406 | 0.014858 | 0.0075427 | 0.014859 | 0.014858 | 0.014859 | 0.0075427 | 0.0091668 | 0.0062445 | 0.0075406 | 0.0062424 | 0.0062424
261 | 154807.3645 | 15731.8494 | 5916.561 | 66571.2603 | 36879.252 | 15481.9475 | 12135.1875 | 2973.3695 | 6058.8181 | 7777.893 | 26256.253 | 8144.8135 | 9918.3474 | 3932.7827 | 7262.8187 | n/a | 9172.3117 | 4096.4555 | 4297.0905 | 8692.9255 | 10701.2147 | 7425.3229 | 2174.8631 | 4510.5701 | 5996.5075 | 4052.5992 | 6460.7691 | 9391.3607 | 3446.8526 | 5003.2207 | 198.2946 | 182.9735 | 182.9735 | 182.0494 | 208.6371 | 140.8662 | 225.2164 | 196.13 | 225.2164 | 161.663 | 218.1681 | 120.0694 | 186.9671 | 188.4999 | 189.0816 | 168394.0404 | 9867.541 | 3993.1278 | 66877.8737 | 30601.9551 | 14363.4469 | 5709.8416 | 5214.1303 | 5110.3487 | 4588.0302 | 25473.0904 | 5615.617 | 6474.4615 | 4684.4942 | 6141.3381 | 160472.3404 | 16681.0527 | 8089.5833 | 69291.4642 | 38611.6807 | 24868.1616 | 13002.6645 | 7388.9934 | 9498.7188 | 10449.2377 | 29089.8897 | 12015.1861 | 14895.5222 | 7956.2468 | 11144.5588 | 115.9519 | 115.9519 | 115.9519 | 115.9519 | 115.9519 | 115.9519 | 115.9519 | 115.9519 | 115.9519 | 115.9519 | 115.9519 | 115.9519 | 115.9519 | 115.9519 | 115.9519 | 0.0078156 | 0.0043023 | 5.0514e-08 | 0.0086982 | 0.0090578 | 1.059e-12 | 0.0037464 | 1.0194e-25 | 3.6733e-09 | 5.6932e-08 | 0.00065648 | 4.2017e-10 | 9.0414e-11 | 1.9733e-22 | 1.5578e-11 | 0.0078156 | 0.012118 | 0.012118 | 0.016514 | 0.025572 | 0.016514 | 0.029318 | 0.025572 | 0.029318 | 0.016514 | 0.0084721 | 0.0078156 | 0.016514 | 0.0078156 | 0.0078156
262 | 154952.4606 | 16121.9363 | 6038.981 | 66609.4648 | 37083.9042 | 15446.8112 | 11658.1583 | 2938.0337 | 5838.2451 | 7808.52 | 26366.6483 | 7923.6548 | 9770.3913 | 4133.1585 | 6941.7198 | n/a | 8923.6407 | 5534.3814 | 4481.6507 | 8550.6944 | 9414.6444 | 6868.4817 | 1525.077 | 4900.0501 | 6035.8343 | 5047.8715 | 5428.0117 | 7467.6964 | 3368.2634 | 5730.9841 | 228.6553 | 212.0663 | 212.0663 | 214.7566 | 238.9279 | 178.4724 | 253.9471 | 227.5976 | 253.9471 | 197.3123 | 243.9491 | 159.6325 | 218.3586 | 217.0726 | 217.5996 | 169977.3972 | 10053.8503 | 4260.6478 | 66993.2329 | 29332.4531 | 13796.3105 | 5547.2319 | 5096.1688 | 4765.0984 | 4079.6443 | 26217.1662 | 5656.6291 | 7435.1137 | 4550.6047 | 6075.4078 | 160231.8325 | 18306.391 | 9781.2292 | 69045.2625 | 36918.0264 | 23078.6549 | 11903.3925 | 6536.1458 | 8961.0485 | 9983.1787 | 27958.494 | 11084.6408 | 14655.2101 | 7676.7681 | 11715.6919 | 140.9609 | 140.9609 | 140.9609 | 140.9609 | 358.3919 | 140.9609 | 358.3919 | 358.3919 | 358.3919 | 140.9609 | 140.9609 | 140.9609 | 140.9609 | 140.9609 | 140.9609 | 0.0099782 | 0.00024446 | 3.7588e-12 | 0.01126 | 0.047478 | 9.3831e-11 | 0.020383 | 1.3862e-21 | 9.3283e-09 | 7.1917e-07 | 0.0041342 | 8.1408e-09 | 9.7301e-11 | 3.6791e-19 | 3.158e-14 | 0.0099782 | 0.010223 | 0.010223 | 0.021238 | 0.068717 | 0.021238 | 0.0891 | 0.068717 | 0.0891 | 0.021239 | 0.014112 | 0.0099783 | 0.021238 | 0.0099782 | 0.0099782
263 | 154697.9443 | 15218.3159 | 5836.8008 | 66511.3077 | 36874.2001 | 15632.2888 | 12023.0026 | 2999.982 | 6046.0986 | 8005.9577 | 26337.1674 | 8080.1561 | 9688.4387 | 3993.1105 | 6765.6799 | n/a | 9240.2123 | 6595.9066 | 4432.0112 | 8309.0435 | 8657.6776 | 6644.3888 | 1605.1083 | 4807.1483 | 10081.1965 | 3884.996 | 5784.2552 | 6937.6365 | 3119.0993 | 5194.7605 | 230.16 | 213.4459 | 213.4459 | 216.0987 | 240.5245 | 179.4106 | 255.703 | 229.0742 | 255.703 | 198.4502 | 245.6668 | 160.371 | 219.7548 | 218.5054 | 219.0379 | 171456.0051 | 10426.264 | 4482.0234 | 69868.8671 | 30048.524 | 13769.1568 | 5603.7873 | 5152.3041 | 4617.1148 | 4194.2402 | 24199.6777 | 5674.2063 | 6891.5952 | 4639.3124 | 6139.8275 | 160424.1438 | 19604.1763 | 11032.1299 | 71397.3107 | 37864.3 | 21585.9344 | 12134.8761 | 6757.4124 | 9342.063 | 13486.5366 | 26792.1 | 11406.4615 | 13436.4317 | 7758.4116 | 11112.588 | 133.1538 | 133.1538 | 133.1538 | 133.1538 | 175.21 | 133.1538 | 305.4004 | 175.21 | 305.4004 | 133.1538 | 239.33 | 133.1538 | 133.1538 | 133.1538 | 133.1538 | 0.007516 | 7.2071e-07 | 1.4193e-16 | 0.0022715 | 0.017316 | 8.6598e-09 | 0.030222 | 5.0147e-22 | 6.975e-09 | 9.354e-14 | 0.021917 | 4.963e-09 | 8.5867e-09 | 7.523e-21 | 1.9688e-13 | 0.007516 | 0.0075167 | 0.0075167 | 0.0097875 | 0.027104 | 0.0097875 | 0.057326 | 0.027104 | 0.057326 | 0.0097875 | 0.029433 | 0.007516 | 0.0097875 | 0.007516 | 0.007516
264 | 157278.0926 | 15976.7844 | 5915.9922 | 67500.0672 | 37471.5952 | 15743.024 | 12342.0407 | 2974.0027 | 6464.4922 | 8088.9171 | 26503.5688 | 8414.0845 | 9980.0823 | 4009.907 | 7311.6712 | n/a | 10540.7076 | 6463.0235 | 4445.241 | 9053.0011 | 9203.4648 | 9253.2039 | 2413.9061 | 3473.508 | 8993.5931 | 3810.9461 | 7189.9861 | 8423.1771 | 3786.2089 | 5203.1066 | 236.7811 | 219.9012 | 219.9012 | 223.7279 | 246.9605 | 189.2589 | 261.3779 | 236.0844 | 261.3779 | 207.3437 | 250.5063 | 171.174 | 226.8846 | 224.7069 | 225.2128 | 174445.1511 | 11547.335 | 4527.2879 | 70273.1417 | 30757.323 | 14853.7973 | 5702.4684 | 5166.1686 | 4762.3334 | 4633.7967 | 25224.355 | 5770.4184 | 6715.379 | 4867.5176 | 5945.5751 | 164310.1 | 21900.4426 | 10949.9114 | 70723.7325 | 39143.7 | 22994.5783 | 14943.3555 | 7089.8674 | 8235.8414 | 13335.3899 | 27505.5 | 12189.7207 | 14623.9561 | 8570.3265 | 11061.3816 | 110.1087 | 110.1087 | 110.1087 | 110.1087 | 115.1642 | 110.1087 | 115.1642 | 115.1642 | 115.1642 | 110.1087 | 142.0079 | 110.1087 | 110.1087 | 110.1087 | 110.1087 | 0.0035417 | 3.0864e-08 | 6.2117e-16 | 0.0065474 | 0.0097705 | 3.5727e-10 | 3.4879e-05 | 4.1055e-24 | 1.5228e-05 | 3.8092e-13 | 0.0099021 | 1.1753e-09 | 3.8381e-10 | 1.0978e-24 | 3.7376e-11 | 0.0035417 | 0.0035418 | 0.0035418 | 0.010089 | 0.01986 | 0.010089 | 0.019895 | 0.01986 | 0.01991 | 0.010089 | 0.013444 | 0.0035418 | 0.010089 | 0.0035417 | 0.0035417
265 | 156026.5437 | 15757.3919 | 5749.201 | 67065.5526 | 37248.3546 | 15573.7861 | 12014.222 | 2919.8478 | 6134.9479 | 8034.6141 | 26522.1308 | 8032.5486 | 9704.5604 | 4152.8274 | 7381.7978 | n/a | 9852.3547 | 5293.3966 | 4133.629 | 9667.5873 | 8927.9693 | 10416.4102 | 1739.4071 | 4221.8061 | 7629.9863 | 3449.9596 | 6923.9991 | 5876.0554 | 3683.407 | 4259.4805 | 240.5498 | 223.4538 | 223.4538 | 227.5249 | 250.8104 | 193.0546 | 265.257 | 239.9122 | 265.257 | 211.1761 | 254.1211 | 174.933 | 230.6308 | 228.2693 | 228.7762 | 176079.6701 | 10114.586 | 4264.7523 | 72270.1687 | 32695.4566 | 13857.3178 | 5992.2697 | 5040.2889 | 5101.2731 | 3560.0101 | 26025.6143 | 5707.7483 | 7199.2248 | 4604.1312 | 6296.881 | 162067 | 18593.7398 | 8233.748 | 73850.6796 | 42074.444 | 22651.6871 | 16277.6798 | 6687.396 | 9205.7792 | 11154.5964 | 27420.8 | 12533.5474 | 11885.2803 | 8287.5382 | 10383.3615 | 133.1358 | 133.1358 | 133.1358 | 133.1358 | 133.1358 | 133.1358 | 133.1358 | 133.1358 | 133.1358 | 133.1358 | 158.7472 | 133.1358 | 133.1358 | 133.1358 | 133.1358 | 0.0063656 | 4.474e-05 | 4.388e-09 | 0.00072553 | 0.00063396 | 4.5672e-10 | 2.7625e-07 | 1.2577e-22 | 2.4701e-08 | 9.8758e-09 | 0.011524 | 1.5354e-11 | 5.2842e-06 | 6.8616e-22 | 2.7492e-09 | 0.0063656 | 0.0064104 | 0.0064104 | 0.0070912 | 0.0077251 | 0.0070912 | 0.0077254 | 0.0077251 | 0.0077254 | 0.0070912 | 0.01789 | 0.0063656 | 0.0070965 | 0.0063656 | 0.0063656
266 | 148944.6742 | 15165.9624 | 5612.8311 | 64238.6343 | 35739.6673 | 14863.646 | 11474.4778 | 2846.5468 | 5799.8184 | 7311.5314 | 25460.9781 | 7551.2686 | 9522.8697 | 3846.7693 | 6967.3616 | n/a | 9213.4917 | 5258.065 | 5405.8827 | 8580.1161 | 10821.1837 | 7336.9602 | 2304.0096 | 5124.6589 | 9534.1112 | 3635.7694 | 6298.4322 | 4045.7603 | 3541.2339 | 4987.7362 | 233.8479 | 216.8122 | 216.8122 | 219.3201 | 244.4609 | 181.4852 | 260.0871 | 232.6729 | 260.0871 | 201.0863 | 249.9834 | 161.8841 | 223.138 | 222.0209 | 222.5692 | 171626.9731 | 11369.1589 | 4256.3872 | 70226.3569 | 33320.3799 | 14377.7598 | 6164.7046 | 5216.144 | 4903.1009 | 4473.032 | 23935.2676 | 5972.4281 | 6081.0123 | 4694.4402 | 6080.017 | 152547.4 | 17622.3871 | 8158.8205 | 67222.1988 | 40210.296 | 18970.1027 | 13306.9648 | 7306.8536 | 9941.8597 | 12571.2975 | 26136.7 | 9546.3969 | 9988.1725 | 7884.2741 | 10690.8532 | 183.1445 | 183.1445 | 183.1445 | 183.1445 | 183.1445 | 183.1445 | 183.1445 | 183.1445 | 183.1445 | 183.1445 | 183.2485 | 183.1445 | 183.1445 | 183.1445 | 183.1445 | 0.026253 | 8.9023e-05 | 1.9565e-09 | 0.0069113 | 0.00073226 | 5.6593e-07 | 0.00019375 | 5.1151e-27 | 5.779e-11 | 2.4021e-14 | 0.015312 | 1.5295e-06 | 0.0055967 | 5.9107e-23 | 1.5609e-11 | 0.026253 | 0.026342 | 0.026342 | 0.033165 | 0.033897 | 0.033165 | 0.034091 | 0.033897 | 0.034091 | 0.033165 | 0.041566 | 0.026255 | 0.038761 | 0.026253 | 0.026253
267 | 152192.7033 | 15231.4177 | 5754.0199 | 65533.0457 | 36475.7408 | 15226.117 | 11536.0687 | 2973.972 | 6047.3292 | 7816.1447 | 26030.8335 | 8242.9099 | 9602.7155 | 3921.6363 | 6836.4135 | n/a | 10219.9824 | 6725.889 | 5359.2791 | 10815.5418 | 9330.0689 | 7910.4954 | 1506.7272 | 4943.8426 | 5548.1908 | 4020.8373 | 6749.2892 | 4776.1681 | 3811.5954 | 4535.0136 | 236.3795 | 219.0623 | 219.0623 | 221.259 | 247.2563 | 182.0054 | 263.4208 | 235.0622 | 263.4208 | 202.2818 | 253.3761 | 161.7291 | 225.3046 | 224.4504 | 225.0176 | 178144.1713 | 10413.0609 | 4457.9971 | 73440.2602 | 35290.909 | 14312.0919 | 6306.4688 | 5096.4937 | 5074.993 | 4480.691 | 27533.4762 | 5876.3659 | 7417.5849 | 4553.9554 | 5735.3607 | 159712.9 | 20483.0432 | 11145.9861 | 71143.9804 | 40550.5066 | 23533.1607 | 12576.3495 | 5940.1209 | 8622.8209 | 10020.0818 | 28730.2471 | 12525.4551 | 12009.7531 | 7769.0508 | 9722.0743 | 93.5305 | 93.5305 | 93.5305 | 93.5305 | 93.5305 | 93.5305 | 93.5305 | 93.5305 | 93.5305 | 93.5305 | 93.5305 | 93.5305 | 93.5305 | 93.5305 | 93.5305 | 0.0022375 | 8.3165e-08 | 2.4192e-17 | 0.0013767 | 0.0011265 | 1.1976e-11 | 0.0020001 | 5.6233e-18 | 2.052e-07 | 6.2794e-07 | 0.000773 | 7.4971e-11 | 1.8904e-06 | 1.3301e-21 | 1.4693e-09 | 0.0022375 | 0.0022376 | 0.0022376 | 0.0036142 | 0.0047407 | 0.0036142 | 0.0067408 | 0.0047407 | 0.006741 | 0.0036148 | 0.0030105 | 0.0022375 | 0.0036161 | 0.0022375 | 0.0022375
268 | 151732.1311 | 15453.3752 | 6006.5238 | 65349.5829 | 36386.7654 | 15501.4753 | 11885.7314 | 3012.9491 | 6122.3121 | 8124.0019 | 25760.8762 | 7827.9872 | 9784.8256 | 3947.6232 | 7165.3578 | n/a | 10431.3584 | 4627.2308 | 3112.1414 | 7701.4108 | 9152.4097 | 9620.5069 | 1363.1961 | 3525.1974 | 8592.3789 | 4893.7166 | 7493.2331 | 7553.6695 | 4010.8363 | 4946.8229 | 210.3609 | 193.496 | 193.496 | 190.3845 | 222.2711 | 140.338 | 242.1847 | 207.2485 | 242.1847 | 165.3173 | 235.7688 | 115.3586 | 196.7754 | 200.1339 | 200.8326 | 175809.8403 | 10275.2182 | 4402.8147 | 72719.0103 | 33977.6535 | 14900.1476 | 5540.3989 | 5060.4796 | 4832.3583 | 4737.553 | 26882.5752 | 6154.227 | 6610.4848 | 4670.9357 | 5885.2342 | 155707.6 | 19733.1766 | 8222.0454 | 66888.3801 | 38896.8238 | 22541.9263 | 15217.4652 | 6209.7758 | 8267.4557 | 12689.8319 | 29924.6919 | 12776.9291 | 10994.2542 | 8582.6719 | 10475.957 | 155.2545 | 155.2545 | 155.2545 | 155.2545 | 155.2545 | 155.2545 | 155.2545 | 155.2545 | 155.2545 | 155.2545 | 155.2545 | 155.2545 | 155.2545 | 155.2545 | 155.2545 | 0.021593 | 1.107e-06 | 4.7606e-08 | 0.017308 | 0.0044593 | 4.6216e-10 | 3.3764e-06 | 5.4884e-19 | 1.7463e-06 | 1.1196e-11 | 8.2128e-05 | 9.4018e-13 | 0.0002899 | 2.0568e-25 | 2.9206e-10 | 0.021593 | 0.021594 | 0.021594 | 0.038901 | 0.04336 | 0.038901 | 0.043363 | 0.04336 | 0.043365 | 0.038901 | 0.021675 | 0.021593 | 0.039191 | 0.021593 | 0.021593
269 | 153059.2743 | 15510.102 | 5609.3793 | 65892.1799 | 36650.9305 | 15401.8702 | 11600.0026 | 2924.1659 | 6015.2877 | 7930.9011 | 26243.6337 | 7943.9192 | 9620.1823 | 3791.2502 | 7124.7212 | n/a | 11199.8934 | 4758.0003 | 4983.6337 | 9097.5607 | 10565.2359 | 7795.2253 | 1730.829 | 3834.7164 | 4877.9878 | 3708.0602 | 5386.9195 | 6290.8509 | 3576.1645 | 5327.3006 | 182.6486 | 166.753 | 166.753 | 159.6873 | 194.911 | 103.2149 | 216.9635 | 178.275 | 216.9635 | 130.8772 | 213.566 | 75.5527 | 167.64 | 174.1038 | 174.8776 | 170882.7457 | 10466.6127 | 4214.566 | 68354.5658 | 31677.6135 | 14876.9666 | 5784.5392 | 5095.5691 | 4748.2933 | 4685.7822 | 26436.8378 | 5853.0998 | 5633.5618 | 4652.4447 | 5845.4947 | 157018.3 | 20173.7061 | 8908.4663 | 70174.2996 | 39699.3742 | 25220.4025 | 13560.0645 | 6826.3981 | 8575.3097 | 9404.7699 | 27095.5 | 11177.2193 | 11008.6126 | 7625.1092 | 11148.9953 | 135.702 | 135.702 | 135.702 | 135.702 | 135.702 | 135.702 | 135.702 | 135.702 | 135.702 | 135.702 | 137.9021 | 135.702 | 135.702 | 135.702 | 135.702 | 0.022235 | 4.4757e-07 | 1.2331e-11 | 0.0032203 | 0.0028236 | 3.0408e-13 | 0.00014193 | 2.5043e-23 | 2.0697e-07 | 2.6798e-05 | 0.012177 | 5.9456e-09 | 0.00012758 | 3.3766e-22 | 4.5596e-12 | 0.022235 | 0.022236 | 0.022236 | 0.025456 | 0.028279 | 0.025456 | 0.028421 | 0.028279 | 0.028421 | 0.025482 | 0.034412 | 0.022235 | 0.025583 | 0.022235 | 0.022235
270 | 152197.1029 | 15598.5393 | 5929.3592 | 65520.1468 | 36504.3333 | 15069.1692 | 11501.6021 | 2942.9098 | 5959.6766 | 7997.9026 | 26041.0878 | 7758.1158 | 9831.945 | 3937.1043 | 6938.6969 | n/a | 9144.3566 | 6003.0855 | 5179.0957 | 9640.5289 | 9280.7423 | 6878.182 | 1971.3444 | 5145.5086 | 9727.0364 | 4727.9173 | 6977.9132 | 9224.8355 | 2702.1986 | 4508.6227 | 194.3752 | 177.9331 | 177.9331 | 172.0656 | 206.6976 | 116.8953 | 228.3634 | 190.3534 | 228.3634 | 144.0724 | 223.9253 | 89.7181 | 179.619 | 185.155 | 185.9152 | 171229.4445 | 10391.9767 | 4238.8569 | 69607.3954 | 31344.1787 | 13983.9877 | 5600.5389 | 5174.1851 | 4682.1995 | 3975.7618 | 25937.8234 | 5746.1241 | 6338.259 | 4626.6586 | 5828.2592 | 159009.7 | 19202.9332 | 10227.5424 | 71117.2872 | 38822.9037 | 22675.5301 | 12245.521 | 7100.5295 | 9628.6081 | 13326.2982 | 27159.7 | 12511.3373 | 15355.1946 | 7012.0572 | 10301.1819 | 90.2444 | 90.2444 | 90.2444 | 90.2444 | 90.2444 | 90.2444 | 90.2444 | 90.2444 | 90.2444 | 90.2444 | 109.93 | 90.2444 | 90.2444 | 90.2444 | 90.2444 | 0.0035073 | 6.3734e-06 | 7.1468e-14 | 0.0013877 | 0.0053178 | 6.1204e-11 | 0.0047081 | 1.4323e-24 | 9.4505e-10 | 1.9141e-13 | 0.0081121 | 2.0087e-12 | 8.4132e-12 | 1.1819e-17 | 1.1718e-10 | 0.0035073 | 0.0035137 | 0.0035137 | 0.004895 | 0.010213 | 0.004895 | 0.014921 | 0.010213 | 0.014921 | 0.004895 | 0.011619 | 0.0035073 | 0.004895 | 0.0035073 | 0.0035073
271 | 152595.0791 | 15620.7401 | 5932.7833 | 65680.3733 | 36595.9451 | 15433.5987 | 11877.4253 | 2855.3929 | 5894.8583 | 7949.2685 | 26068.3314 | 8061.5972 | 9574.7907 | 3700.4734 | 6995.0183 | n/a | 10017.2425 | 6120.9049 | 4135.7227 | 9708.6471 | 11670.9895 | 4809.1517 | 1897.44 | 5300.5556 | 7373.6831 | 4505.4201 | 5882.1642 | 8527.1371 | 3572.2711 | 3619.6308 | 203.0292 | 187.0198 | 187.0198 | 184.9495 | 214.1136 | 139.4298 | 232.3154 | 200.3825 | 232.3154 | 162.2618 | 225.6585 | 116.5979 | 190.6038 | 193.087 | 193.7256 | 176824.2933 | 10745.8597 | 4381.043 | 73959.8261 | 33572.3359 | 13729.0959 | 5403.908 | 5105.5342 | 4832.4391 | 4180.8044 | 27568.3258 | 5980.1535 | 7641.5795 | 4748.9123 | 6019.1285 | 162075.3 | 20195.4022 | 10461.048 | 72461.5119 | 41147.1141 | 24158.4854 | 10612.9908 | 6695.6742 | 10132.9948 | 10728.1874 | 28572.2588 | 11447.0177 | 14872.4165 | 8049.2834 | 9356.8592 | 42.26 | 42.26 | 42.26 | 42.26 | 42.26 | 42.26 | 348.4731 | 42.26 | 348.4731 | 42.26 | 42.26 | 42.26 | 42.26 | 42.26 | 42.26 | 0.00064686 | 6.0326e-07 | 1.6852e-14 | 0.00066616 | 0.00074958 | 5.4414e-12 | 0.7002 | 1.7095e-23 | 5.0454e-11 | 4.4816e-08 | 0.0010393 | 3.5974e-09 | 1.177e-11 | 1.9594e-25 | 4.4794e-08 | 0.00064686 | 0.00064746 | 0.00064746 | 0.001313 | 0.0020626 | 0.001313 | 0.70226 | 0.0020626 | 0.70226 | 0.0013131 | 0.0016861 | 0.00064686 | 0.001313 | 0.00064686 | 0.0006469
272 | 155236.0445 | 15787.1286 | 5857.5626 | 66733.1264 | 37160.1147 | 15811.3829 | 11776.975 | 2968.5686 | 6126.051 | 8424.8787 | 26417.9841 | 8635.3211 | 9878.8077 | 3945.7156 | 7164.4456 | n/a | 10776.9656 | 6522.9502 | 2753.0952 | 7706.9027 | 8444.2623 | 7751.6499 | 2076.4318 | 4575.2852 | 9768.8318 | 4105.829 | 6991.2439 | 7004.3086 | 3701.8154 | 4952.4471 | 201.9829 | 186.3752 | 186.3752 | 185.4284 | 212.5202 | 143.4628 | 229.4139 | 199.7759 | 229.4139 | 164.654 | 222.2372 | 122.2717 | 190.4407 | 192.0064 | 192.5992 | 175471.5184 | 11076.8654 | 4401.7257 | 71865.359 | 32731.0155 | 15327.0868 | 5941.362 | 5251.6568 | 4685.6743 | 5041.8362 | 26878.4137 | 6099.778 | 6085.1938 | 4774.9764 | 6261.7315 | 161634.6304 | 21562.3311 | 10802.3759 | 70038.536 | 38348 | 23191.6492 | 12507.3119 | 7262.7886 | 8495.5595 | 14324.1681 | 27526.9 | 12997.8219 | 12924.7023 | 8167.0918 | 10985.9786 | 104.3312 | 104.3312 | 104.3312 | 104.3312 | 138.78 | 104.3312 | 138.78 | 138.78 | 138.78 | 104.3312 | 112.3 | 104.3312 | 104.3312 | 104.3312 | 104.3312 | 0.004986 | 3.728e-08 | 8.0019e-16 | 0.0060862 | 0.014686 | 2.7942e-10 | 0.0051489 | 4.163e-25 | 6.2185e-07 | 5.0751e-14 | 0.0084257 | 1.3095e-10 | 1.9259e-07 | 2.3515e-23 | 1.6264e-11 | 0.004986 | 0.004986 | 0.004986 | 0.011072 | 0.025758 | 0.011072 | 0.030907 | 0.025758 | 0.030908 | 0.011072 | 0.013412 | 0.004986 | 0.011072 | 0.004986 | 0.004986
273 | 151118.0396 | 15414.0721 | 6084.7612 | 65091.3116 | 36340.5179 | 15228.1534 | 11362.5982 | 2908.0493 | 5835.9006 | 7786.3092 | 25751.3771 | 8034.8366 | 9408.2333 | 4046.9567 | 7015.7581 | n/a | 5858.7842 | 6348.0467 | 4794.397 | 7816.7446 | 9704.2966 | 8724.7045 | 1796.1399 | 5736.9098 | 7893.4149 | 3852.8567 | 6241.4356 | 5639.2941 | 3864.7498 | 4811.7259 | 206.2716 | 189.1159 | 189.1159 | 183.9093 | 218.8992 | 128.405 | 240.778 | 202.3942 | 240.778 | 155.8494 | 235.5603 | 100.9606 | 191.3632 | 196.4088 | 197.1765 | 171836.0734 | 9857.851 | 4186.8431 | 69299.9483 | 30394.8229 | 15199.607 | 6215.3776 | 4945.8917 | 5240.6974 | 4325.1796 | 25565.3716 | 6280.289 | 7101.1442 | 4604.6397 | 5768.7612 | 156066.9 | 15609.7352 | 10534.8898 | 69609.727 | 36839.8 | 24065.6035 | 14912.6821 | 6697.1316 | 10950.2073 | 11394.0945 | 27546.7776 | 12507.9246 | 12714.1383 | 7084.3512 | 10059.4871 | 132.3165 | 214.9249 | 214.9249 | 132.3165 | 234.63 | 132.3165 | 234.63 | 234.63 | 234.63 | 132.3165 | 132.3165 | 132.3165 | 132.3165 | 132.3165 | 132.3165 | 0.011441 | 0.026497 | 5.6039e-14 | 0.0026833 | 0.026413 | 2.9855e-12 | 1.1483e-06 | 7.9237e-23 | 5.8135e-13 | 5.2749e-10 | 0.0028793 | 1.7682e-11 | 3.499e-08 | 4.7231e-17 | 9.1368e-10 | 0.011441 | 0.037938 | 0.037938 | 0.014124 | 0.040537 | 0.014124 | 0.040538 | 0.040537 | 0.040538 | 0.014124 | 0.01432 | 0.011441 | 0.014124 | 0.011441 | 0.011441
274 | 153964.266 | 15828.2688 | 5922.3398 | 66237.4836 | 36713.6416 | 15311.2271 | 11653.2873 | 3014.1987 | 5956.4677 | 7930.1425 | 26200.9351 | 8181.9114 | 9708.2664 | 3846.3458 | 6919.3289 | n/a | 13243.961 | 5157.5752 | 4127.6913 | 9125.219 | 9934.8674 | 10569.7147 | 2307.8606 | 4451.2151 | 7898.1628 | 4076.1211 | 7739.2454 | 8154.7908 | 3464.9202 | 4917.5237 | 172.3698 | 156.7809 | 156.7809 | 148.0643 | 184.844 | 88.659 | 207.8908 | 167.4579 | 207.8908 | 117.5685 | 205.7047 | 59.7495 | 156.6978 | 164.4632 | 165.2718 | 179650.9488 | 10517.1603 | 4273.2518 | 75557.0786 | 30608.6241 | 14360.0274 | 6305.3055 | 5208.4966 | 4982.0805 | 4159.6153 | 26550.3199 | 5806.0059 | 7106.4259 | 4633.6081 | 6101.3167 | 161227.2 | 23499.7213 | 9422.927 | 70954.2266 | 38230.5 | 20906.1946 | 16767.1201 | 6875.9609 | 9325.3956 | 10492.878 | 27712.7409 | 11721.4512 | 14282.3167 | 8018.5283 | 10851.3404 | 73.8966 | 73.8966 | 73.8966 | 73.8966 | 95.21 | 73.8966 | 95.21 | 95.21 | 95.21 | 73.8966 | 73.8966 | 73.8966 | 73.8966 | 73.8966 | 73.8966 | 0.0027741 | 3.9991e-10 | 1.1037e-11 | 0.0024922 | 0.010868 | 1.6051e-08 | 1.6479e-08 | 1.7562e-22 | 3.9053e-09 | 1.2572e-07 | 0.0045848 | 2.1993e-09 | 3.046e-10 | 1.1974e-23 | 3.9683e-12 | 0.0027741 | 0.0027741 | 0.0027741 | 0.0052664 | 0.016135 | 0.0052664 | 0.016135 | 0.016135 | 0.016135 | 0.0052665 | 0.0073589 | 0.0027741 | 0.0052664 | 0.0027741 | 0.0027741
275 | 155597.8079 | 15843.5642 | 6148.2126 | 66857.7594 | 37125.1391 | 15621.2313 | 11864.1302 | 2929.7464 | 5964.0655 | 7940.1864 | 26419.5929 | 7963.3956 | 9689.6149 | 4252.0386 | 6968.0727 | n/a | 9123.0151 | 5450.5467 | 3684.1747 | 8169.5581 | 10168.7092 | 9072.0802 | 1851.974 | 4711.5602 | 9735.6641 | 4392.8683 | 7423.4641 | 6727.6162 | 3917.605 | 5961.2387 | 191.6775 | 175.4267 | 175.4267 | 169.5121 | 203.8855 | 114.7241 | 225.3908 | 187.6622 | 225.3908 | 141.7 | 221.0782 | 87.7482 | 177.0315 | 182.5951 | 183.3497 | 174734.3477 | 10239.7578 | 4245.9311 | 70332.6676 | 31740.3959 | 14409.953 | 5651.8721 | 5082.7317 | 4974.2432 | 4103.3401 | 27610.794 | 6006.5576 | 6939.8493 | 4540.0492 | 6010.9 | 161562 | 18543.3792 | 9696.4778 | 69967.9882 | 39105.2 | 24098.5622 | 14879.0982 | 6845.4058 | 9582.3035 | 13658.8041 | 29382.1623 | 13130.1217 | 12076.8655 | 7845.8542 | 11727.5387 | 107.17 | 107.17 | 107.17 | 107.17 | 107.17 | 107.17 | 107.17 | 107.17 | 107.17 | 107.17 | 107.17 | 107.17 | 107.17 | 107.17 | 107.17 | 0.0066194 | 6.4524e-05 | 1.8671e-11 | 0.0068899 | 0.0073806 | 1.3447e-11 | 8.1347e-06 | 2.3242e-23 | 1.2182e-09 | 2.3253e-14 | 0.00055772 | 4.9324e-13 | 2.2406e-06 | 6.3946e-19 | 3.8168e-14 | 0.0066194 | 0.0066839 | 0.0066839 | 0.013509 | 0.02089 | 0.013509 | 0.020898 | 0.02089 | 0.020898 | 0.013509 | 0.0071771 | 0.0066194 | 0.013512 | 0.0066194 | 0.0066194
276 | 151666.3159 | 15699.5365 | 5770.0835 | 65296.0437 | 36361.8187 | 15046.8781 | 11705.1799 | 2865.4493 | 5824.4052 | 7611.0729 | 25820.4963 | 8109.1568 | 9649.0306 | 4113.8675 | 6799.2882 | n/a | 9361.2892 | 6132.4924 | 3207.69 | 9719.8021 | 9863.2835 | 8790.7476 | 2219.5494 | 4737.6124 | 8538.8848 | 3037.2079 | 5713.7573 | 6102.3016 | 3393.6581 | 5343.9603 | 216.2174 | 199.5426 | 199.5426 | 198.6432 | 227.4471 | 154.0606 | 245.4069 | 213.8986 | 245.4069 | 176.589 | 237.6675 | 131.5323 | 203.9459 | 205.5292 | 206.1593 | 170614.1332 | 10322.2703 | 4332.1779 | 66051.3012 | 30843.7388 | 13511.9127 | 5729.568 | 5138.8541 | 4892.4553 | 4386.6974 | 25663.582 | 6067.3583 | 6068.2091 | 4552.408 | 6029.4102 | 157627.8 | 19499.1594 | 10458.3704 | 66595.7912 | 39522.1409 | 23350.7962 | 14372.3155 | 7346.3035 | 9630.0676 | 12911.5822 | 26666.3 | 11770.7156 | 10696.3107 | 6307.5428 | 11373.3705 | 117.7809 | 117.7809 | 117.7809 | 181.719 | 181.719 | 181.719 | 181.719 | 181.719 | 181.719 | 181.719 | 152.4236 | 181.719 | 181.719 | 117.7809 | 117.7809 | 0.0060032 | 4.197e-06 | 2.6365e-15 | 0.019519 | 0.0025034 | 9.3138e-12 | 1.9649e-05 | 5.7426e-27 | 3.2378e-10 | 5.8873e-14 | 0.012038 | 1.0539e-09 | 0.00052649 | 9.1896e-13 | 5.7926e-14 | 0.0060032 | 0.0060074 | 0.0060074 | 0.025522 | 0.028026 | 0.025522 | 0.028045 | 0.028026 | 0.028045 | 0.025522 | 0.018041 | 0.0060032 | 0.026049 | 0.0060032 | 0.0060032
277 | 154565.895 | 15596.0315 | 5944.0707 | 66485.6237 | 37043.2367 | 15628.0091 | 11910.0815 | 3028.0878 | 5970.6772 | 8064.5403 | 26230.7157 | 8109.8751 | 9726.2665 | 4056.3925 | 6939.7513 | n/a | 11119.052 | 6098.2787 | 3781.3152 | 6731.4177 | 10576.962 | 9604.2546 | 1667.9434 | 4370.2423 | 9484.3352 | 5108.7257 | 4740.7803 | 6886.7288 | 3737.771 | 5237.3686 | 209.7259 | 193.1022 | 193.1022 | 190.6634 | 221.3081 | 142.7464 | 240.4379 | 206.8769 | 240.4379 | 166.7425 | 233.711 | 118.7504 | 196.6696 | 199.4788 | 200.15 | 175743.8474 | 10259.2235 | 4303.0091 | 69944.4752 | 31854.7402 | 14073.5339 | 5778.5052 | 5205.2833 | 4903.5835 | 4573.9236 | 27110.5808 | 5848.4885 | 6745.236 | 4550.6018 | 6014.0777 | 160414.2 | 20033.8755 | 9239.3878 | 69991.978 | 37955.2579 | 24595.896 | 15164.0598 | 6760.5267 | 9068.8258 | 14058.2588 | 27947.9815 | 10534.6688 | 12933.7649 | 7979.8728 | 11013.9463 | 118.7905 | 118.7905 | 118.7905 | 118.7905 | 170.6826 | 118.7905 | 170.6826 | 170.6826 | 170.6826 | 118.7905 | 118.7905 | 118.7905 | 118.7905 | 118.7905 | 118.7905 | 0.0069508 | 8.283e-07 | 4.3956e-11 | 0.0053332 | 0.018606 | 3.8715e-12 | 4.2856e-06 | 1.0371e-21 | 1.4681e-08 | 9.4697e-15 | 0.0033944 | 3.958e-07 | 8.2344e-08 | 2.4949e-21 | 1.8534e-12 | 0.0069508 | 0.0069516 | 0.0069516 | 0.012284 | 0.03089 | 0.012284 | 0.030894 | 0.03089 | 0.030894 | 0.012284 | 0.010345 | 0.0069512 | 0.012284 | 0.0069508 | 0.0069508
278 | 154831.564 | 15605.7936 | 5897.7441 | 66577.1645 | 37028.1204 | 15641.2415 | 11862.3696 | 3271.0857 | 6138.5429 | 7893.8423 | 26106.01 | 8114.2868 | 10140.291 | 4126.0397 | 7032.2371 | n/a | 10436.7682 | 5981.3657 | 3448.665 | 6043.3322 | 11421.8525 | 5978.4508 | 1799.198 | 4346.4522 | 9044.7344 | 4295.2325 | 5567.7759 | 7631.0425 | 3972.8198 | 6329.9317 | 221.7285 | 204.6296 | 204.6296 | 203.7103 | 233.2431 | 158.0006 | 251.6572 | 219.3518 | 251.6572 | 181.099 | 243.7191 | 134.9023 | 209.1464 | 210.7676 | 211.4137 | 171581.3589 | 10332.5248 | 4383.0448 | 68991.8659 | 31708.1467 | 14352.4362 | 5897.0054 | 5117.9905 | 4883.356 | 4431.1785 | 25864.1805 | 5489.8556 | 5718.9961 | 4619.8154 | 5775.3175 | 161319.6 | 19662.393 | 10316.0105 | 69024.152 | 37506.5 | 25344.1887 | 11848.0561 | 6917.1885 | 9202.4082 | 13150.1129 | 28912.2676 | 10953.3316 | 10830.2386 | 8491.7352 | 10698.0147 | 112.29 | 112.29 | 112.29 | 118.6367 | 255.28 | 118.6367 | 373.6488 | 255.28 | 373.6488 | 118.6367 | 112.29 | 118.6367 | 118.6367 | 112.29 | 112.29 | 0.0046563 | 2.1182e-06 | 2.8677e-14 | 0.011191 | 0.027119 | 6.0338e-13 | 0.043014 | 7.7325e-20 | 2.5722e-08 | 1.9408e-13 | 0.00066744 | 5.4768e-08 | 0.0026183 | 4.0165e-23 | 2.656e-11 | 0.0046563 | 0.0046584 | 0.0046584 | 0.015847 | 0.042967 | 0.015847 | 0.08598 | 0.042967 | 0.08598 | 0.015847 | 0.0053238 | 0.0046564 | 0.018466 | 0.0046563 | 0.0046563
279 | 159002.5176 | 16291.7335 | 5886.9876 | 68229.2233 | 37803.5471 | 15850.238 | 12258.4303 | 2965.81 | 6241.874 | 8267.1135 | 27039.5166 | 8080.5369 | 10079.9497 | 4156.4049 | 7431.4425 | n/a | 12724.8314 | 5153.2699 | 3867.1447 | 9010.7958 | 9088.9319 | 7964.01 | 1979.2654 | 3478.031 | 7473.632 | 3967.1098 | 7210.5746 | 7480.4269 | 3370.6607 | 3937.5298 | 208.8192 | 192.1823 | 192.1823 | 189.4573 | 220.4819 | 140.8626 | 239.8527 | 205.8689 | 239.8527 | 165.161 | 233.3027 | 116.5642 | 195.601 | 198.6392 | 199.3189 | 172695.9154 | 10355.1724 | 4167.3333 | 70321.797 | 33201.7223 | 13911.2102 | 5862.6402 | 5095.3716 | 4848.5096 | 4068.5335 | 25804.8962 | 6016.3895 | 7339.389 | 4652.6125 | 6362.8455 | 162840.2 | 22965.8038 | 9206.4032 | 69721.8 | 40129.933 | 22728.5422 | 13821.2503 | 6173.6518 | 8321.1406 | 11374.1655 | 28315.4945 | 13123.3641 | 14764.4159 | 8023.2731 | 10288.9753 | 163.8452 | 163.8452 | 163.8452 | 163.9168 | 163.9168 | 163.9168 | 163.9168 | 163.9168 | 163.9168 | 163.9168 | 163.8452 | 163.9168 | 163.9168 | 163.8452 | 163.8452 | 0.026511 | 6.9975e-09 | 3.0771e-11 | 0.01829 | 0.0056672 | 1.0371e-09 | 0.00057141 | 2.5869e-19 | 2.8494e-06 | 1.608e-08 | 0.0068862 | 1.2901e-12 | 3.9278e-10 | 1.3344e-20 | 6.7224e-09 | 0.026511 | 0.026511 | 0.026511 | 0.044801 | 0.050468 | 0.044801 | 0.051039 | 0.050468 | 0.051042 | 0.044801 | 0.033397 | 0.026511 | 0.044801 | 0.026511 | 0.026511
280 | 154901.0242 | 15961.3462 | 6028.5609 | 66587.0853 | 37058.0086 | 15434.1876 | 12024.8017 | 3036.4197 | 5900.5405 | 7805.0656 | 26367.2848 | 8173.0941 | 9652.6207 | 4060.8649 | 7072.8773 | n/a | 9774.6964 | 5300.2791 | 3845.1905 | 8928.8171 | 8953.5226 | 6118.1143 | 2116.698 | 4192.5466 | 7018.7812 | 4217.3019 | 5302.3853 | 6503.5464 | 3156.5502 | 4885.377 | 231.265 | 214.3149 | 214.3149 | 216.4374 | 241.9183 | 177.9534 | 257.7622 | 229.966 | 257.7622 | 197.8276 | 247.9482 | 158.0792 | 220.4101 | 219.5961 | 220.152 | 176281.3771 | 10664.4603 | 4272.8146 | 73412.8531 | 34211.4304 | 15181.5224 | 5849.7715 | 5152.3273 | 5067.5803 | 4539.6863 | 26474.0915 | 6016.2253 | 7380.6456 | 4629.3952 | 6191.658 | 161985.6 | 18958.0513 | 9459.0937 | 72129.6719 | 42339.0475 | 22849.52 | 11967.8858 | 7138.6253 | 9260.1269 | 11178.9675 | 28041.0934 | 11308.2106 | 11437.9453 | 7492.1453 | 10107.535 | 104.0469 | 104.0469 | 104.0469 | 104.0469 | 104.0469 | 104.0469 | 386.6433 | 104.0469 | 386.6433 | 104.0469 | 104.0469 | 104.0469 | 104.0469 | 104.0469 | 104.0469 | 0.003212 | 3.3291e-05 | 2.5308e-11 | 0.0015186 | 0.0004179 | 1.6174e-10 | 0.048421 | 1.3689e-23 | 3.5086e-09 | 1.7752e-09 | 0.0036658 | 1.4777e-08 | 2.5516e-05 | 6.4633e-19 | 1.1089e-09 | 0.003212 | 0.0032453 | 0.0032453 | 0.0047306 | 0.0051485 | 0.0047306 | 0.053569 | 0.0051485 | 0.053569 | 0.0047306 | 0.0068778 | 0.0032121 | 0.0047561 | 0.003212 | 0.003212
281 | 152325.3574 | 15262.0129 | 5754.9247 | 65603.4222 | 36463.0268 | 15609.01 | 11628.8682 | 2839.6581 | 5930.9643 | 8190.0859 | 25925.2121 | 8232.4213 | 9691.9699 | 4035.3917 | 6814.0391 | n/a | 10423.0752 | 5699.8784 | 3013.3457 | 8408.7651 | 12225.9802 | 8373.4273 | 2232.2337 | 2086.2176 | 6937.6634 | 3168.2515 | 6348.6472 | 8199.7853 | 3633.833 | 4829.1359 | 206.564 | 189.9773 | 189.9773 | 186.831 | 218.2992 | 137.4161 | 237.9528 | 203.4729 | 237.9528 | 162.0692 | 231.698 | 112.763 | 193.1566 | 196.5285 | 197.2181 | 177244.9277 | 9972.4043 | 4185.7677 | 73360.4765 | 32711.0332 | 14594.7749 | 5794.2173 | 5210.7135 | 5173.2303 | 4556.4355 | 25857.3111 | 5938.2096 | 7000.8182 | 4569.4142 | 6204.9675 | 158754 | 19902.0795 | 9780.1461 | 70051.1239 | 37940.7 | 26683.9551 | 13590.9789 | 6989.4472 | 7182.0479 | 11422.7988 | 27093.9 | 12221.3569 | 13934.7035 | 6749.3317 | 11022.0034 | 103.6964 | 103.6964 | 103.6964 | 103.6964 | 114.9886 | 103.6964 | 114.9886 | 114.9886 | 114.9886 | 103.6964 | 106.4813 | 103.6964 | 103.6964 | 103.6964 | 103.6964 | 0.0045218 | 3.9393e-07 | 1.8643e-13 | 0.0028684 | 0.011149 | 1.7087e-14 | 0.00014309 | 2.4231e-25 | 9.1077e-05 | 7.6942e-09 | 0.0074721 | 2.9221e-10 | 1.1433e-09 | 1.6363e-15 | 5.4031e-13 | 0.0045218 | 0.0045222 | 0.0045222 | 0.0073902 | 0.018539 | 0.0073902 | 0.018682 | 0.018539 | 0.018773 | 0.0073902 | 0.011994 | 0.0045218 | 0.0073902 | 0.0045218 | 0.0045218
282 | 152280.7534 | 15410.1728 | 5829.309 | 65565.5688 | 36552.6643 | 15336.6011 | 11833.8567 | 2879.6338 | 6162.0834 | 7780.5538 | 25997.041 | 8181.8099 | 9483.8389 | 4057.3682 | 6880.3756 | n/a | 12284.0287 | 7389.0308 | 4729.4393 | 11024.6356 | 8497.6431 | 9533.627 | 1943.6978 | 2655.5823 | 9223.9544 | 4502.0439 | 7050.1011 | 6078.0825 | 4277.4056 | 6067.3705 | 231.1406 | 214.1659 | 214.1659 | 216.1702 | 241.8397 | 177.3576 | 257.8028 | 229.7974 | 257.8028 | 197.3814 | 248.0524 | 157.3338 | 220.2053 | 219.4869 | 220.047 | 175276.4008 | 10424.7954 | 4339.9888 | 70677.8615 | 34239.8659 | 13744.0867 | 5579.2799 | 5046.3712 | 4660.1134 | 4454.2761 | 27375.7594 | 5797.2742 | 6882.4666 | 4610.2615 | 5961.7124 | 161776.7 | 20246.4241 | 10207.1043 | 69529.2 | 43656.944 | 21437.1299 | 14941.7494 | 6860.669 | 7277.0957 | 13087.1304 | 31027.3033 | 12633.8754 | 10631.3338 | 8675.7671 | 11392.6829 | 47.32 | 47.32 | 47.32 | 50.3336 | 50.3336 | 50.3336 | 50.3336 | 50.3336 | 50.3336 | 50.3336 | 47.32 | 50.3336 | 50.3336 | 47.32 | 47.32 | 0.00062817 | 2.7095e-07 | 2.6745e-14 | 0.0038815 | 7.8702e-05 | 4.4037e-09 | 6.1145e-06 | 4.3319e-24 | 0.00021321 | 1.0326e-13 | 2.3934e-05 | 2.882e-11 | 0.00032144 | 1.0496e-24 | 1.1481e-13 | 0.00062817 | 0.00062844 | 0.00062844 | 0.0045096 | 0.0045883 | 0.0045096 | 0.0045945 | 0.0045883 | 0.0048077 | 0.0045096 | 0.0006521 | 0.00062817 | 0.0048311 | 0.00062817 | 0.00062817
283 | 157871.2761 | 15642.0917 | 6034.0813 | 67788.2716 | 37811.1467 | 15784.8812 | 12280.0929 | 2921.1214 | 6205.4237 | 8067.625 | 26938.963 | 8461.3171 | 10191.2316 | 4154.1444 | 7014.306 | n/a | 10493.1997 | 6923.5958 | 5412.1142 | 10733.5972 | 11703.6248 | 6641.6931 | 1166.2623 | 3385.7108 | 6876.8091 | 3794.7725 | 7647.2411 | 6557.0955 | 3597.2311 | 4390.2574 | 215.8501 | 199.8156 | 199.8156 | 201.0505 | 226.1218 | 162.9058 | 241.7238 | 214.352 | 241.7238 | 182.4766 | 232.9355 | 143.335 | 205.1694 | 205.0163 | 205.5637 | 172433.1167 | 10564.6847 | 4404.0659 | 70196.0317 | 33278.013 | 15108.4388 | 5893.054 | 5257.9464 | 4971.3972 | 4517.0611 | 26924.3982 | 5780.1969 | 6795.9942 | 4632.4784 | 6202.117 | 162707.6 | 20901.4844 | 11313.2618 | 71534.7998 | 43066.5102 | 25626.7637 | 12290.1471 | 6411.2088 | 8357.108 | 10464.3703 | 27820.8 | 13171.6381 | 13207.5897 | 7789.9095 | 10550.9744 | 145.189 | 145.189 | 145.189 | 145.189 | 145.189 | 145.189 | 345.3748 | 145.189 | 345.3748 | 145.189 | 149.4605 | 145.189 | 145.189 | 145.189 | 145.189 | 0.014047 | 1.1527e-07 | 2.5163e-16 | 0.0048055 | 0.00046802 | 5.3186e-13 | 0.040186 | 4.1334e-21 | 1.9361e-06 | 3.481e-07 | 0.012048 | 1.7698e-11 | 3.1411e-07 | 1.6344e-19 | 5.2999e-11 | 0.014047 | 0.014047 | 0.014047 | 0.018853 | 0.019321 | 0.018853 | 0.059506 | 0.019321 | 0.059508 | 0.018853 | 0.026095 | 0.014047 | 0.018853 | 0.014047 | 0.014047
284 | 156701.6171 | 15693.9285 | 5911.2881 | 67320.9892 | 37515.724 | 15684.0687 | 11953.5049 | 3054.4159 | 6082.972 | 8074.4526 | 26530.6686 | 8198.881 | 10046.9788 | 4049.2637 | 7214.995 | n/a | 10023.3652 | 6971.1712 | 5750.7283 | 10045.9205 | 9320.5373 | 7012.5206 | 2187.9604 | 4604.3621 | 6654.2078 | 4034.5139 | 5600.0803 | 6385.1692 | 3240.4617 | 3838.4278 | 258.0791 | 240.2097 | 240.2097 | 246.2235 | 268.3628 | 214.1514 | 282.0661 | 258.0254 | 282.0661 | 231.3405 | 269.2989 | 196.9624 | 248.6491 | 244.7774 | 245.2582 | 178494.9829 | 10881.1794 | 4140.6148 | 72164.3455 | 31963.3211 | 13841.3286 | 5631.2534 | 5053.4133 | 4922.5686 | 3676.6935 | 28614.5607 | 5921.6044 | 7359.0552 | 4539.9743 | 5965.1696 | 161964.5 | 19895.0445 | 11077.486 | 69556.791 | 38774.3676 | 21777.6659 | 12336.5 | 7196.3736 | 9402.5307 | 9332.6013 | 29574.7747 | 11135.7847 | 10932.3156 | 7678.5359 | 9798.2973 | 162.36 | 162.36 | 162.36 | 162.36 | 168.9724 | 162.36 | 183.87 | 168.9724 | 183.87 | 162.36 | 162.36 | 162.36 | 162.36 | 162.36 | 162.36 | 0.010478 | 1.576e-06 | 2.6069e-16 | 0.01258 | 0.013956 | 6.3745e-09 | 0.014086 | 1.138e-23 | 6.8623e-09 | 8.6531e-05 | 0.00050426 | 3.9628e-08 | 0.001182 | 6.2743e-20 | 1.9621e-08 | 0.010478 | 0.010479 | 0.010479 | 0.023058 | 0.037014 | 0.023058 | 0.0511 | 0.037014 | 0.0511 | 0.023144 | 0.010982 | 0.010478 | 0.02424 | 0.010478 | 0.010478
285 | 157579.6791 | 15882.3165 | 5814.9193 | 67633.0534 | 37772.4214 | 15810.8043 | 11994.0698 | 3030.7998 | 5955.6488 | 8286.2688 | 26653.3193 | 8211.4013 | 9897.337 | 4074.178 | 7307.264 | n/a | 8135.6324 | 5102.9903 | 4660.3369 | 8333.8398 | 11754.8498 | 6631.3512 | 1904.4919 | 4131.7621 | 8935.6619 | 3154.6166 | 5762.9518 | 4829.1427 | 3230.1105 | 6226.8295 | 216.5129 | 200.5165 | 200.5165 | 202.0592 | 226.6823 | 164.7045 | 242.0004 | 215.1266 | 242.0004 | 183.9192 | 233.0337 | 145.4898 | 206.0233 | 205.6225 | 206.1599 | 175572.7854 | 10797.5514 | 4271.8969 | 70971.6539 | 31216.9563 | 14352.9742 | 5780.9891 | 5123.0251 | 5064.6436 | 4793.9024 | 24994.4646 | 5886.1502 | 7527.3105 | 4702.5749 | 6073.9348 | 163174.9 | 18862.4838 | 9339.5872 | 70290.2063 | 38027.7 | 24647.1357 | 12648.5423 | 7027.5171 | 9183.4057 | 12519.6759 | 27056.8 | 11398.3021 | 11951.7533 | 7816.2854 | 12300.7643 | 130.0748 | 130.0748 | 130.0748 | 130.0748 | 286.68 | 130.0748 | 286.68 | 286.68 | 286.68 | 130.0748 | 240.78 | 130.0748 | 130.0748 | 130.0748 | 130.0748 | 0.0087025 | 3.3427e-05 | 6.2591e-12 | 0.010293 | 0.03307 | 7.0382e-12 | 0.0066118 | 4.4578e-23 | 7.6318e-09 | 8.241e-11 | 0.023805 | 1.2398e-08 | 1.0418e-05 | 2.2861e-20 | 3.7674e-14 | 0.0087025 | 0.0087359 | 0.0087359 | 0.018996 | 0.052065 | 0.018996 | 0.058677 | 0.052065 | 0.058677 | 0.018996 | 0.032508 | 0.0087025 | 0.019006 | 0.0087025 | 0.0087025
286 | 153940.446 | 15594.2525 | 5912.9832 | 66200.0655 | 36978.6935 | 15440.8238 | 11846.9682 | 2909.5616 | 5902.1864 | 8015.3314 | 26110.6961 | 7987.6271 | 9717.5861 | 3996.9536 | 6943.7179 | n/a | 11642.0908 | 6248.3664 | 5283.7506 | 9104.3021 | 8694.2894 | 8312.3359 | 2185.6598 | 3813.8788 | 7997.2642 | 3550.1066 | 6449.7788 | 6857.8522 | 3147.7308 | 5657.9264 | 205.3565 | 189.2349 | 189.2349 | 187.3898 | 216.4583 | 142.0906 | 234.5972 | 202.7747 | 234.5972 | 164.8437 | 227.7401 | 119.3376 | 192.9718 | 195.2811 | 195.9176 | 174132.8618 | 10839.7211 | 4459.0073 | 71416.3274 | 30084.3278 | 14164.0542 | 6171.1313 | 5130.4194 | 4934.4518 | 4024.7539 | 26378.152 | 5918.8154 | 7214.5484 | 4532.9196 | 6148.0266 | 161969.6 | 21371.2119 | 10445.6737 | 73803.4481 | 38116.8 | 22248.0436 | 14200.3373 | 7177.2792 | 8556.8008 | 11594.4181 | 27241.3 | 12185.8942 | 13855.5006 | 7619.5504 | 11124.053 | 72.9407 | 72.9407 | 72.9407 | 72.9407 | 145.14 | 72.9407 | 145.14 | 145.14 | 145.14 | 72.9407 | 110.64 | 72.9407 | 72.9407 | 72.9407 | 72.9407 | 0.0017019 | 3.1234e-08 | 1.488e-14 | 0.00041296 | 0.01526 | 7.8706e-10 | 5.2398e-05 | 1.9875e-25 | 1.0426e-07 | 1.0173e-09 | 0.0080046 | 5.9255e-11 | 1.8346e-09 | 3.9719e-20 | 1.0121e-12 | 0.0017019 | 0.0017019 | 0.0017019 | 0.0021149 | 0.017374 | 0.0021149 | 0.017427 | 0.017374 | 0.017427 | 0.0021149 | 0.0097065 | 0.0017019 | 0.0021149 | 0.0017019 | 0.0017019
287 | 156917.7121 | 15906.1503 | 6024.0528 | 67404.1703 | 37483.1549 | 15742.1227 | 11753.8013 | 3067.3797 | 5998.95 | 8155.8194 | 26871.3815 | 8587.0266 | 9959.8395 | 4036.4469 | 7335.7545 | n/a | 10911.7874 | 6516.289 | 4757.7345 | 11262.1971 | 8963.9717 | 7755.9827 | 1992.6637 | 5276.0747 | 8207.4402 | 3220.8079 | 6715.6212 | 8946.3649 | 3297.3458 | 5127.0433 | 210.144 | 193.4203 | 193.4203 | 190.7437 | 221.8519 | 142.0362 | 241.2741 | 207.2001 | 241.2741 | 166.399 | 234.6498 | 117.6733 | 196.8902 | 199.8944 | 200.5759 | 173877.4961 | 11230.4549 | 4374.2597 | 69714.9096 | 31739.7997 | 14275.7312 | 5776.892 | 4935.4286 | 4748.0863 | 3969.0973 | 25376.2845 | 5935.0406 | 6504.9736 | 4735.6357 | 6214.6276 | 164496.7 | 19276.1423 | 10876.7486 | 70889.248 | 40123.5967 | 23109.3029 | 13407.2747 | 6833.0922 | 10024.161 | 12176.5374 | 28347.7924 | 12520.2617 | 15131.2423 | 7730.5815 | 11027.6709 | 86.6 | 86.6 | 86.6 | 86.6 | 86.6 | 86.6 | 86.6 | 86.6 | 86.6 | 86.6 | 86.6 | 86.6 | 86.6 | 86.6 | 86.6 | 0.0024914 | 1.3263e-05 | 3.427e-15 | 0.0055653 | 0.0042544 | 2.661e-10 | 0.000367 | 1.2424e-21 | 1.9663e-10 | 1.6582e-10 | 0.0051009 | 8.183e-10 | 4.5367e-11 | 2.6559e-20 | 5.5033e-11 | 0.0024914 | 0.0025047 | 0.0025047 | 0.0080567 | 0.012311 | 0.0080567 | 0.012678 | 0.012311 | 0.012678 | 0.0080567 | 0.0075923 | 0.0024914 | 0.0080567 | 0.0024914 | 0.0024914
288 | 152925.175 | 15303.3175 | 5541.1811 | 65830.0244 | 36511.9473 | 15423.1465 | 11798.4366 | 2824.8079 | 5841.4884 | 8014.5459 | 26036.1381 | 8206.5312 | 9482.3555 | 3955.8856 | 6719.8764 | n/a | 10271.5786 | 5046.7441 | 4817.1467 | 8420.1949 | 11264.0363 | 6066.4794 | 1623.4005 | 4733.076 | 7061.5205 | 4730.0717 | 6531.9209 | 7747.5184 | 2988.521 | 4850.4064 | 201.7645 | 184.909 | 184.909 | 179.556 | 214.2306 | 124.4887 | 235.9152 | 197.8722 | 235.9152 | 151.6894 | 230.941 | 97.2879 | 186.9903 | 192.1371 | 192.898 | 178478.9976 | 10779.7243 | 4297.6667 | 73453.1616 | 32441.8812 | 14674.3884 | 5784.1128 | 5058.41 | 4988.9811 | 4085.6891 | 27010.49 | 6004.8978 | 7565.6286 | 4597.6747 | 5943.3035 | 156631.8 | 20159.3029 | 9329.9107 | 69613.5307 | 37468.4 | 24343.6711 | 11842.8922 | 6104.9084 | 9714.357 | 11096.2096 | 30192.4877 | 12273.3187 | 14784.347 | 7581.1957 | 10725.7099 | 158.058 | 158.058 | 158.058 | 158.058 | 158.1274 | 158.058 | 317.8542 | 158.1274 | 317.8542 | 158.058 | 158.058 | 158.058 | 158.058 | 158.058 | 158.058 | 0.026253 | 2.3725e-07 | 3.3674e-13 | 0.0043882 | 0.017685 | 3.2276e-12 | 0.036397 | 1.4115e-20 | 2.4666e-10 | 1.1459e-08 | 8.8722e-05 | 1.9045e-10 | 9.3343e-12 | 2.5104e-20 | 1.2858e-12 | 0.026253 | 0.026254 | 0.026254 | 0.030641 | 0.048327 | 0.030641 | 0.084724 | 0.048327 | 0.084724 | 0.030642 | 0.026342 | 0.026253 | 0.030641 | 0.026253 | 0.026253
289 | 155926.0479 | 15688.9547 | 5694.5976 | 67013.1794 | 37226.2591 | 15612.5706 | 11898.2361 | 3041.1094 | 6029.9269 | 8242.9708 | 26532.4367 | 8366.7823 | 9975.8727 | 3896.3259 | 7243.4049 | n/a | 8850.0992 | 4976.6929 | 3719.5395 | 8198.1403 | 10674.2161 | 8119.5187 | 1630.0092 | 3786.268 | 6347.642 | 4854.4563 | 5930.5091 | 6670.5205 | 3132.7469 | 5525.7535 | 188.9579 | 171.9908 | 171.9908 | 162.8601 | 202.4455 | 99.0054 | 227.2466 | 183.736 | 227.2466 | 130.1155 | 224.6386 | 67.8954 | 172.0905 | 180.2578 | 181.128 | 173760.2847 | 10283.1237 | 4304.1418 | 70789.3844 | 32032.3949 | 15159.8901 | 6017.6568 | 5298.5578 | 4840.0601 | 4786.3666 | 26199.1362 | 6246.5437 | 6811.8587 | 4566.7174 | 6003.0121 | 162139.6265 | 17717.3811 | 7864.9928 | 69261.6 | 38891.7352 | 24890.9661 | 13489.1756 | 6876.167 | 7978.3282 | 10422.7685 | 27668.7 | 11945.1528 | 13453.0792 | 7449.7642 | 11528.7656 | 101.4185 | 101.4185 | 101.4185 | 102.5381 | 102.5381 | 102.5381 | 102.5381 | 102.5381 | 102.5381 | 102.5381 | 110.7088 | 102.5381 | 102.5381 | 101.4185 | 101.4185 | 0.0057169 | 0.00030977 | 2.9978e-08 | 0.012439 | 0.0097341 | 1.7093e-12 | 0.00046367 | 3.6638e-22 | 3.7829e-06 | 1.245e-06 | 0.0081531 | 2.6624e-09 | 3.9129e-08 | 3.0713e-20 | 1.5422e-12 | 0.0057169 | 0.0060267 | 0.0060267 | 0.018156 | 0.02789 | 0.018156 | 0.028354 | 0.02789 | 0.028358 | 0.018157 | 0.01387 | 0.0057169 | 0.018156 | 0.0057169 | 0.0057169
290 | 152697.2467 | 15758.0677 | 5949.1158 | 65745.3108 | 36590.5152 | 15264.7149 | 12058.441 | 2849.9931 | 6172.5415 | 7890.0228 | 25866.2778 | 7837.4106 | 9711.3827 | 3909.3203 | 7058.6259 | n/a | 9428.0795 | 5623.6088 | 4125.5876 | 7941.6745 | 11506.0978 | 4984.9552 | 2277.156 | 4148.9205 | 8715.4025 | 3801.8438 | 5590.1199 | 6845.6304 | 2907.2004 | 5230.8406 | 195.3694 | 178.822 | 178.822 | 172.8504 | 207.7875 | 117.177 | 229.6449 | 191.2987 | 229.6449 | 144.5945 | 225.2209 | 89.7595 | 180.4833 | 186.1077 | 186.8747 | 170375.4751 | 8110.0222 | 4295.2157 | 71456.0108 | 33024.3329 | 14250.6725 | 5977.2187 | 5007.8962 | 4820.9574 | 4851.6123 | 23580.6069 | 5730.8857 | 6870.4917 | 4494.9575 | 5967.3171 | 161635.6037 | 17440.8016 | 9883.5244 | 71646.5777 | 40349.3074 | 23696.1495 | 10962.174 | 7259.4522 | 8969.878 | 13561.8148 | 26564 | 11316.0056 | 13441.0221 | 7219.6579 | 11156.7577 | 51.0125 | 51.0125 | 51.0125 | 51.0125 | 51.0125 | 51.0125 | 344.4673 | 51.0125 | 344.4673 | 51.0125 | 163.66 | 51.0125 | 51.0125 | 51.0125 | 51.0125 | 0.00091956 | 0.00073109 | 7.8276e-13 | 0.0011609 | 0.0015045 | 9.1375e-12 | 0.47725 | 1.0523e-26 | 9.4613e-08 | 2.4517e-14 | 0.015057 | 1.4209e-09 | 9.5953e-09 | 5.9508e-19 | 2.4105e-12 | 0.00091956 | 0.0016507 | 0.0016507 | 0.0020804 | 0.0035849 | 0.0020804 | 0.48083 | 0.0035849 | 0.48083 | 0.0020804 | 0.015977 | 0.00091957 | 0.0020805 | 0.00091956 | 0.00091956
291 | 152454.1648 | 15581.9076 | 5944.7962 | 65638.4639 | 36594.6889 | 15437.6687 | 11708.1339 | 2830.4484 | 5676.0223 | 7969.0321 | 26049.2191 | 7913.0793 | 9726.8911 | 3772.8467 | 7005.1108 | n/a | 9508.3888 | 5600.6833 | 3557.0185 | 8425.0506 | 10621.2672 | 7331.3446 | 1958.4307 | 4568.8564 | 5561.9362 | 4574.3334 | 7303.6116 | 9005.7505 | 3471.3865 | 5271.4948 | 213.3266 | 196.5175 | 196.5175 | 194.3853 | 224.9542 | 146.6852 | 244.0322 | 210.5622 | 244.0322 | 170.6163 | 237.0163 | 122.7541 | 200.3027 | 202.8768 | 203.5462 | 175372.7827 | 11068.3647 | 4379.4104 | 72742.541 | 30854.5902 | 15019 | 5582.3369 | 5220.2148 | 4723.5641 | 4809.4964 | 25376.3213 | 5926.2806 | 8025.1158 | 4687.8757 | 5833.6369 | 159661.2594 | 19019.5535 | 9954.0937 | 70096.9908 | 38171.4 | 23405.5394 | 12814.9815 | 6576.9047 | 9204.1205 | 9590.4326 | 26993.7 | 13163.7922 | 15427.8663 | 7878.2623 | 10742.8316 | 91.1379 | 91.1379 | 91.1379 | 91.1379 | 109.9987 | 91.1379 | 109.9987 | 109.9987 | 109.9987 | 91.1379 | 139.7757 | 91.1379 | 91.1379 | 91.1379 | 91.1379 | 0.0027471 | 9.4978e-06 | 4.7833e-13 | 0.0028532 | 0.010266 | 3.8856e-11 | 0.0017277 | 3.7233e-23 | 7.9824e-10 | 1.3466e-05 | 0.010513 | 2.7815e-13 | 3.2084e-12 | 1.0243e-23 | 1.6154e-11 | 0.0027471 | 0.0027566 | 0.0027566 | 0.0056003 | 0.015867 | 0.0056003 | 0.017594 | 0.015867 | 0.017594 | 0.0056138 | 0.01326 | 0.0027471 | 0.0056003 | 0.0027471 | 0.0027471
292 | 151688.3068 | 15192.8795 | 5714.2397 | 65343.6481 | 36197.7128 | 15571.8614 | 11571.911 | 2942.0433 | 5781.2788 | 8048.5793 | 25801.5755 | 8336.7098 | 9810.5341 | 3779.6815 | 6859.3196 | n/a | 10597.5573 | 5398.2945 | 4963.3041 | 9592.1736 | 8617.0812 | 7703.9142 | 1717.0981 | 4861.8713 | 7911.6861 | 2550.8763 | 7012.1912 | 6529.8043 | 3814.244 | 3902.7649 | 238.4679 | 221.9626 | 221.9626 | 227.5413 | 247.9605 | 197.9715 | 260.5987 | 238.4266 | 260.5987 | 213.8245 | 248.7908 | 182.1185 | 229.7705 | 226.1753 | 226.6187 | 172098.7901 | 9963.3928 | 4439.6245 | 72447.0325 | 31219.0125 | 13835.8863 | 5592.6785 | 5275.0322 | 4896.1883 | 4778.8376 | 24782.1153 | 5536.7804 | 7343.0267 | 4516.8007 | 5920.4501 | 158272 | 19210.7212 | 9837.919 | 71337.7537 | 38138.6032 | 22164.5674 | 12504.2098 | 6938.1303 | 9058.1767 | 12622.3237 | 26931.3 | 12328.7716 | 10968.431 | 8286.9447 | 7853.8861 | 115.495 | 115.495 | 115.495 | 115.495 | 115.495 | 115.495 | 115.495 | 115.495 | 115.495 | 115.495 | 119.098 | 115.495 | 115.495 | 115.495 | 115.495 | 0.0040215 | 1.7831e-06 | 8.077e-14 | 0.0010703 | 0.0073134 | 1.5831e-09 | 0.0027618 | 1.0495e-23 | 3.7725e-09 | 8.7715e-12 | 0.0078559 | 3.6448e-10 | 0.00036155 | 8.9282e-26 | 0.0001088 | 0.0040215 | 0.0040233 | 0.0040233 | 0.0050918 | 0.012405 | 0.0050918 | 0.015167 | 0.012405 | 0.015167 | 0.0050918 | 0.011877 | 0.0040215 | 0.0054533 | 0.0040215 | 0.0041303
293 | 155849.0689 | 15708.2532 | 5732.6787 | 66977.1082 | 37309.9684 | 15631.95 | 11976.1295 | 3068.1454 | 5961.653 | 7920.9267 | 26428.6994 | 7934.0352 | 9717.6576 | 4284.0334 | 7164.3704 | n/a | 7958.8181 | 6083.2626 | 4836.7258 | 9041.1764 | 10224.7922 | 6502.6222 | 1591.4748 | 3548.049 | 7167.1459 | 3793.5598 | 7188.9639 | 9816.8593 | 2937.32 | 3852.1243 | 239.3431 | 222.3123 | 222.3123 | 226.291 | 249.5841 | 191.7787 | 264.0368 | 238.6812 | 264.0368 | 209.9079 | 252.9925 | 173.6495 | 229.4209 | 227.1298 | 227.637 | 170703.087 | 10618.3797 | 4104.1067 | 69962.2588 | 30938.803 | 14220.7358 | 5620.5973 | 5095.2217 | 4646.2546 | 4737.2777 | 26150.9393 | 5823.6494 | 6411.2941 | 4646.9232 | 6263.9802 | 160839.7 | 17290.0665 | 8923.138 | 73257.0846 | 39626.8794 | 24393.528 | 12123.2195 | 6686.6965 | 8194.3036 | 11904.4236 | 28820.4991 | 12960.6134 | 15358.2534 | 7505.1432 | 10116.1045 | 156.093 | 156.093 | 156.093 | 156.093 | 156.093 | 156.093 | 293.6388 | 156.093 | 293.6388 | 156.093 | 156.093 | 156.093 | 156.093 | 156.093 | 156.093 | 0.012251 | 0.00092221 | 4.0535e-11 | 0.00098441 | 0.0055659 | 6.599e-12 | 0.027347 | 7.2528e-21 | 8.8115e-07 | 1.1257e-10 | 0.0012884 | 8.9264e-13 | 4.0141e-12 | 4.4422e-17 | 2.211e-09 | 0.012251 | 0.013173 | 0.013173 | 0.013235 | 0.018801 | 0.013235 | 0.046149 | 0.018801 | 0.046149 | 0.013235 | 0.013539 | 0.012251 | 0.013235 | 0.012251 | 0.012251
294 | 157377.0012 | 16000.2343 | 6003.8236 | 67550.3101 | 37495.6657 | 16001.308 | 12258.4212 | 3012.0243 | 6062.9603 | 8303.1895 | 26776.4833 | 8299.6506 | 10206.5581 | 4039.2183 | 7514.0232 | n/a | 8522.4132 | 4683.9181 | 4932.5367 | 9644.6507 | 11304.4963 | 6804.4925 | 1870.9655 | 4625.8333 | 9529.8978 | 4287.5257 | 5883.5805 | 5455.3862 | 3938.8271 | 4697.0019 | 242.1115 | 224.8602 | 224.8602 | 228.8033 | 252.5068 | 193.6483 | 267.2158 | 241.4106 | 267.2158 | 212.099 | 256.0844 | 175.1977 | 232.0144 | 229.7632 | 230.2793 | 181848.2632 | 9703.9847 | 4124.8572 | 79067.7573 | 34543.049 | 14750.2049 | 5826.3158 | 5112.5182 | 4802.8951 | 4534.8011 | 25183.8658 | 5903.9152 | 7930.1909 | 4582.0053 | 5918.0831 | 163236.2 | 17022.7557 | 8669.6753 | 77104.8435 | 41978.3594 | 25780.8013 | 12494.7083 | 6339.0434 | 9428.7284 | 13984.8988 | 29149.7915 | 11593.3957 | 11808.1844 | 6979.3398 | 10615.085 | 139.3009 | 139.3009 | 139.3009 | 139.3009 | 139.3009 | 139.3009 | 245.5462 | 139.3009 | 245.5462 | 139.3009 | 139.3009 | 139.3009 | 139.3009 | 139.3009 | 139.3009 | 0.0073705 | 0.0037543 | 2.8062e-09 | 0.00013814 | 0.00087516 | 8.7067e-13 | 0.021624 | 1.1172e-19 | 5.2532e-09 | 9.4577e-14 | 0.0013849 | 8.8251e-09 | 7.7463e-05 | 1.3219e-16 | 2.1491e-09 | 0.0073705 | 0.011125 | 0.011125 | 0.0075087 | 0.0083838 | 0.0075087 | 0.030008 | 0.0083838 | 0.030008 | 0.0075087 | 0.0087554 | 0.0073705 | 0.0075861 | 0.0073705 | 0.0073705
295 | 150041.2854 | 15103.997 | 5806.468 | 64690.3893 | 35941.2515 | 14983.403 | 11625.7823 | 3045.1007 | 5920.4838 | 7627.3942 | 25369.4242 | 7998.0017 | 9625.4082 | 4069.8522 | 6635.3618 | n/a | 9615.0669 | 5485.8411 | 4705.7495 | 8950.788 | 10715.404 | 6799.9741 | 1804.9841 | 5480.6638 | 7125.618 | 3659.9713 | 5270.7375 | 8014.5987 | 3907.7881 | 4221.1008 | 215.174 | 198.458 | 198.458 | 197.1392 | 226.5361 | 151.5075 | 244.8716 | 212.7041 | 244.8716 | 174.5072 | 237.3806 | 128.5078 | 202.6496 | 204.5698 | 205.2132 | 175011.3168 | 10082.3471 | 4382.8493 | 71163.838 | 33675.2685 | 14559.7615 | 6370.2297 | 5129.7343 | 5314.6489 | 3824 | 26910.0801 | 5649.6023 | 5612.9229 | 4588.076 | 6202.7451 | 156168 | 17612.2469 | 8146.2233 | 67295.3842 | 37436.1 | 24326.7655 | 12043.9 | 5332.2485 | 9775.5088 | 10297.7181 | 29442.8514 | 10623.8398 | 13603.9216 | 8495.8641 | 10411.7459 | 112.3662 | 112.3662 | 112.3662 | 112.3662 | 115.7711 | 112.3662 | 145.4442 | 115.7711 | 145.4442 | 112.3662 | 112.3662 | 112.3662 | 112.3662 | 112.3662 | 112.3662 | 0.0051847 | 7.6143e-05 | 1.3178e-08 | 0.0099651 | 0.010772 | 5.3016e-13 | 0.012347 | 4.5653e-14 | 3.4527e-10 | 4.3924e-08 | 8.5596e-05 | 1.2665e-07 | 3.008e-09 | 1.0544e-23 | 3.8318e-12 | 0.0051847 | 0.0052608 | 0.0052609 | 0.01515 | 0.025922 | 0.01515 | 0.03827 | 0.025922 | 0.03827 | 0.01515 | 0.0052703 | 0.0051848 | 0.01515 | 0.0051847 | 0.0051847
296 | 155314.1248 | 15856.9986 | 5981.8407 | 66740.4484 | 37235.7586 | 15494.8347 | 11908.1314 | 2994.5421 | 6001.5106 | 8068.3823 | 26352.1185 | 8300.3923 | 10102.5224 | 3881.6514 | 7374.9203 | n/a | 10242.0481 | 5406.2331 | 4754.927 | 10518.2268 | 10220.3203 | 7335.9922 | 1631.4953 | 3931.1287 | 9754.2836 | 4631.9797 | 5645.3227 | 7157.3059 | 4157.6637 | 6187.479 | 221.5625 | 204.7962 | 204.7962 | 204.9923 | 232.5777 | 162.6418 | 249.7618 | 219.6144 | 249.7618 | 184.1972 | 241.2745 | 141.0864 | 209.8104 | 210.5242 | 211.1271 | 172149.1447 | 9549.7223 | 4317.1252 | 69008.4084 | 31467.9644 | 13594.9944 | 5535.4767 | 5146.2417 | 4714.0727 | 4236.8629 | 25869.2507 | 5834.091 | 5370.0823 | 4617.0159 | 6114.6707 | 160543.8539 | 19594.4704 | 9594.2583 | 68709.9 | 40913.0912 | 22034.9367 | 12800.6689 | 6732.737 | 8639.7015 | 12872.1684 | 28774.8305 | 10818.0137 | 12307.1882 | 7086.6241 | 11638.7497 | 139.1057 | 139.1057 | 139.1057 | 141.289 | 141.289 | 141.289 | 141.289 | 141.289 | 141.289 | 141.289 | 139.1057 | 141.289 | 141.289 | 139.1057 | 139.1057 | 0.010376 | 5.3421e-06 | 6.8113e-12 | 0.014215 | 0.0017095 | 1.6669e-09 | 0.0033347 | 5.8358e-22 | 1.3915e-07 | 3.0426e-12 | 0.0012187 | 3.3461e-07 | 6.8308e-06 | 1.5532e-18 | 2.6598e-12 | 0.010376 | 0.010381 | 0.010381 | 0.024591 | 0.026301 | 0.024591 | 0.029636 | 0.026301 | 0.029636 | 0.024591 | 0.011595 | 0.010376 | 0.024598 | 0.010376 | 0.010376
297 | 154699.8869 | 15732.3858 | 5833.9808 | 66546.8894 | 37075.3605 | 15391.1181 | 11971.3822 | 3015.0186 | 6173.6171 | 7953.1347 | 26259.1545 | 8344.3074 | 9864.5199 | 3997.7679 | 7444.5483 | n/a | 10477.2026 | 7179.2592 | 3538.148 | 8149.0016 | 9699.7673 | 6438.187 | 2079.0607 | 4355.5817 | 7780.8996 | 4672.834 | 5495.9168 | 6431.253 | 4338.6843 | 4823.8548 | 228.955 | 211.6115 | 211.6115 | 211.752 | 240.3651 | 167.8032 | 258.1903 | 226.9181 | 258.1903 | 190.1628 | 249.4508 | 145.4436 | 216.7651 | 217.5532 | 218.1786 | 175888.9112 | 10147.2151 | 4104.6939 | 72799.3004 | 32194.2738 | 14558.3149 | 5996.5614 | 5101.5348 | 4608.1811 | 4810.9577 | 26500.8125 | 5879.1556 | 7167.6925 | 4676.4473 | 6214.3908 | 161762 | 19298.2177 | 10057.9531 | 71318.873 | 38707.6 | 22164.3822 | 12388.7 | 6847.1687 | 8917.7144 | 11736.5573 | 30075.7106 | 10991.8723 | 13314.8455 | 8256.2316 | 10945.8456 | 103.3 | 103.3 | 103.3 | 103.3 | 114.2 | 103.3 | 157.58 | 114.2 | 157.58 | 103.3 | 103.3 | 103.3 | 103.3 | 103.3 | 103.3 | 0.003212 | 7.5434e-06 | 7.3847e-14 | 0.0024415 | 0.0099606 | 8.1206e-10 | 0.012814 | 2.5468e-22 | 1.211e-07 | 3.2549e-10 | 0.00015428 | 1.9438e-07 | 3.7298e-08 | 2.9053e-23 | 2.0884e-10 | 0.003212 | 0.0032196 | 0.0032196 | 0.0056536 | 0.015614 | 0.0056536 | 0.028428 | 0.015614 | 0.028428 | 0.0056536 | 0.0033663 | 0.0032122 | 0.0056536 | 0.003212 | 0.003212
298 | 160047.5752 | 16193.2755 | 6007.183 | 68662.1935 | 38304.2763 | 16093.2216 | 12036.6722 | 3021.4867 | 6223.9755 | 8385.2547 | 27303.1652 | 8367.8527 | 10232.8015 | 4185.3068 | 7006.3865 | n/a | 8212.344 | 6417.1133 | 4163.9486 | 9451.5365 | 8814.5925 | 8841.3428 | 2133.0049 | 4364.2295 | 8270.5438 | 4817.6249 | 5981.8992 | 9087.9777 | 2946.3367 | 4732.0584 | 229.7105 | 212.6678 | 212.6678 | 214.0568 | 240.6088 | 173.6857 | 257.131 | 228.1447 | 257.131 | 194.4109 | 247.7412 | 152.9606 | 218.399 | 218.1752 | 218.7549 | 174737.5008 | 10162.0535 | 4080.7802 | 70409.9397 | 30886.9337 | 13822.4888 | 5532.7843 | 5183.2016 | 4888.3983 | 4302.9351 | 27257.1903 | 6065.3682 | 6259.3609 | 4730.1156 | 6105.8159 | 163909.5 | 18228.0975 | 10497.8936 | 70498.4182 | 39278.3 | 21552.3813 | 14285.2271 | 7275.7065 | 9246.4278 | 11688.2789 | 31951.5536 | 11847.7674 | 15113.3386 | 6133.1293 | 10757.4743 | 180.2769 | 180.2769 | 180.2769 | 180.2769 | 180.3214 | 180.2769 | 180.3214 | 180.3214 | 180.3214 | 180.2769 | 180.2769 | 180.2769 | 180.2769 | 180.2769 | 180.2769 | 0.026511 | 0.00035582 | 3.0445e-14 | 0.015575 | 0.018128 | 4.5728e-08 | 7.7974e-05 | 1.705e-24 | 3.7725e-08 | 7.9389e-09 | 5.8837e-05 | 4.215e-09 | 2.4208e-10 | 2.0064e-11 | 1.5013e-11 | 0.026511 | 0.026867 | 0.026867 | 0.042086 | 0.060214 | 0.042086 | 0.060292 | 0.060214 | 0.060292 | 0.042086 | 0.02657 | 0.026511 | 0.042086 | 0.026511 | 0.026511
299 | 155713.8243 | 15817.2488 | 6138.0369 | 66934.1183 | 37312.7847 | 15525.9655 | 12092.0917 | 3078.1459 | 6129.7547 | 8009.0057 | 26316.3347 | 7929.3464 | 10268.3223 | 4190.4553 | 7242.138 | n/a | 11941.4864 | 4025.5813 | 5294.1278 | 10093.8856 | 8251.964 | 9966.8863 | 2258.8847 | 4038.2871 | 7962.3202 | 4669.401 | 6401.233 | 6439.0711 | 2683.6069 | 3029.4352 | 237.7246 | 220.135 | 220.135 | 221.7383 | 248.9302 | 180.4536 | 265.8478 | 236.1678 | 265.8478 | 201.6748 | 256.0478 | 159.2324 | 226.1406 | 225.7742 | 226.3678 | 173920.4679 | 9679.7377 | 4153.4097 | 69277.1059 | 31695.2575 | 13820.8321 | 6021.4987 | 5197.7913 | 4989.2417 | 3966.2524 | 26651.0095 | 5899.0724 | 7056.3795 | 4560.6763 | 6048.9617 | 160727.3 | 20119.6044 | 8085.591 | 72510.8009 | 40677.5431 | 21438.6634 | 15893.6849 | 7450.476 | 9006.2288 | 11301.1399 | 28180.0908 | 12293.6054 | 13233.1506 | 7085.8832 | 9062.9969 | 154.43 | 154.43 | 154.43 | 154.43 | 154.43 | 154.43 | 154.43 | 154.43 | 154.43 | 154.43 | 154.43 | 154.43 | 154.43 | 154.43 | 154.43 | 0.012014 | 1.3369e-06 | 3.3188e-07 | 0.0015137 | 0.0022536 | 8.6699e-09 | 1.0755e-06 | 1.0815e-24 | 5.9978e-08 | 4.0646e-09 | 0.0027593 | 2.2604e-11 | 4.1843e-07 | 7.0832e-16 | 1.4667e-06 | 0.012014 | 0.012015 | 0.012016 | 0.013528 | 0.015781 | 0.013528 | 0.015782 | 0.015781 | 0.015782 | 0.013528 | 0.014773 | 0.012014 | 0.013528 | 0.012014 | 0.012015
300 | 158423.7444 | 16083.683 | 5904.7731 | 68009.2539 | 37806.1342 | 16064.0481 | 11842.4161 | 3084.0586 | 5981.1673 | 8560.7225 | 27005.0334 | 8258.3696 | 10019.3853 | 4099.873 | 7419.153 | n/a | 10364.6252 | 5617.817 | 3863.5427 | 9050.4591 | 10773.8962 | 8019.2566 | 1832.2384 | 3842.5875 | 8752.1379 | 3954.4307 | 6775.4519 | 6555.7002 | 4165.8482 | 4593.4211 | 213.4241 | 196.8696 | 196.8696 | 195.6504 | 224.6547 | 150.6551 | 242.744 | 211.0084 | 242.744 | 173.3461 | 235.2697 | 127.9642 | 201.0671 | 202.8994 | 203.5341 | 176823.6938 | 9894.8188 | 4311.3669 | 72009.1584 | 31571.9049 | 13679.8233 | 6089.5878 | 5098.8573 | 5051.7738 | 4256.1249 | 27944.0716 | 5637.3847 | 6137.4921 | 4776.8922 | 6083.0641 | 164410.2 | 20000.944 | 9835.7839 | 71363.2011 | 38692.264 | 23377.2194 | 12633.4444 | 6918.0957 | 7597.3613 | 12606.4629 | 30248.0024 | 11738.1366 | 12082.2923 | 8924.0404 | 10394.9852 | 121.04 | 121.04 | 121.04 | 121.04 | 180.5976 | 121.04 | 180.5976 | 180.5976 | 180.5976 | 121.04 | 121.04 | 121.04 | 121.04 | 121.04 | 121.04 | 0.0069508 | 3.9584e-06 | 6.6345e-13 | 0.0061405 | 0.019327 | 4.4278e-10 | 0.0043851 | 7.0463e-22 | 1.696e-05 | 3.6768e-10 | 0.00040998 | 3.4044e-09 | 1.1135e-05 | 1.8337e-25 | 3.4366e-09 | 0.0069508 | 0.0069548 | 0.0069548 | 0.013091 | 0.032418 | 0.013091 | 0.036804 | 0.032418 | 0.036821 | 0.013091 | 0.0073608 | 0.0069508 | 0.013102 | 0.0069508 | 0.0069508
301 | 156755.0307 | 15955.3664 | 6002.4065 | 67332.8292 | 37542.791 | 15740.9875 | 12127.4759 | 3173.27 | 6154.977 | 8217.5578 | 26450.2286 | 8061.3624 | 10345.6498 | 3913.7338 | 7440.1741 | n/a | 8637.9122 | 5386.5679 | 4670.8227 | 9355.4816 | 10070.0871 | 6671.2503 | 1283.6327 | 4425.1207 | 7203.1495 | 2752.6039 | 5700.212 | 6993.372 | 4342.7836 | 5309.5414 | 222.5142 | 205.6577 | 205.6577 | 205.7911 | 233.6048 | 163.0692 | 250.932 | 220.5335 | 250.932 | 184.8041 | 242.4399 | 141.3343 | 210.6649 | 211.4334 | 212.0414 | 175978.0979 | 10267.6501 | 4358.457 | 72462.8664 | 33618.075 | 14403.4808 | 6098.1529 | 5276.0818 | 4786.0599 | 4327.9636 | 28067.6438 | 5743.8765 | 6812.0611 | 4548.7711 | 5926.2465 | 165759.6 | 18658.0622 | 9656.3249 | 72240.562 | 41556.8535 | 24227.4679 | 12127.5 | 6559.7145 | 9162.7806 | 11346.3131 | 27708.5238 | 11382.7885 | 13197.9331 | 8881.5547 | 11055.5879 | 61.69 | 61.69 | 61.69 | 61.69 | 61.69 | 61.69 | 364.18 | 61.69 | 364.18 | 61.69 | 102.509 | 61.69 | 61.69 | 61.69 | 61.69 | 0.0010239 | 6.7068e-05 | 5.6752e-12 | 0.0023258 | 0.0013145 | 1.5496e-11 | 0.041303 | 4.3837e-19 | 3.4586e-08 | 1.3276e-08 | 0.0067849 | 4.8951e-09 | 7.0127e-07 | 2.718e-27 | 1.1103e-10 | 0.0010239 | 0.001091 | 0.001091 | 0.0033497 | 0.0046642 | 0.0033497 | 0.045967 | 0.0046642 | 0.045967 | 0.0033497 | 0.0078088 | 0.0010239 | 0.0033504 | 0.0010239 | 0.0010239
302 | 152830.1218 | 15648.6259 | 5946.6183 | 65781.2874 | 36644.0173 | 15164.9727 | 11695.687 | 2850.858 | 5896.5379 | 7825.6021 | 26085.6873 | 7836.5977 | 9958.3985 | 4133.9028 | 6866.0242 | n/a | 11726.2606 | 5091.0807 | 3894.5439 | 10002.9699 | 11754.6269 | 7294.4884 | 1950.0906 | 5313.9532 | 7672.5413 | 3522.9821 | 5629.1609 | 6944.442 | 3863.4267 | 5000.5214 | 215.7837 | 199.4344 | 199.4344 | 199.5547 | 226.5428 | 158.0978 | 243.3559 | 213.8594 | 243.3559 | 179.1878 | 235.1252 | 137.0078 | 204.2861 | 205.0388 | 205.6287 | 167040.1948 | 9379.5044 | 4078.7916 | 68284.4729 | 32475.3078 | 13584.0711 | 5575.4965 | 5120.1996 | 4771.2832 | 4241.5154 | 27259.3233 | 5698.4579 | 6400.4714 | 4695.4822 | 6164.1488 | 155683 | 20716.5458 | 9111.7722 | 67747.7412 | 41176.6021 | 24072.798 | 12760.6093 | 7025.3902 | 9920.6364 | 11453.4567 | 29577.6054 | 10522.3188 | 12144.9133 | 8328.6089 | 10953.6702 | 201.91 | 201.91 | 201.91 | 201.91 | 201.91 | 201.91 | 201.91 | 201.91 | 201.91 | 201.91 | 201.91 | 201.91 | 201.91 | 201.91 | 201.91 | 0.042318 | 1.8485e-07 | 1.0114e-10 | 0.014036 | 0.00076593 | 2.2517e-12 | 0.0019421 | 2.1763e-25 | 1.4206e-10 | 5.2261e-10 | 0.00024056 | 7.236e-08 | 6.4788e-06 | 2.884e-22 | 1.3266e-12 | 0.042318 | 0.042318 | 0.042318 | 0.056354 | 0.057119 | 0.056354 | 0.059062 | 0.057119 | 0.059062 | 0.056354 | 0.042558 | 0.042318 | 0.05636 | 0.042318 | 0.042318
303 | 158600.3611 | 16236.87 | 6167.1444 | 68073.712 | 37872.6026 | 15791.7305 | 12232.8548 | 3167.5137 | 6402.2134 | 8152.5646 | 27100.0726 | 8261.0896 | 10043.6673 | 3883.2959 | 7422.6219 | n/a | 8251.8761 | 6407.3887 | 4600.4016 | 7145.0409 | 10369.6468 | 6418.6735 | 1890.8498 | 4259.2559 | 6333.3406 | 4345.6314 | 6521.5251 | 7226.9575 | 3618.6963 | 4391.9982 | 226.7837 | 210.4208 | 210.4208 | 213.4042 | 236.8334 | 178.3569 | 251.3859 | 225.8553 | 251.3859 | 196.6113 | 241.3129 | 160.1025 | 216.8031 | 215.2716 | 215.7822 | 173890.0474 | 10200.393 | 4118.6653 | 69189.4196 | 29350.7466 | 14022.8641 | 5531.9785 | 5167.7857 | 5009.1016 | 3963.5041 | 26551.9538 | 6048.478 | 6705.9787 | 4575.9334 | 6068.9774 | 164449.2409 | 17903.869 | 10519.7539 | 70109.2 | 35832.7874 | 23401.211 | 11950.652 | 7058.6355 | 9268.3575 | 10097.4447 | 28088.3 | 11778.1031 | 12036.0149 | 7384.1297 | 10425.2756 | 131.6596 | 131.6596 | 131.6596 | 145.8528 | 355.2501 | 145.8528 | 377.0788 | 355.2501 | 377.0788 | 145.8528 | 141.5656 | 145.8528 | 145.8528 | 131.6596 | 131.6596 | 0.0075898 | 0.00085549 | 1.4686e-13 | 0.014033 | 0.17905 | 1.5284e-10 | 0.089621 | 1.2073e-21 | 1.1061e-07 | 3.4204e-06 | 0.010428 | 2.8727e-09 | 1.5001e-05 | 4.9466e-20 | 2.9918e-09 | 0.0075898 | 0.0084453 | 0.0084453 | 0.021622 | 0.20067 | 0.021622 | 0.29029 | 0.20067 | 0.29029 | 0.021626 | 0.018018 | 0.0075898 | 0.021637 | 0.0075898 | 0.0075898
304 | 154211.9805 | 15585.2585 | 5857.7485 | 66334.6026 | 36773.1347 | 15533.6208 | 11850.2434 | 2931.0198 | 6159.0077 | 7676.6002 | 26025.611 | 8124.231 | 9784.3128 | 4077.0424 | 7270.1607 | n/a | 11395.8093 | 4810.6497 | 3320.0005 | 10598.0114 | 11653.257 | 8197.42 | 1956.8861 | 4155.9198 | 4624.6446 | 4196.0523 | 6147.6419 | 6774.9009 | 3720.8474 | 5721.7611 | 242.9991 | 226.0017 | 226.0017 | 231.0644 | 252.946 | 199.0771 | 266.503 | 242.7189 | 266.503 | 216.0828 | 254.7806 | 182.0715 | 233.6786 | 230.5207 | 230.9964 | 173886.9752 | 10440.1095 | 4138.6141 | 67945.2278 | 31112.1245 | 14386.8207 | 5930.7568 | 4970.0368 | 4888.358 | 4309.2504 | 28162.0253 | 6006.2822 | 6486.175 | 4625.268 | 5814.9475 | 160096.9 | 20789.6188 | 8949.2638 | 68178.5 | 39761.1359 | 25700.2776 | 13976.0768 | 6926.9229 | 8892.1778 | 8727.095 | 27384.7044 | 12020.9241 | 13036.9759 | 8208.8154 | 11467.3086 | 136.4746 | 136.4746 | 136.4746 | 165.1 | 165.1 | 165.1 | 165.1 | 165.1 | 165.1 | 165.1 | 136.4746 | 165.1 | 165.1 | 136.4746 | 136.4746 | 0.0066844 | 1.2587e-07 | 1.198e-10 | 0.015042 | 0.0030036 | 1.5411e-13 | 0.00010002 | 8.7277e-24 | 1.2359e-07 | 0.00018153 | 0.0056677 | 3.5353e-10 | 7.4111e-08 | 3.0574e-22 | 2.7519e-12 | 0.0066844 | 0.0066845 | 0.0066845 | 0.021727 | 0.02473 | 0.021727 | 0.02483 | 0.02473 | 0.02483 | 0.021908 | 0.012352 | 0.0066844 | 0.021727 | 0.0066844 | 0.0066844
305 | 154846.1332 | 15694.8609 | 5962.1969 | 66553.3707 | 37091.8843 | 15294.9762 | 12096.9416 | 3121.8844 | 6253.3512 | 7874.5673 | 26480.8159 | 8243.906 | 9740.6609 | 3909.4773 | 7040.4224 | n/a | 10224.5059 | 6795.8466 | 3272.7157 | 6633.8149 | 6946.513 | 8904.5019 | 1810.3687 | 4569.6854 | 7164.8307 | 3955.9783 | 6124.8796 | 7611.2541 | 4535.1525 | 4748.769 | 235.8243 | 218.9708 | 218.9708 | 222.6367 | 246.0266 | 187.8732 | 260.5443 | 235.0747 | 260.5443 | 206.084 | 249.7891 | 169.6624 | 225.8607 | 223.8101 | 224.3194 | 172442.0564 | 10999.1401 | 4382.6817 | 72255.1699 | 32484.9583 | 14183.1688 | 6130.428 | 5247.7739 | 5102.5515 | 4072.6223 | 24677.608 | 6148.6157 | 6782.6805 | 4700.9249 | 6223.6466 | 162487.1918 | 20912.246 | 11178.5283 | 70222.121 | 38333.5732 | 20722.1818 | 14862.6299 | 7058.1425 | 9672.2369 | 11008.353 | 27342.7863 | 12095.0953 | 11777.17 | 8982.7774 | 10528.2156 | 93.5416 | 93.5416 | 93.5416 | 93.5416 | 155.1762 | 93.5416 | 155.1762 | 155.1762 | 155.1762 | 93.5416 | 160.9582 | 93.5416 | 93.5416 | 93.5416 | 93.5416 | 0.0022595 | 1.3329e-07 | 2.5156e-16 | 0.0048339 | 0.01399 | 2.4499e-08 | 1.9149e-05 | 3.6923e-22 | 6.6676e-09 | 6.7766e-09 | 0.012134 | 5.7427e-10 | 9.817e-06 | 7.489e-28 | 7.5705e-11 | 0.0022595 | 0.0022596 | 0.0022596 | 0.0070934 | 0.021083 | 0.0070934 | 0.021102 | 0.021083 | 0.021102 | 0.0070934 | 0.014394 | 0.0022595 | 0.0071032 | 0.0022595 | 0.0022595
306 | 153875.8963 | 15419.1707 | 5920.9354 | 66166.0253 | 36802.2203 | 15460.4233 | 11768.1298 | 2851.8636 | 5957.3675 | 7752.3673 | 26069.0839 | 8213.12 | 9694.8831 | 3972.7113 | 6799.3019 | n/a | 10885.7344 | 6985.7111 | 4824.8624 | 9264.1722 | 10524.7445 | 6366.33 | 1481.3989 | 4777.6343 | 7200.9808 | 3362.2007 | 5946.6152 | 8536.6027 | 3395.4597 | 5029.6323 | 247.1871 | 230.0864 | 230.0864 | 235.8972 | 257.0145 | 205.3301 | 270.084 | 247.1551 | 270.084 | 221.7242 | 257.8304 | 188.9359 | 238.1924 | 234.4429 | 234.9015 | 175420.384 | 10922.5897 | 4353.7148 | 72254.2148 | 32031.3435 | 15021.102 | 5534.5305 | 5096.6368 | 4864.0314 | 4692.5582 | 26134.9071 | 6126.1384 | 7722.9111 | 4641.935 | 6538.0767 | 161313.8456 | 19500.983 | 9978.6848 | 71535.9746 | 38276.5 | 23831.9597 | 12014.6 | 6526.8357 | 9464.4359 | 11584.639 | 27193.4 | 10667.7668 | 15990.4138 | 7908.5947 | 11548.809 | 101.7266 | 101.7266 | 101.7266 | 101.7266 | 137.1477 | 101.7266 | 235.75 | 137.1477 | 235.75 | 101.7266 | 125.9083 | 101.7266 | 101.7266 | 101.7266 | 101.7266 | 0.0024914 | 1.765e-06 | 3.1727e-13 | 0.0016544 | 0.011317 | 1.4107e-11 | 0.020446 | 1.3384e-22 | 2.0283e-09 | 1.5732e-10 | 0.0080581 | 3.9771e-07 | 2.6185e-13 | 8.5762e-22 | 2.0394e-14 | 0.0024914 | 0.0024932 | 0.0024932 | 0.0041458 | 0.015463 | 0.0041458 | 0.035909 | 0.015463 | 0.035909 | 0.0041458 | 0.01055 | 0.0024918 | 0.0041458 | 0.0024914 | 0.0024914
307 | 156274.5936 | 15903.4953 | 6250.7341 | 67146.5391 | 37371.1868 | 15988.5774 | 11905.6842 | 3021.5343 | 5876.988 | 8236.2342 | 26560.3537 | 8532.877 | 10096.2376 | 4195.9125 | 7089.7877 | n/a | 9800.343 | 6762.5159 | 4543.1371 | 8859.137 | 9202.2791 | 8196.6437 | 1885.2489 | 2825.4527 | 7079.1854 | 3463.1009 | 4603.9274 | 6987.574 | 3060.9755 | 4214.6325 | 257.9829 | 240.4532 | 240.4532 | 247.6251 | 267.752 | 219.0267 | 280.1838 | 258.3736 | 280.1838 | 234.621 | 266.8436 | 203.4324 | 249.4107 | 244.5971 | 245.0333 | 174334.2845 | 9586.4469 | 4060.4444 | 69043.568 | 31908.1815 | 13803.5356 | 5545.7641 | 4976.3212 | 4821.523 | 3780.0929 | 28091.5265 | 5632.7563 | 6900.5161 | 4533.8585 | 6049.8722 | 160872.5 | 16892.4071 | 9424.1774 | 69113.0145 | 38635.3107 | 21142.6319 | 12264.8 | 6842.2701 | 6496.6679 | 10645.8783 | 30640.0274 | 9971.2838 | 13880.79 | 7594.8341 | 10244.4048 | 178.1426 | 178.1426 | 178.1426 | 178.1426 | 178.1426 | 178.1426 | 190.3958 | 178.1426 | 190.3958 | 178.1426 | 178.1426 | 178.1426 | 178.1426 | 178.1426 | 178.1426 | 0.015795 | 0.0040097 | 2.5515e-10 | 0.01432 | 0.013833 | 8.9716e-08 | 0.015003 | 3.2321e-22 | 0.0060421 | 4.1522e-07 | 0.00011207 | 6.292e-05 | 1.3814e-08 | 3.1584e-18 | 5.8284e-10 | 0.015795 | 0.019804 | 0.019804 | 0.030115 | 0.043948 | 0.030115 | 0.05895 | 0.043948 | 0.064992 | 0.030115 | 0.015907 | 0.015858 | 0.030115 | 0.015795 | 0.015795
308 | 158069.7191 | 16135.915 | 6114.1022 | 67856.7291 | 37662.5164 | 15825.9787 | 12455.6808 | 3094.9479 | 6508.4221 | 7910.1898 | 26917.5665 | 8581.0149 | 9901.513 | 4212.187 | 7148.7696 | n/a | 7887.769 | 7577.1372 | 4521.4221 | 9174.4167 | 13211.3982 | 6146.9443 | 1623.2354 | 4471.9205 | 8426.0133 | 3257.0483 | 4947.0198 | 6442.8933 | 3321.9143 | 4845.9084 | 269.5734 | 251.6558 | 251.6558 | 260.5429 | 279.1682 | 234.8148 | 290.6386 | 270.515 | 290.6386 | 249.2031 | 276.0054 | 220.4264 | 261.6414 | 255.4793 | 255.8818 | 174666.5371 | 10449.7054 | 4425.6508 | 71719.2714 | 32041.0164 | 15480.9241 | 6267.8563 | 5195.0627 | 5186.2537 | 4673.631 | 27631.1183 | 6210.2319 | 6814.8075 | 4886.9837 | 5986.6396 | 164678 | 17258.1525 | 11862.188 | 70860.8782 | 38708.5331 | 27533.6938 | 12414.8006 | 6811.9981 | 9658.1743 | 12979.8443 | 29871.7666 | 11099.5517 | 12225.914 | 7978.6979 | 10826.048 | 136.9068 | 136.9068 | 136.9068 | 136.9068 | 199.5601 | 136.9068 | 435.9579 | 199.5601 | 435.9579 | 136.9068 | 136.9068 | 136.9068 | 136.9068 | 136.9068 | 136.9068 | 0.004702 | 0.0030271 | 2.156e-17 | 0.0075583 | 0.016809 | 5.0993e-15 | 0.046118 | 3.2918e-21 | 3.9548e-08 | 5.1449e-13 | 0.00061166 | 4.8996e-07 | 3.5502e-06 | 6.8982e-20 | 3.5098e-11 | 0.004702 | 0.0077292 | 0.0077292 | 0.01226 | 0.02907 | 0.01226 | 0.075188 | 0.02907 | 0.075188 | 0.01226 | 0.0053137 | 0.0047025 | 0.012264 | 0.004702 | 0.004702
309 | 154978.4998 | 15590.0573 | 5816.2411 | 66650.8037 | 37093.8664 | 15611.1178 | 11745.3065 | 3096.4512 | 5997.5835 | 7944.0761 | 26291.1969 | 8325.546 | 9789.0754 | 4155.1432 | 7027.8174 | n/a | 9578.0648 | 5321.9112 | 5067.7063 | 7000.9214 | 8676.1389 | 8604.5059 | 2132.0793 | 3888.6525 | 6383.6512 | 4841.4596 | 7296.4643 | 5259.5873 | 3342.6048 | 3980.3982 | 238.3893 | 221.7859 | 221.7859 | 227.0018 | 248.0377 | 196.3653 | 261.0654 | 238.2098 | 261.0654 | 212.707 | 249.4412 | 180.0235 | 229.4291 | 226.1284 | 226.5856 | 172478.0209 | 10452.1699 | 4316.7332 | 69520.3497 | 32715.3328 | 14491.3747 | 5696.6154 | 5248.9036 | 4886.8097 | 4218.0139 | 25244.2239 | 6036.0315 | 7680.2242 | 4700.6257 | 5862.3947 | 158717 | 19273.1348 | 9032.5443 | 70401.3018 | 37863.5 | 22757.4136 | 13801.0213 | 7304.9828 | 8317.3622 | 10469.7651 | 27926.1835 | 13054.2958 | 11733.0115 | 7325.9305 | 9823.8929 | 187.1355 | 187.1355 | 187.1355 | 187.1355 | 217.83 | 187.1355 | 217.83 | 217.83 | 217.83 | 187.1355 | 187.1355 | 187.1355 | 187.1355 | 187.1355 | 187.1355 | 0.026511 | 5.2318e-06 | 4.6337e-11 | 0.0046111 | 0.021076 | 4.0038e-10 | 0.00011582 | 1.0164e-23 | 6.2197e-07 | 1.5421e-07 | 0.0038539 | 1.1411e-11 | 1.4874e-05 | 2.6686e-17 | 3.9185e-09 | 0.026511 | 0.026516 | 0.026516 | 0.031122 | 0.052198 | 0.031122 | 0.052314 | 0.052198 | 0.052315 | 0.031122 | 0.030365 | 0.026511 | 0.031137 | 0.026511 | 0.026511
310 | 148596.9445 | 15286.4806 | 5713.9213 | 64114.5522 | 35721.0241 | 14971.3357 | 10937.1119 | 3136.7387 | 5865.0645 | 7252.4926 | 25253.8403 | 8013.3131 | 9594.7605 | 3822.4496 | 6754.2896 | n/a | 10767.4518 | 5200.2238 | 3878.3876 | 9354.8331 | 11102.9495 | 7814.2728 | 1640.373 | 5504.782 | 8387.8786 | 4813.2401 | 8065.6308 | 7440.4515 | 3220.6578 | 4009.1009 | 219.8159 | 203.4102 | 203.4102 | 204.4009 | 230.3938 | 164.7592 | 246.5736 | 218.188 | 246.5736 | 185.0549 | 237.7568 | 144.4635 | 208.7425 | 208.8035 | 209.3712 | 176420.5962 | 10829.3083 | 4247.8642 | 72232.9922 | 33804.3867 | 14307.1985 | 5699.8285 | 5132.4385 | 4750.5981 | 3941.5092 | 25975.1421 | 5752.7539 | 6865.4454 | 4592.6457 | 5973.1871 | 155294.5879 | 21361.0602 | 9398.288 | 68283.6156 | 39465.6197 | 23072.5838 | 13404.2013 | 6772.8115 | 10150.6801 | 10058.4235 | 26414.2 | 13751.7847 | 13407.7969 | 7532.7035 | 9940.388 | 101.0471 | 101.0471 | 101.0471 | 101.0471 | 101.0471 | 101.0471 | 101.0471 | 101.0471 | 101.0471 | 101.0471 | 106.225 | 101.0471 | 101.0471 | 101.0471 | 101.0471 | 0.003406 | 1.1179e-08 | 1.4593e-12 | 0.0032152 | 0.001406 | 1.4314e-11 | 2.1219e-05 | 1.5179e-20 | 3.6159e-11 | 1.0441e-08 | 0.0072251 | 3.6058e-14 | 5.6525e-09 | 2.1363e-21 | 1.9736e-10 | 0.003406 | 0.003406 | 0.003406 | 0.0066212 | 0.0080272 | 0.0066212 | 0.0080484 | 0.0080272 | 0.0080484 | 0.0066212 | 0.010631 | 0.003406 | 0.0066212 | 0.003406 | 0.003406
311 | 154320.4524 | 15553.7014 | 5697.211 | 66390.7436 | 36949.0506 | 15596.6339 | 11953.529 | 2991.7698 | 6179.0904 | 8167.7087 | 26184.2515 | 8210.1451 | 9522.3591 | 4018.3189 | 7357.2538 | n/a | 10536.6708 | 6390.9694 | 4259.5116 | 9003.8463 | 12253.0322 | 8362.4144 | 2241.7959 | 5063.2484 | 8743.1527 | 3320.2516 | 5459.2511 | 7474.6488 | 4195.8651 | 5271.3286 | 206.4133 | 190.2399 | 190.2399 | 188.4939 | 217.5245 | 143.2854 | 235.6383 | 203.8599 | 235.6383 | 166.007 | 228.6919 | 120.5638 | 194.0449 | 196.2778 | 196.9134 | 172950.7316 | 10112.2113 | 4260.1366 | 70881.7314 | 30855.9197 | 14401.6736 | 5736.2088 | 5241.6823 | 4717.7627 | 3983.8629 | 25301.5622 | 6069.4835 | 7451.0177 | 4796.3536 | 5900.5498 | 159799.4 | 20241.0821 | 10601.306 | 69596.0114 | 38310.5 | 25395.6059 | 13847.3232 | 7483.4781 | 9675.5111 | 11621.7156 | 27465.3138 | 11374.9346 | 13440.2009 | 8798.8187 | 11067.8784 | 124.0175 | 124.0175 | 124.0175 | 124.0175 | 126.39 | 124.0175 | 126.39 | 126.39 | 126.39 | 124.0175 | 124.0175 | 124.0175 | 124.0175 | 124.0175 | 124.0175 | 0.0087025 | 4.3601e-07 | 4.2803e-16 | 0.0064085 | 0.012551 | 4.3947e-13 | 0.0002022 | 5.6185e-26 | 3.8771e-09 | 2.5608e-09 | 0.0064389 | 1.3734e-08 | 3.2429e-09 | 1.015e-25 | 5.2697e-11 | 0.0087025 | 0.0087029 | 0.0087029 | 0.015111 | 0.027662 | 0.015111 | 0.027864 | 0.027662 | 0.027864 | 0.015111 | 0.015141 | 0.0087025 | 0.015111 | 0.0087025 | 0.0087025
312 | 149720.5838 | 15225.5789 | 5815.7505 | 64535.4352 | 35738.5266 | 15028.4839 | 11160.3555 | 3081.8838 | 5773.1001 | 7622.6737 | 25507.8073 | 8012.1259 | 9260.7631 | 3820.8713 | 6900.9654 | n/a | 11244.5659 | 4466.6232 | 4209.9262 | 10179.1438 | 11153.8209 | 4839.2601 | 1929.9083 | 3950.1516 | 7906.3169 | 3409.3071 | 5199.7777 | 6286.9042 | 3338.2946 | 5580.0504 | 222.3653 | 205.3469 | 205.3469 | 204.8767 | 233.7141 | 160.3829 | 251.6883 | 220.1548 | 251.6883 | 182.9294 | 243.5025 | 137.8364 | 210.0796 | 211.3382 | 211.9689 | 175392.5392 | 10994.3674 | 4336.4454 | 72500.0794 | 33367.212 | 15433.9455 | 6484.5234 | 5013.2109 | 5310.0435 | 4900.8175 | 25986.9246 | 5853.2782 | 7616.7508 | 4615.4039 | 6205.7156 | 157340.1 | 18646.0437 | 8803.0685 | 68822.2881 | 41745.3558 | 23825.3814 | 11323.7836 | 6936.8193 | 9260.1951 | 12704.4344 | 26986.5995 | 10278.1559 | 11188.4226 | 7601.1985 | 11764.266 | 83.1339 | 83.1339 | 83.1339 | 83.1339 | 83.1339 | 83.1339 | 263.4844 | 83.1339 | 263.4844 | 83.1339 | 83.1339 | 83.1339 | 83.1339 | 83.1339 | 83.1339 | 0.0019324 | 8.1426e-06 | 2.0378e-10 | 0.0030349 | 0.00018344 | 2.4436e-12 | 0.025262 | 5.3259e-22 | 1.3132e-09 | 1.8816e-13 | 0.0045365 | 7.4193e-07 | 1.0181e-05 | 9.1151e-22 | 1.587e-14 | 0.0019324 | 0.0019406 | 0.0019406 | 0.0049674 | 0.0051508 | 0.0049674 | 0.030413 | 0.0051508 | 0.030413 | 0.0049674 | 0.0064689 | 0.0019332 | 0.0049776 | 0.0019324 | 0.0019324
313 | 152352.3517 | 15468.2925 | 5914.2012 | 65588.4457 | 36549.0639 | 15193.1884 | 11473.3404 | 3017.0661 | 5720.2962 | 8056.0746 | 26032.3981 | 7837.9002 | 9651.3699 | 3958.6103 | 6822.9524 | n/a | 12446.8167 | 5430.252 | 4528.6586 | 9348.4683 | 9329.4587 | 5697.9657 | 1938.1105 | 5221.1522 | 6484.5093 | 5150.5567 | 7337.8789 | 6219.7416 | 3970.454 | 6190.8808 | 213.2475 | 197.1296 | 197.1296 | 197.3853 | 223.8199 | 156.8237 | 240.286 | 211.3981 | 240.286 | 177.4786 | 232.084 | 136.1689 | 201.9857 | 202.6183 | 203.1961 | 174653.5591 | 10091.2514 | 4345.8843 | 71355.7787 | 33338.9294 | 14635.2322 | 5712.9187 | 5104.1416 | 4802.2641 | 4162.8093 | 26012.9012 | 5576.3053 | 5862.14 | 4676.8876 | 6075.2676 | 159200.7 | 22194.4682 | 9776.1363 | 71869.3275 | 41504.3977 | 23735.0908 | 11384.9844 | 6973.5521 | 10023.4163 | 10487.4186 | 28379.2393 | 12844.4843 | 10837.3817 | 8257.0416 | 11985.8484 | 98.4111 | 98.4111 | 98.4111 | 98.4111 | 98.4111 | 98.4111 | 360.429 | 98.4111 | 360.429 | 98.4111 | 98.4111 | 98.4111 | 98.4111 | 98.4111 | 98.4111 | 0.0034394 | 2.6775e-09 | 1.072e-12 | 0.00090661 | 0.00052233 | 6.1587e-12 | 0.053494 | 5.8278e-23 | 1.9624e-11 | 2.895e-07 | 0.0013059 | 7.2875e-13 | 0.00029825 | 1.1374e-23 | 1.938e-15 | 0.0034394 | 0.0034394 | 0.0034394 | 0.004346 | 0.0048684 | 0.004346 | 0.058363 | 0.0048684 | 0.058363 | 0.0043463 | 0.0047453 | 0.0034394 | 0.0046443 | 0.0034394 | 0.0034394
314 | 155001.0445 | 16036.017 | 5900.193 | 66633.5534 | 37038.1207 | 15538.0857 | 11714.7061 | 2883.1542 | 5817.4213 | 7732.2646 | 26416.4821 | 7818.0104 | 9994.1757 | 3980.7276 | 7154.7056 | n/a | 11918.7781 | 5425.0767 | 4255.7565 | 8156.1465 | 8087.6577 | 6719.5406 | 2124.5965 | 5154.1129 | 7989.9458 | 3663.642 | 4182.1318 | 7780.7554 | 4078.635 | 6371.2897 | 208.4303 | 192.3774 | 192.3774 | 191.5847 | 219.2229 | 148.8294 | 236.4547 | 206.2235 | 236.4547 | 170.4447 | 228.9571 | 127.2142 | 196.6554 | 198.1213 | 198.7259 | 172079.142 | 11211.5392 | 4235.6615 | 67801.767 | 30216.7231 | 12943.0341 | 5862.6139 | 5231.624 | 5157.556 | 4194.3109 | 25108.6962 | 5825.0274 | 6567.8486 | 4547.4208 | 6039.4309 | 160972.2 | 22495.0173 | 9644.9382 | 68738.7656 | 37391.2118 | 19585.7918 | 12642.6966 | 7305.5205 | 10311.6689 | 11730.5566 | 27399.8 | 9831.4593 | 14296.504 | 8351.3558 | 12139.3206 | 115.9464 | 115.9464 | 115.9464 | 126.1565 | 260.448 | 126.1565 | 260.448 | 260.448 | 260.448 | 126.1565 | 131.76 | 126.1565 | 126.1565 | 115.9464 | 115.9464 | 0.0064913 | 9.0979e-09 | 2.1365e-12 | 0.01327 | 0.030243 | 1.063e-06 | 0.0028899 | 1.7123e-26 | 1.1037e-11 | 6.4696e-11 | 0.010127 | 1.9822e-06 | 1.525e-09 | 6.5618e-24 | 2.1969e-14 | 0.0064913 | 0.0064913 | 0.0064913 | 0.019761 | 0.050004 | 0.019762 | 0.052894 | 0.050004 | 0.052894 | 0.019762 | 0.016618 | 0.0064943 | 0.019761 | 0.0064913 | 0.0064913
315 | 156828.358 | 16031.1199 | 6072.0661 | 67374.3443 | 37393.0988 | 15729.8399 | 11739.5757 | 3180.4356 | 6189.6115 | 7918.8076 | 26682.9285 | 8206.8539 | 9808.4761 | 4300.518 | 7055.2331 | n/a | 8523.7763 | 5395.0797 | 3922.8453 | 8326.6502 | 8733.4054 | 8529.4899 | 2258.7757 | 4018.3494 | 7188.2082 | 4532.8365 | 5909.5896 | 6176.9506 | 3112.1521 | 3456.9315 | 210.0098 | 193.0598 | 193.0598 | 189.5589 | 222.0737 | 138.4188 | 242.3847 | 206.7515 | 242.3847 | 163.8965 | 236.176 | 112.9411 | 196.1564 | 199.8301 | 200.5427 | 169583.3829 | 9461.7148 | 4100.5099 | 69974.6416 | 31501.1116 | 15841.1514 | 5865.9987 | 5105.1351 | 4932.1409 | 5467.386 | 26903.4003 | 5932.4489 | 7322.1543 | 4617.0359 | 5742.5386 | 161143.8 | 17834.1912 | 9495.5897 | 69158.9772 | 38412 | 22773.7089 | 14369.5886 | 6142.9489 | 8950.4903 | 12362.6942 | 30112.1368 | 10334.0906 | 12597.6049 | 7723.2881 | 9163.8701 | 150.9169 | 150.9169 | 150.9169 | 150.9169 | 160.4628 | 150.9169 | 160.4628 | 160.4628 | 160.4628 | 150.9169 | 150.9169 | 150.9169 | 150.9169 | 150.9169 | 150.9169 | 0.019017 | 0.00058847 | 3.0819e-11 | 0.015706 | 0.017096 | 5.9631e-10 | 2.2346e-05 | 6.2507e-17 | 1.1585e-07 | 1.1567e-11 | 0.00029586 | 1.8581e-06 | 4.9763e-07 | 6.0107e-18 | 2.1504e-07 | 0.019017 | 0.019605 | 0.019605 | 0.034723 | 0.051819 | 0.034723 | 0.051842 | 0.051819 | 0.051842 | 0.034723 | 0.019313 | 0.019019 | 0.034724 | 0.019017 | 0.019017
316 | 157083.3613 | 15821.579 | 5955.8951 | 67444.9241 | 37433.8802 | 15608.43 | 12120.3438 | 3113.9625 | 6263.5949 | 8026.6998 | 26676.7456 | 8098.4548 | 9777.3522 | 4040.1858 | 6871.4173 | n/a | 11172.1513 | 4547.9721 | 4077.085 | 9385.8778 | 9034.2093 | 8325.6408 | 1809.6368 | 5405.0814 | 7672.536 | 4290.8777 | 6083.603 | 6989.2755 | 2581.693 | 5285.2905 | 227.4638 | 210.4257 | 210.4257 | 211.236 | 238.5043 | 169.5743 | 255.4815 | 225.697 | 255.4815 | 190.8702 | 246.4649 | 148.2784 | 215.847 | 216.0847 | 216.6804 | 172358.1263 | 8886.3368 | 4360.3502 | 69754.898 | 32688.3804 | 14125.6016 | 5300.9016 | 5189.086 | 4843.9276 | 4211.4728 | 25556.1802 | 5989.7318 | 6884.0751 | 4655.305 | 5824.1199 | 163450.5 | 19825.8882 | 8908.3223 | 71045.409 | 41970.7843 | 21840.9109 | 13991.0684 | 6998.7227 | 10165.2091 | 11352.5088 | 28061.2579 | 12019.5348 | 12895.0506 | 6451.276 | 11068.5104 | 119.7903 | 119.7903 | 119.7903 | 119.7903 | 119.7903 | 119.7903 | 119.7903 | 119.7903 | 119.7903 | 119.7903 | 119.7903 | 119.7903 | 119.7903 | 119.7903 | 119.7903 | 0.0053389 | 2.751e-06 | 4.0057e-10 | 0.0051932 | 0.00082999 | 4.1431e-09 | 0.00023191 | 6.0104e-22 | 7.6882e-10 | 3.5747e-09 | 0.0057387 | 2.9637e-10 | 1.2684e-07 | 5.1189e-14 | 7.0968e-13 | 0.0053389 | 0.0053417 | 0.0053417 | 0.010532 | 0.011362 | 0.010532 | 0.011594 | 0.011362 | 0.011594 | 0.010532 | 0.011078 | 0.0053389 | 0.010532 | 0.0053389 | 0.0053389
317 | 151620.31 | 15412.8361 | 5848.5107 | 65317.3083 | 36345.2664 | 15245.5168 | 11790.9914 | 2956.358 | 6035.5477 | 7960.2607 | 25660.8086 | 7687.479 | 9448.2737 | 3954.6138 | 6663.2675 | n/a | 9814.622 | 6074.1556 | 4159.8554 | 7850.3629 | 11058.2028 | 7523.9518 | 1429.9634 | 4138.824 | 6827.507 | 4837.2225 | 6766.6756 | 7055.2664 | 3575.3358 | 5239.3403 | 238.0797 | 221.7017 | 221.7017 | 227.6213 | 247.4028 | 199.1437 | 259.6384 | 238.1725 | 259.6384 | 214.4918 | 247.6755 | 183.7955 | 229.6541 | 225.7802 | 226.2095 | 174904.837 | 10387.3534 | 4281.4075 | 74444.6264 | 31701.7253 | 14557.5649 | 5647.8092 | 5110.9396 | 4823.3344 | 4492.9471 | 24816.4961 | 5587.935 | 6964.6879 | 4547.5191 | 5882.0771 | 158258.6 | 19810.5755 | 10291.0631 | 72497.6503 | 37671.9118 | 24824.9677 | 13088.261 | 5109.4267 | 8962.1584 | 10960.8541 | 27341.4423 | 11923.4106 | 13639.2543 | 6205.2786 | 11114.9174 | 113.97 | 113.97 | 113.97 | 113.97 | 145.0054 | 113.97 | 145.0054 | 145.0054 | 145.0054 | 113.97 | 113.97 | 113.97 | 113.97 | 113.97 | 113.97 | 0.0038673 | 8.0401e-07 | 1.934e-14 | 0.00050582 | 0.012691 | 4.3823e-13 | 0.0010272 | 1.0508e-13 | 3.8502e-08 | 1.5396e-08 | 0.003391 | 2.2063e-11 | 9.0812e-10 | 1.7989e-13 | 6.9893e-14 | 0.0038673 | 0.0038681 | 0.0038681 | 0.0043731 | 0.017064 | 0.0043731 | 0.018091 | 0.017064 | 0.018092 | 0.0043732 | 0.0072583 | 0.0038673 | 0.0043731 | 0.0038673 | 0.0038673
318 | 154113.0576 | 15847.4038 | 6053.8441 | 66308.4481 | 36849.1178 | 15217.9921 | 11801.5176 | 2909.392 | 5946.6869 | 7788.8627 | 26145.4307 | 8009.3555 | 9764.1659 | 4053.3966 | 6911.5043 | n/a | 10556.6545 | 4768.0047 | 3869.1359 | 8256.9119 | 11835.3842 | 7461.6952 | 1867.6791 | 4666.4045 | 7115.9831 | 4451.1045 | 5983.4703 | 6431.4485 | 2955.7572 | 4678.6514 | 242.6683 | 226.1892 | 226.1892 | 232.9701 | 251.8422 | 206.173 | 263.4982 | 243.0491 | 263.4982 | 220.7941 | 250.9325 | 191.552 | 234.6305 | 230.0745 | 230.4835 | 171583.3075 | 10760.6996 | 4356.1325 | 67840.1703 | 31326.2585 | 15438.46 | 6248.7554 | 5222.507 | 4783.1012 | 4804.1301 | 26945.8742 | 5734.0505 | 7004.19 | 4742.8974 | 5901.4271 | 160387.4 | 21167.2541 | 9101.4372 | 68185.5 | 38023.7704 | 26966.4442 | 12978.7505 | 7083.8861 | 8772.8057 | 11920.1132 | 29790.6787 | 11410.1208 | 13225.7386 | 7409.4546 | 10568.6784 | 127.1568 | 127.1568 | 127.1568 | 164.7 | 164.7825 | 164.7 | 164.7825 | 164.7825 | 164.7825 | 164.7 | 127.1568 | 164.7 | 164.7 | 127.1568 | 127.1568 | 0.0052356 | 1.1768e-07 | 2.9974e-10 | 0.01479 | 0.014729 | 1.4062e-15 | 0.0014501 | 6.3914e-25 | 5.0625e-08 | 3.847e-11 | 0.000194 | 3.002e-09 | 3.0905e-08 | 1.3997e-18 | 1.9324e-11 | 0.0052356 | 0.0052357 | 0.0052357 | 0.020026 | 0.034755 | 0.020026 | 0.036205 | 0.034755 | 0.036205 | 0.020026 | 0.0054296 | 0.0052356 | 0.020026 | 0.0052356 | 0.0052356
319 | 153702.0381 | 15572.3539 | 5814.774 | 66096.0185 | 36721.8062 | 15276.8802 | 12035.8459 | 3083.3828 | 6237.7116 | 7774.7523 | 26175.924 | 8169.6209 | 9691.2398 | 3951.7743 | 6823.613 | n/a | 10035.8124 | 6763.7661 | 5118.6952 | 7556.72 | 10825.981 | 8001.9241 | 1797.2524 | 4600.616 | 8310.1136 | 2957.7965 | 4470.3141 | 6452.2052 | 2951.7734 | 5051.526 | 226.2904 | 209.7175 | 209.7175 | 211.8388 | 236.695 | 174.3149 | 252.1496 | 225.0363 | 252.1496 | 193.7009 | 242.5246 | 154.929 | 215.7016 | 214.869 | 215.4113 | 175696.1423 | 10619.7393 | 4369.723 | 71703.4017 | 31414.7116 | 13908.7815 | 5850.4642 | 5101.803 | 4882.4351 | 4315.5315 | 28009.42 | 5890.1928 | 7675.5694 | 4603.0097 | 5901.4614 | 160129.1678 | 19220.0303 | 9868.7677 | 71251.2652 | 36962.8 | 23269.7625 | 13728.9567 | 6841.6554 | 9359.6195 | 11300.8451 | 29734.6164 | 10220.3069 | 12574.6746 | 6775.6831 | 10926.9874 | 114.8941 | 114.8941 | 114.8941 | 114.8941 | 300.63 | 114.8941 | 300.63 | 300.63 | 300.63 | 114.8941 | 114.8941 | 114.8941 | 114.8941 | 114.8941 | 114.8941 | 0.004702 | 5.6478e-06 | 2.0293e-13 | 0.0018845 | 0.033279 | 2.9292e-11 | 0.00036704 | 1.7128e-21 | 2.4742e-08 | 7.7395e-10 | 0.00022187 | 2.5544e-06 | 2.9535e-07 | 2.4195e-16 | 1.0405e-12 | 0.004702 | 0.0047077 | 0.0047077 | 0.0065865 | 0.039865 | 0.0065865 | 0.040232 | 0.039865 | 0.040233 | 0.0065865 | 0.0049239 | 0.0047046 | 0.0065868 | 0.004702 | 0.004702
320 | 156276.9414 | 15741.4013 | 5823.0916 | 67135.3762 | 37395.2271 | 15761.0167 | 11901.2154 | 3043.8138 | 6123.981 | 8166.7046 | 26429.5334 | 8347.2668 | 9810.0757 | 4138.6978 | 7093.0774 | n/a | 9564.7952 | 5179.2976 | 4602.6275 | 7140.2697 | 8009.7385 | 9870.3009 | 2133.6569 | 4796.4993 | 6438.0725 | 3712.4007 | 5112.9711 | 6767.3183 | 3461.8712 | 6649.1453 | 194.72 | 178.5706 | 178.5706 | 173.8141 | 206.5706 | 121.8914 | 227.051 | 191.1205 | 227.051 | 147.5817 | 222.0465 | 96.201 | 180.7632 | 185.3973 | 186.116 | 170365.1963 | 10658.9735 | 4121.4225 | 67671.3196 | 31058.8251 | 14766.8762 | 5371.0649 | 5218.5344 | 4677.3452 | 4720.5258 | 24085.739 | 5923.2334 | 7527.8159 | 4519.2043 | 6311.506 | 162074.4 | 18839.8687 | 9300.7202 | 69373.4524 | 38084.5 | 20803.6147 | 15500.2779 | 7352.1913 | 9457.5444 | 10225.9984 | 26841.7 | 10851.0045 | 14176.7342 | 7811.9756 | 12960.6514 | 112.416 | 112.416 | 112.416 | 112.416 | 194.63 | 112.416 | 194.63 | 194.63 | 194.63 | 112.416 | 226.62 | 112.416 | 112.416 | 112.416 | 112.416 | 0.0074429 | 2.3536e-05 | 8.7609e-12 | 0.012528 | 0.022708 | 9.8817e-08 | 1.6078e-06 | 1.2979e-24 | 7.1337e-09 | 2.0115e-06 | 0.023388 | 3.8139e-07 | 8.5409e-10 | 9.3321e-20 | 1.1167e-16 | 0.0074429 | 0.0074664 | 0.0074664 | 0.019971 | 0.042679 | 0.019971 | 0.042681 | 0.042679 | 0.042681 | 0.019973 | 0.030831 | 0.0074434 | 0.019971 | 0.0074429 | 0.0074429
321 | 154712.0755 | 15632.1843 | 5780.3978 | 66518.1983 | 36905.4039 | 15574.3806 | 11658.2315 | 3047.3755 | 5951.0843 | 7930.682 | 26233.2092 | 8218.8714 | 9918.9298 | 3965.2269 | 7129.1699 | n/a | 12238.7709 | 7169.1203 | 5055.8522 | 9550.3202 | 7163.7163 | 6876.5542 | 2019.5392 | 5175.6777 | 7536.8937 | 4488.2996 | 6919.4378 | 6439.5185 | 2773.9116 | 6181.0598 | 195.9407 | 180.4406 | 180.4406 | 178.2699 | 206.7142 | 133.824 | 224.469 | 193.3202 | 224.469 | 156.0953 | 218.1306 | 111.5527 | 183.822 | 186.3589 | 186.9818 | 173437.2277 | 10173.6228 | 4291.5714 | 68420.6767 | 30349.7507 | 15084.3506 | 5877.1006 | 5057.3469 | 4751.8291 | 4220.1091 | 26339.0436 | 5955.4146 | 6547.6466 | 4451.7998 | 6102.4338 | 158446.6 | 22181.6936 | 11446.1917 | 67978.9289 | 37673.2709 | 21610.9669 | 12709.0548 | 7008.5861 | 9882.9069 | 11351.8028 | 27892.9553 | 12642.9524 | 11880.0652 | 7150.7114 | 12283.4936 | 153.7274 | 153.7274 | 153.7274 | 153.7274 | 181.2086 | 153.7274 | 181.2086 | 181.2086 | 181.2086 | 153.7274 | 153.7274 | 153.7274 | 153.7274 | 153.7274 | 153.7274 | 0.026511 | 4.9042e-09 | 4.773e-18 | 0.018239 | 0.021037 | 6.6144e-09 | 0.0020028 | 8.8703e-23 | 2.633e-10 | 1.8381e-09 | 0.0036959 | 3.619e-11 | 1.5393e-05 | 4.2827e-18 | 7.5795e-15 | 0.026511 | 0.026511 | 0.026511 | 0.04475 | 0.065787 | 0.04475 | 0.06779 | 0.065787 | 0.06779 | 0.04475 | 0.030207 | 0.026511 | 0.044766 | 0.026511 | 0.026511
322 | 154323.2967 | 15808.7915 | 5940.8763 | 66377.566 | 36931.5326 | 15486.4675 | 11742.2775 | 3009.117 | 5999.2747 | 7985.2754 | 26195.9713 | 8031.0387 | 10017.1143 | 4060.415 | 6976.4382 | n/a | 8475.801 | 5195.0824 | 4083.2045 | 7712.1961 | 9347.7866 | 8081.9784 | 2000.184 | 3517.7281 | 8204.4527 | 3515.8278 | 6563.1012 | 7951.3045 | 3323.5009 | 6046.7129 | 227.131 | 209.7265 | 209.7265 | 209.1721 | 238.7556 | 163.5037 | 257.1959 | 224.8446 | 257.1959 | 186.6349 | 248.8715 | 140.3726 | 214.5274 | 215.8733 | 216.5203 | 166593.177 | 10478.4704 | 4345.003 | 67139.3611 | 30814.09 | 13571.6615 | 5874.6619 | 5128.1208 | 4799.2683 | 3592.2017 | 23973.6485 | 6186.2012 | 6239.2773 | 4625.0927 | 5921.0626 | 158902.4 | 18096.9714 | 9525.6854 | 68939.3656 | 37566.9861 | 22853.9481 | 13956.6403 | 7082.2048 | 8316.9963 | 11791.4544 | 27310.4763 | 12689.0024 | 14125.7818 | 7715.6936 | 11908.5756 | 156.0016 | 156.0016 | 156.0016 | 156.0016 | 233.0426 | 156.0016 | 233.0426 | 233.0426 | 233.0426 | 156.0016 | 156.0016 | 156.0016 | 156.0016 | 156.0016 | 156.0016 | 0.015338 | 0.00017179 | 6.9363e-12 | 0.010531 | 0.023623 | 1.9526e-10 | 7.3471e-05 | 1.2457e-23 | 6.2999e-07 | 3.1382e-10 | 0.0082421 | 7.1539e-12 | 3.4104e-09 | 5.2448e-20 | 1.4493e-14 | 0.015338 | 0.01551 | 0.01551 | 0.02587 | 0.049492 | 0.02587 | 0.049566 | 0.049492 | 0.049566 | 0.02587 | 0.02358 | 0.015338 | 0.02587 | 0.015338 | 0.015338
323 | 154964.2947 | 15761.3539 | 5764.8677 | 66628.5256 | 37111.507 | 15354.6466 | 11483.5963 | 2908.8105 | 5822.9735 | 7929.978 | 26235.3355 | 7943.4761 | 9944.7605 | 3998.8802 | 7203.0018 | n/a | 9855.883 | 5068.3161 | 4674.9938 | 7706.5268 | 9492.4945 | 9418.7935 | 1698.8354 | 4306.2932 | 7850.7968 | 2907.9357 | 5817.6213 | 8205.7425 | 2790.0873 | 4604.8751 | 228.303 | 211.3259 | 211.3259 | 212.5707 | 239.1943 | 172.0426 | 255.7632 | 226.695 | 255.7632 | 192.8264 | 246.4984 | 151.2588 | 216.961 | 216.8488 | 217.4302 | 172886.513 | 11224.3938 | 4296.3248 | 69068.5651 | 32644.2126 | 13639.3939 | 5782.3651 | 5089.9007 | 4651.8736 | 4078.9408 | 27211.2042 | 6028.6368 | 5788.1266 | 4644.7458 | 6408.5232 | 159594.5 | 19673.7767 | 8694.1409 | 70507.9589 | 38406.6395 | 22835.6885 | 14767.7586 | 6788.7361 | 8780.5668 | 11841.7376 | 28373.9507 | 11638.0581 | 13801.3691 | 7140.0331 | 11004.4982 | 156.1086 | 156.1086 | 156.1086 | 156.1086 | 156.1086 | 156.1086 | 156.1086 | 156.1086 | 156.1086 | 156.1086 | 156.1086 | 156.1086 | 156.1086 | 156.1086 | 156.1086 | 0.015042 | 3.3118e-06 | 2.5101e-10 | 0.0042545 | 0.013363 | 1.2341e-10 | 2.7907e-06 | 2.562e-23 | 2.0042e-08 | 1.6389e-10 | 0.001824 | 6.2182e-10 | 8.2692e-09 | 9.6379e-18 | 2.0431e-11 | 0.015042 | 0.015045 | 0.015045 | 0.019296 | 0.032659 | 0.019296 | 0.032662 | 0.032659 | 0.032662 | 0.019296 | 0.016866 | 0.015042 | 0.019296 | 0.015042 | 0.015042
324 | 151397.1221 | 15549.3306 | 5904.5009 | 65224.1887 | 36250.0715 | 15088.7966 | 11262.4644 | 2875.9723 | 5862.751 | 8028.3696 | 25854.5837 | 7735.8547 | 9756.3677 | 3917.1199 | 6991.2731 | n/a | 8841.6746 | 5810.8847 | 3817.4892 | 8328.8904 | 8274.2632 | 6357.2224 | 1708.9276 | 2694.2085 | 7538.3258 | 4326.4072 | 6612.337 | 6566.4398 | 3706.0286 | 5024.3685 | 213.2428 | 196.2948 | 196.2948 | 193.6562 | 225.0892 | 144.4617 | 244.7131 | 210.2852 | 244.7131 | 169.0777 | 237.9526 | 119.8458 | 199.8506 | 202.8361 | 203.5246 | 172334.1584 | 10173.9449 | 4452.0874 | 70601.1098 | 31703.3758 | 13388.9118 | 5914.6217 | 5091.1605 | 5206.4831 | 3873.3103 | 25584.4244 | 5779.493 | 6577.3658 | 4634.1984 | 5949.6529 | 156198.9 | 18814.1195 | 10253.8721 | 69893.0835 | 37407.5 | 21096.4257 | 12271.8441 | 6743.3881 | 7900.6916 | 10980.5868 | 27324.5031 | 12256.1301 | 12923.6057 | 8061.427 | 9268.1928 | 140.0333 | 140.0333 | 140.0333 | 140.0333 | 147.103 | 140.0333 | 147.103 | 147.103 | 147.103 | 140.0333 | 140.0333 | 140.0333 | 140.0333 | 140.0333 | 140.0333 | 0.012615 | 1.4262e-05 | 4.5962e-14 | 0.0024543 | 0.014704 | 4.338e-09 | 0.0020376 | 1.7213e-23 | 1.8891e-06 | 2.207e-08 | 0.0047375 | 6.0453e-12 | 1.0095e-07 | 4.0321e-23 | 7.2693e-08 | 0.012615 | 0.01263 | 0.01263 | 0.01507 | 0.029774 | 0.01507 | 0.031811 | 0.029774 | 0.031813 | 0.01507 | 0.017353 | 0.012615 | 0.01507 | 0.012615 | 0.012616
325 | 153138.9861 | 15580.0257 | 5804.5305 | 65902.7863 | 36747.5179 | 15456.2957 | 11658.3474 | 2886.6556 | 5671.065 | 7919.6481 | 25947.8785 | 7849.4266 | 9716.0292 | 4010.0723 | 7180.3176 | n/a | 9580.0112 | 5860.2505 | 5171.6764 | 9737.7629 | 8963.3314 | 9754.0028 | 1334.0063 | 3901.7885 | 8013.5961 | 4137.6341 | 7256.8217 | 6987.6836 | 1975.417 | 5797.3786 | 207.0441 | 190.4829 | 190.4829 | 187.5521 | 218.7085 | 138.6875 | 238.1645 | 204.0312 | 238.1645 | 163.0927 | 231.7841 | 114.2822 | 193.7697 | 196.9682 | 197.6508 | 176628.2143 | 11237.4522 | 4204.8596 | 71306.7497 | 31282.5169 | 14483.7919 | 6343.6442 | 5042.6252 | 4845.0656 | 4824.6206 | 26932.5953 | 5903.2281 | 6647.9098 | 4708.6425 | 6387.1547 | 159620.274 | 19125.2482 | 8544.7949 | 69654.4463 | 38285.9 | 23088.8233 | 16036.447 | 6126.0315 | 8709.9541 | 12507.7167 | 29711.3294 | 13132.2498 | 11229.4935 | 4790.3444 | 10459.9181 | 103.5727 | 103.5727 | 103.5727 | 103.5727 | 110.8902 | 103.5727 | 110.8902 | 110.8902 | 110.8902 | 103.5727 | 103.5727 | 103.5727 | 103.5727 | 103.5727 | 103.5727 | 0.0044778 | 7.2905e-06 | 9.7517e-10 | 0.0044881 | 0.010679 | 9.4807e-11 | 1.3802e-07 | 5.869e-20 | 9.0748e-09 | 5.6954e-12 | 0.0001561 | 1.9249e-13 | 8.1077e-05 | 4.4446e-06 | 3.6162e-10 | 0.0044778 | 0.0044851 | 0.0044851 | 0.0089659 | 0.019644 | 0.0089659 | 0.019645 | 0.019644 | 0.019645 | 0.0089659 | 0.0046339 | 0.0044778 | 0.009047 | 0.0044823 | 0.0044778
326 | 151320.2581 | 15236.6238 | 5611.1103 | 65217.5909 | 36222.1143 | 15052.3062 | 11717.6606 | 2926.8945 | 6140.4511 | 7591.2206 | 25856.5727 | 7936.8315 | 9642.8713 | 3889.6579 | 7093.1251 | n/a | 9244.7614 | 6353.067 | 3263.4859 | 9017.9627 | 7907.8674 | 9183.9044 | 2143.8907 | 3762.5249 | 6418.5564 | 3711.3979 | 5842.2926 | 8946.6742 | 3523.0751 | 4576.0614 | 216.1435 | 199.3276 | 199.3276 | 197.917 | 227.5945 | 151.8237 | 246.1063 | 213.6296 | 246.1063 | 175.0445 | 238.6244 | 128.6028 | 203.4995 | 205.4981 | 206.1477 | 175472.0131 | 10874.9888 | 4185.0342 | 72354.0266 | 32727.164 | 14948.0742 | 5799.9291 | 5057.6237 | 4803.1268 | 4681.7718 | 26688.4257 | 6182.5356 | 7150.0263 | 4607.7704 | 5862.5855 | 156953.5 | 16673.3102 | 7906.3612 | 69448.9513 | 37632.8 | 22270.3572 | 14119.5312 | 5853.0203 | 8538.2517 | 10876.9282 | 26884.7 | 11700.9282 | 15907.3005 | 6469.6513 | 10438.6468 | 124.3683 | 124.3683 | 124.3683 | 124.3683 | 125.1886 | 124.3683 | 125.1886 | 125.1886 | 125.1886 | 124.3683 | 128.3817 | 124.3683 | 124.3683 | 124.3683 | 124.3683 | 0.0073705 | 0.0011776 | 1.0474e-08 | 0.0032344 | 0.011731 | 1.6778e-10 | 4.2364e-05 | 5.1571e-18 | 5.5991e-07 | 1.7368e-09 | 0.0091791 | 4.3577e-10 | 2.5899e-13 | 2.4902e-15 | 1.9782e-10 | 0.0073705 | 0.0085482 | 0.0085482 | 0.010605 | 0.022336 | 0.010605 | 0.022378 | 0.022336 | 0.022378 | 0.010605 | 0.01655 | 0.0073705 | 0.010605 | 0.0073705 | 0.0073705
327 | 150568.971 | 15369.5519 | 5727.1846 | 64887.0298 | 36026.8919 | 15206.7842 | 11408.547 | 3006.7798 | 5870.7571 | 7789.8076 | 25637.6849 | 7858.4456 | 9656.7862 | 4003.9041 | 7014.9609 | n/a | 11987.2085 | 6569.3149 | 3902.2469 | 8451.1319 | 10964.789 | 7389.9505 | 1706.7019 | 3253.1484 | 9013.9264 | 4161.3474 | 7255.6864 | 7569.0557 | 3273.2832 | 4455.1502 | 228.2752 | 211.8407 | 211.8407 | 214.9692 | 238.3358 | 180.0657 | 252.8471 | 227.3887 | 252.8471 | 198.2684 | 242.6453 | 161.863 | 218.3214 | 216.6778 | 217.1869 | 177094.3724 | 9859.8023 | 4241.1576 | 73111.0256 | 32785.2497 | 13921.3071 | 6055.9772 | 5012.8793 | 4996.3758 | 4394.3818 | 28146.5492 | 6062.2074 | 7961.3765 | 4719.1575 | 5995.3074 | 155579 | 20168.2351 | 9652.8968 | 68335.2273 | 37146.4 | 22189.9083 | 13164.2277 | 6328.4812 | 8100.6242 | 12926.1082 | 29114.0209 | 11959.106 | 14142.6565 | 7602.3408 | 10312.0577 | 144.6596 | 144.6596 | 144.6596 | 144.6596 | 158.7649 | 144.6596 | 158.7649 | 158.7649 | 158.7649 | 144.6596 | 144.6596 | 144.6596 | 144.6596 | 144.6596 | 144.6596 | 0.01079 | 2.8817e-07 | 3.1572e-13 | 0.0052454 | 0.015114 | 3.7797e-10 | 0.00023548 | 1.1108e-19 | 7.5767e-07 | 2.5023e-13 | 0.00022497 | 6.8633e-11 | 3.9592e-10 | 5.6125e-20 | 2.1146e-10 | 0.01079 | 0.01079 | 0.01079 | 0.016035 | 0.031149 | 0.016035 | 0.031385 | 0.031149 | 0.031386 | 0.016035 | 0.011015 | 0.01079 | 0.016035 | 0.01079 | 0.01079
328 | 154421.0249 | 15586.6011 | 5776.1852 | 66436.6439 | 36914.2521 | 15282.7673 | 11880.4529 | 2908.6785 | 6082.0165 | 7952.9268 | 26232.3237 | 7808.6265 | 9615.2667 | 3921.0851 | 7060.4663 | n/a | 9439.8894 | 7173.1767 | 3941.7481 | 7834.4348 | 11755.8685 | 5782.5698 | 2037.1354 | 4595.7757 | 7289.4841 | 4044.359 | 5430.6805 | 7695.5467 | 3780.9062 | 4746.1284 | 248.681 | 231.3652 | 231.3652 | 236.8214 | 258.7393 | 204.9073 | 272.313 | 248.4996 | 272.313 | 221.9339 | 260.1794 | 187.8808 | 239.3452 | 235.8897 | 236.366 | 179093.9233 | 9407.1617 | 4123.6254 | 75948.5275 | 32303.2574 | 14495.1313 | 5721.976 | 5099.1896 | 4768.4535 | 4727.8732 | 25741.9725 | 5377.4323 | 7269.4282 | 4597.7135 | 6056.7212 | 163318.8 | 18101.6511 | 10601.4021 | 72359.4348 | 38827.1 | 22518.9512 | 11504.5458 | 6639.8328 | 9364.2292 | 11252.9573 | 28254.3315 | 9429.2641 | 13645.175 | 8272.5197 | 10769.6495 | 68.2939 | 68.2939 | 68.2939 | 68.2939 | 93.1993 | 68.2939 | 408.4695 | 93.1993 | 408.4695 | 68.2939 | 68.2939 | 68.2939 | 68.2939 | 68.2939 | 68.2939 | 0.0010041 | 9.1119e-05 | 1.1151e-15 | 0.0011904 | 0.0077499 | 2.1363e-10 | 0.11065 | 1.6579e-22 | 8.1478e-09 | 3.4916e-09 | 0.0021656 | 1.3835e-05 | 2.3924e-09 | 3.8371e-24 | 2.2533e-11 | 0.0010041 | 0.0010952 | 0.0010952 | 0.0021945 | 0.0099444 | 0.0021945 | 0.12059 | 0.0099444 | 0.12059 | 0.0021945 | 0.0031697 | 0.0010179 | 0.0021945 | 0.0010041 | 0.0010041
329 | 153603.6069 | 15613.9287 | 5986.373 | 66104.3099 | 36839.4408 | 15205.4193 | 11882.5258 | 3004.9633 | 6182.5341 | 7749.7016 | 26206.4633 | 8019.1923 | 9589.6538 | 4028.9943 | 7239.4893 | n/a | 12291.7396 | 5978.9381 | 4619.6371 | 8850.2429 | 10055.9708 | 7654.0664 | 1821.5761 | 3849.3905 | 5314.7349 | 4914.7286 | 5549.5194 | 8185.4526 | 4158.709 | 6103.5446 | 250.0675 | 233.222 | 233.222 | 240.6844 | 259.312 | 214.4862 | 270.8055 | 250.6416 | 270.8055 | 228.9033 | 257.6203 | 200.069 | 242.134 | 237.0532 | 237.4564 | 178073.086 | 10170.3086 | 4243.8628 | 71448.9925 | 32842.376 | 14083.3743 | 6323.305 | 5037.8284 | 4988.5513 | 4148.6187 | 27256.5622 | 5809.778 | 6525.0462 | 4647.6112 | 6008.5385 | 159423.6528 | 20854.1482 | 9012.5009 | 69301.8279 | 37983.3 | 23746.6451 | 13938.7714 | 4013.7856 | 8799.3418 | 9094.4536 | 28531.7251 | 11335.4974 | 14295.5988 | 8731.3202 | 11747.0831 | 141.4447 | 141.4447 | 141.4447 | 141.4447 | 172.8377 | 141.4447 | 172.8377 | 172.8377 | 172.8377 | 141.4447 | 141.4447 | 141.4447 | 141.4447 | 141.4447 | 141.4447 | 0.0068832 | 1.1804e-07 | 2.7707e-10 | 0.0063843 | 0.015126 | 6.2822e-12 | 0.00012377 | 1.7913e-07 | 2.211e-07 | 4.3346e-05 | 0.0013798 | 4.6129e-09 | 1.4025e-10 | 2.8291e-25 | 4.3963e-13 | 0.0068832 | 0.0068833 | 0.0068833 | 0.013267 | 0.028394 | 0.013267 | 0.028518 | 0.028394 | 0.028518 | 0.013311 | 0.008263 | 0.0068832 | 0.013267 | 0.0068832 | 0.0068832
330 | 154434.2363 | 15546.996 | 5996.4419 | 66416.1816 | 37063.579 | 15123.5457 | 11516.1738 | 2884.4568 | 5861.4203 | 7848.322 | 26308.7249 | 8091.6159 | 9701.3383 | 4034.0493 | 7136.4881 | n/a | 10019.2617 | 5250.2323 | 4680.5948 | 10470.4089 | 6040.8696 | 6782.1486 | 1967.0347 | 4316.0881 | 7201.487 | 3913.897 | 7124.0125 | 6682.0834 | 3518.0714 | 4407.5278 | 244.322 | 227.4221 | 227.4221 | 233.1741 | 254.0317 | 202.9873 | 266.9402 | 244.2937 | 266.9402 | 219.1795 | 254.8243 | 186.795 | 235.438 | 231.7249 | 232.1778 | 174294.0624 | 12015.2208 | 4068.0191 | 67666.5026 | 32693.2855 | 13524.4739 | 5985.5649 | 5098.5616 | 4843.5965 | 4638.0757 | 27947.2646 | 5674.1088 | 6822.7541 | 4710.0027 | 5912.9835 | 159890.2 | 21445.7825 | 9318.2514 | 68478.7 | 42066.7944 | 18923.0435 | 12767.7135 | 7020.5963 | 9159.6846 | 11449.8627 | 30300.5616 | 12545.5213 | 12651.2401 | 8189.974 | 9555.3113 | 147.424 | 147.424 | 147.424 | 155.4 | 155.4 | 155.4 | 155.4 | 155.4 | 155.4 | 155.4 | 147.424 | 155.4 | 155.4 | 147.424 | 147.424 | 0.0088742 | 2.2188e-08 | 4.4664e-11 | 0.013508 | 0.00053235 | 1.5398e-06 | 0.0010747 | 6.6035e-25 | 4.2382e-09 | 6.2775e-10 | 0.00012048 | 2.2568e-11 | 2.2794e-07 | 1.4256e-22 | 4.2513e-08 | 0.0088742 | 0.0088742 | 0.0088742 | 0.022383 | 0.022915 | 0.022384 | 0.02399 | 0.022915 | 0.02399 | 0.022384 | 0.0089947 | 0.0088757 | 0.022383 | 0.0088742 | 0.0088742
331 | 152129.5968 | 15557.6467 | 5901.9547 | 65515.8929 | 36422.9791 | 15450.9032 | 11231.9863 | 2995.0302 | 5950.2429 | 8055.4008 | 25874.8124 | 8077.1651 | 9974.6323 | 4070.4377 | 6844.6892 | n/a | 11932.1323 | 3943.482 | 4309.3097 | 5873.1017 | 8853.552 | 7888.7163 | 1832.8947 | 4103.0582 | 6641.2943 | 3935.2223 | 6261.6657 | 7526.7387 | 3819.4455 | 4967.7645 | 273.0834 | 255.4877 | 255.4877 | 266.425 | 281.9514 | 246.1328 | 291.4603 | 274.7781 | 291.4603 | 258.0605 | 275.6731 | 234.205 | 266.4723 | 258.6573 | 258.9909 | 179538.0763 | 10398.5751 | 4393.6388 | 76403.252 | 35339.3594 | 13721.5873 | 6170.7289 | 5169.8256 | 4934.6006 | 4233.1527 | 25277.3157 | 6194.3941 | 6595.1302 | 4465.3328 | 6050.211 | 160723.9 | 20586.8157 | 6912.3291 | 74186.1987 | 40132.8611 | 21472.6393 | 14015.0452 | 7002.7203 | 9019.1587 | 10620.947 | 27210 | 12422.5598 | 12733.1799 | 8279.7783 | 9464.3838 | 79.53 | 79.53 | 79.53 | 79.53 | 79.53 | 79.53 | 79.53 | 79.53 | 79.53 | 79.53 | 100.1704 | 79.53 | 79.53 | 79.53 | 79.53 | 0.001118 | 1.891e-07 | 8.1397e-05 | 0.00020098 | 0.0015473 | 6.0731e-09 | 1.0066e-05 | 2.1926e-23 | 1.6045e-08 | 1.5091e-07 | 0.0058052 | 3.6611e-11 | 6.7785e-07 | 1.1933e-22 | 7.2261e-09 | 0.001118 | 0.0011182 | 0.0011996 | 0.001319 | 0.0028663 | 0.001319 | 0.0028763 | 0.0028663 | 0.0028764 | 0.0013192 | 0.0069232 | 0.001118 | 0.0013197 | 0.001118 | 0.001118
332 | 153182.0572 | 15415.6941 | 5906.2686 | 65921.8065 | 36560.0473 | 15611.6041 | 11604.1594 | 2835.7435 | 5963.4023 | 7747.1506 | 25839.9902 | 8554.7872 | 9936.4853 | 3591.3998 | 7128.0587 | n/a | 10411.1714 | 6592.3639 | 4641.9009 | 6244.254 | 9287.2358 | 7391.6542 | 2191.7132 | 3694.6661 | 6155.7034 | 4534.643 | 7086.6094 | 7918.7135 | 3505.166 | 4143.3322 | 231.4914 | 215.4908 | 215.4908 | 220.9824 | 240.6728 | 192.5049 | 252.8581 | 231.4805 | 252.8581 | 207.7899 | 241.3577 | 177.22 | 223.1045 | 219.5526 | 219.9801 | 169873.5593 | 11000.5614 | 4191.1805 | 70078.4501 | 31170.0809 | 15343.9363 | 5050.4199 | 5003.6411 | 4577.0562 | 4799.2934 | 24703.6567 | 5840.063 | 6451.5128 | 4688.1005 | 6375.4292 | 158018.9 | 21399.8328 | 10783.5444 | 70311.5774 | 36674.8 | 22662.1193 | 12592.9104 | 7181.3543 | 8233.1223 | 9027.5441 | 26663.5 | 12885.0725 | 13970.7263 | 7933.1665 | 9312.4755 | 152.4971 | 152.4971 | 152.4971 | 152.4971 | 328.44 | 152.4971 | 328.44 | 328.44 | 328.44 | 152.4971 | 157.95 | 152.4971 | 152.4971 | 152.4971 | 152.4971 | 0.012739 | 1.5879e-08 | 1.5999e-15 | 0.0030145 | 0.037158 | 5.1193e-10 | 0.0023633 | 1.8036e-26 | 7.4105e-07 | 5.9821e-05 | 0.012458 | 1.2601e-10 | 4.0216e-09 | 4.23e-26 | 1.5826e-07 | 0.012739 | 0.012739 | 0.012739 | 0.015754 | 0.052912 | 0.015754 | 0.055275 | 0.052912 | 0.055276 | 0.015814 | 0.025198 | 0.012739 | 0.015754 | 0.012739 | 0.01274
333 | 151561.0816 | 15100.4792 | 5664.1735 | 65269.9274 | 36358.974 | 15324.4249 | 11635.4289 | 3067.0966 | 5913.544 | 7809.0731 | 25807.6717 | 7944.2901 | 9786.2682 | 3978.1412 | 6580.6179 | n/a | 9685.9566 | 5365.8811 | 2963.5784 | 8105.721 | 7950.931 | 7326.7868 | 2102.578 | 2932.3865 | 9236.1633 | 4427.0448 | 6695.293 | 7981.8894 | 3385.4377 | 4798.3756 | 229.355 | 212.6861 | 212.6861 | 215.2834 | 239.7035 | 178.5859 | 254.8793 | 228.2552 | 254.8793 | 197.6221 | 244.9012 | 159.5497 | 218.9521 | 217.7446 | 218.2771 | 178318.0368 | 11184.9747 | 4199.8182 | 71948.3576 | 32531.4129 | 14323.4866 | 5792.1648 | 4973.6852 | 5058.2952 | 4285.8718 | 25850.1422 | 5833.5938 | 6797.2265 | 4515.774 | 6237.8624 | 158994.5 | 19277.2279 | 8089.9959 | 67956.2 | 40291.6339 | 20718.4183 | 13031.0516 | 6947.1632 | 7990.6817 | 13392.4351 | 27230.187 | 11102.4874 | 12275.1786 | 6398.6124 | 11036.238 | 91.9921 | 91.9921 | 91.9921 | 111.3971 | 111.3971 | 111.3971 | 111.3971 | 111.3971 | 111.3971 | 111.3971 | 91.9921 | 111.3971 | 111.3971 | 91.9921 | 91.9921 | 0.0023267 | 1.1219e-06 | 5.0785e-09 | 0.0085932 | 0.0012629 | 2.7454e-08 | 0.00073612 | 3.1666e-22 | 1.7037e-06 | 2.8519e-14 | 0.0050663 | 8.5918e-09 | 1.635e-06 | 3.0125e-14 | 4.8571e-14 | 0.0023267 | 0.0023278 | 0.0023278 | 0.01092 | 0.012183 | 0.01092 | 0.012919 | 0.012183 | 0.012921 | 0.01092 | 0.007393 | 0.0023267 | 0.010922 | 0.0023267 | 0.0023267
334 | 156501.9861 | 15892.7083 | 5844.6274 | 67212.7168 | 37464.0107 | 15634.6796 | 12097.9925 | 2961.4507 | 6081.4201 | 8180.8948 | 26570.3584 | 8221.7793 | 10246.1235 | 4129.8387 | 7421.4696 | n/a | 8641.405 | 5552.5726 | 3513.271 | 9834.9077 | 12325.9657 | 8217.9955 | 1915.8511 | 3434.0082 | 6224.8307 | 2767.0627 | 7198.5624 | 5373.8233 | 3890.2345 | 5948.362 | 218.9488 | 202.1577 | 202.1577 | 201.5758 | 230.1756 | 157.4109 | 248.0034 | 216.7267 | 248.0034 | 179.7738 | 240.0026 | 135.0481 | 206.7643 | 208.1003 | 208.7258 | 175065.3405 | 9935.9608 | 4177.8684 | 71336.5743 | 33424.6706 | 13563.5496 | 6004.8849 | 5137.265 | 4939.1765 | 4338.1598 | 27864.821 | 5991.6047 | 7674.2574 | 4621.2889 | 6429.8111 | 162443.3405 | 17782.7658 | 9614.041 | 70495.9452 | 40866.9782 | 25667.9153 | 13363.8804 | 7040.1161 | 7831.3846 | 10392.9906 | 28874.3837 | 13138.5671 | 12610.7806 | 8220.6234 | 12164.173 | 123.6061 | 123.6061 | 123.6061 | 123.6061 | 123.6061 | 123.6061 | 123.6061 | 123.6061 | 123.6061 | 123.6061 | 123.6061 | 123.6061 | 123.6061 | 123.6061 | 123.6061 | 0.0068163 | 0.00046003 | 1.4521e-12 | 0.0062599 | 0.0022065 | 2.5668e-13 | 0.0012308 | 5.2439e-24 | 1.0313e-05 | 9.8672e-07 | 0.0014917 | 3.5507e-12 | 4.1541e-06 | 8.6491e-22 | 2.263e-13 | 0.0068163 | 0.0072763 | 0.0072763 | 0.013076 | 0.015283 | 0.013076 | 0.016514 | 0.015283 | 0.016524 | 0.013077 | 0.008308 | 0.0068163 | 0.01308 | 0.0068163 | 0.0068163
335 | 154652.1666 | 15594.6162 | 5930.4047 | 66505.7234 | 37010.4281 | 15843.3744 | 11670.6177 | 2985.9447 | 6064.245 | 8454.7048 | 26335.1138 | 8466.7841 | 9760.2134 | 4048.4922 | 7255.5641 | n/a | 10176.5577 | 6807.807 | 3374.0307 | 9279.1094 | 7882.2615 | 9032.034 | 2130.0954 | 4525.5065 | 8483.6941 | 5177.2179 | 6752.5267 | 6510.4797 | 2537.0833 | 5570.1797 | 230.4809 | 213.4588 | 213.4588 | 215.1232 | 241.2966 | 175.4246 | 257.5788 | 229.0136 | 257.5788 | 195.8486 | 248.0226 | 155.0006 | 219.3308 | 218.8862 | 219.4575 | 170126.6792 | 9752.544 | 4265.2961 | 71435.8952 | 29109.4472 | 14959.9391 | 5985.0126 | 5086.6308 | 5001.9098 | 4642.5782 | 24880.203 | 5690.4992 | 6903.796 | 4569.5735 | 5935.2461 | 159635.4 | 18363.6329 | 9728.5343 | 71635.2364 | 38100.6566 | 22673.6006 | 14918.4466 | 7197.4262 | 9521.2163 | 13110.4723 | 27219.4 | 12290.226 | 13328.9757 | 6751.5568 | 11505.4258 | 149.6338 | 149.6338 | 149.6338 | 149.6338 | 166.4951 | 149.6338 | 166.4951 | 166.4951 | 166.4951 | 149.6338 | 156.0568 | 149.6338 | 149.6338 | 149.6338 | 149.6338 | 0.012014 | 4.9103e-05 | 1.7193e-12 | 0.001953 | 0.015922 | 1.1621e-09 | 3.6137e-06 | 1.5592e-24 | 3.4407e-09 | 1.7436e-11 | 0.011661 | 1.0519e-09 | 1.9891e-08 | 2.041e-15 | 1.9568e-12 | 0.012014 | 0.012063 | 0.012063 | 0.013967 | 0.029889 | 0.013967 | 0.029893 | 0.029889 | 0.029893 | 0.013967 | 0.023675 | 0.012014 | 0.013967 | 0.012014 | 0.012014
336 | 155292.505 | 15903.3562 | 5876.711 | 66779.6115 | 37102.1779 | 15338.6592 | 11884.5241 | 2884.7187 | 6133.3212 | 8199.8954 | 26374.6095 | 8263.3785 | 9887.5613 | 4106.3292 | 7296.0808 | n/a | 12004.4875 | 5564.1979 | 4819.976 | 10319.79 | 7321.6228 | 7542.259 | 1936.5071 | 4033.0488 | 5088.1335 | 4280.3129 | 4960.5527 | 6343.0322 | 3201.3629 | 6423.1996 | 231.113 | 214.9009 | 214.9009 | 219.555 | 240.6442 | 188.6526 | 253.7136 | 230.7849 | 253.7136 | 205.0466 | 242.6446 | 172.2586 | 222.13 | 219.2573 | 219.7159 | 167441.5896 | 9167.7227 | 4398.8109 | 68083.9245 | 32202.9107 | 13454.4849 | 5200.9398 | 5068.1622 | 4674.5882 | 4383.6061 | 26175.7203 | 6022.0335 | 6385.8733 | 4586.9828 | 5997.2101 | 159564.0778 | 20786.0984 | 9859.3087 | 69001.2005 | 40445.3007 | 20351.9077 | 12702.4988 | 6900.5693 | 8707.6369 | 9053.2396 | 30173.3332 | 10976.8862 | 12578.6055 | 7373.3457 | 12405.2097 | 166.1178 | 166.1178 | 166.1178 | 166.1178 | 166.1178 | 166.1178 | 166.1178 | 166.1178 | 166.1178 | 166.1178 | 166.1178 | 166.1178 | 166.1178 | 166.1178 | 166.1178 | 0.019017 | 3.5134e-07 | 4.229e-13 | 0.012557 | 0.0022588 | 7.5011e-08 | 0.0040961 | 3.0463e-24 | 2.4439e-07 | 0.00065274 | 0.00016232 | 1.2633e-07 | 8.0664e-07 | 6.091e-18 | 1.9017e-14 | 0.019017 | 0.019017 | 0.019017 | 0.031573 | 0.033832 | 0.031574 | 0.037928 | 0.033832 | 0.037929 | 0.032226 | 0.019179 | 0.019017 | 0.031574 | 0.019017 | 0.019017
337 | 159230.9845 | 15973.6382 | 6091.684 | 68304.972 | 37995.4532 | 15816.4318 | 12180.6853 | 3197.7651 | 6069.9522 | 8077.1552 | 27090.6849 | 8304.8692 | 10344.7325 | 4196.7415 | 7329.9837 | n/a | 10649.3739 | 5118.0413 | 4325.155 | 9085.1443 | 9438.6465 | 5937.001 | 1924.2499 | 3575.965 | 7534.1592 | 3770.8253 | 6225.5157 | 7336.8332 | 3263.5301 | 3776.3326 | 218.2809 | 201.971 | 201.971 | 202.8892 | 228.8138 | 163.3288 | 244.9523 | 216.6393 | 244.9523 | 183.5725 | 236.2296 | 143.085 | 207.2366 | 207.3505 | 207.9167 | 179571.4783 | 10196.2973 | 4347.5953 | 74864.0488 | 33865.3135 | 13528.3571 | 6193.4185 | 5175.8631 | 5073.063 | 4636.5411 | 27353.7222 | 5709.7252 | 6530.8434 | 4621.3522 | 6016.7876 | 165019.3 | 20759.3712 | 9415.4366 | 70545.4 | 39711.9617 | 21669.9507 | 12051.7196 | 7002.813 | 8570.328 | 11921.0473 | 29448.0476 | 11743.0408 | 11785.2766 | 7552.7823 | 9793.1203 | 128.4177 | 128.4177 | 128.4177 | 129.9907 | 129.9907 | 129.9907 | 367.4284 | 129.9907 | 367.4284 | 129.9907 | 128.4177 | 129.9907 | 129.9907 | 128.4177 | 128.4177 | 0.0079698 | 4.6639e-07 | 6.115e-11 | 0.012752 | 0.009598 | 1.3315e-08 | 0.058939 | 4.9384e-21 | 3.0489e-07 | 3.2318e-10 | 0.0014743 | 4.5332e-09 | 0.00015596 | 5.0618e-18 | 4.781e-08 | 0.0079698 | 0.0079703 | 0.0079703 | 0.020721 | 0.030319 | 0.020721 | 0.089258 | 0.030319 | 0.089259 | 0.020721 | 0.0094441 | 0.0079698 | 0.020877 | 0.0079698 | 0.0079699
338 | 155337.3907 | 15682.7369 | 6170.7429 | 66784.9406 | 37171.1834 | 15593.6651 | 11942.2376 | 2918.076 | 6179.4343 | 7950.4952 | 26347.894 | 8509.2984 | 10042.2583 | 4017.8509 | 7082.2982 | n/a | 10265.5872 | 6773.1909 | 3600.2232 | 10785.7378 | 9691.9601 | 9066.1662 | 1735.4027 | 3677.862 | 8153.7153 | 3224.1496 | 7428.1901 | 6566.734 | 4053.495 | 4450.959 | 211.2443 | 194.9643 | 194.9643 | 194.1248 | 222.1984 | 150.6848 | 239.7022 | 208.9939 | 239.7022 | 172.6412 | 232.1213 | 128.7284 | 199.2839 | 200.7988 | 201.413 | 174658.8303 | 10094.1281 | 4506.6691 | 70566.5349 | 31088.9444 | 14025.2921 | 5933.9404 | 5139.9737 | 4976.8917 | 4396.5458 | 25722.0113 | 5879.7956 | 7610.0766 | 4728.0669 | 5870.544 | 159092.4 | 18492.8905 | 9899.2352 | 69504.7631 | 39239.4813 | 23450.3522 | 14732.1305 | 6875.3764 | 8462.6536 | 12536.2611 | 27081.6 | 13055.0856 | 13966.4106 | 8566.9619 | 9990.503 | 165.5317 | 165.5317 | 165.5317 | 165.5317 | 165.5317 | 165.5317 | 165.5317 | 165.5317 | 165.5317 | 165.5317 | 165.6819 | 165.5317 | 165.5317 | 165.5317 | 165.5317 | 0.026253 | 4.615e-05 | 6.7287e-12 | 0.0087472 | 0.0068521 | 6.3509e-11 | 1.6196e-05 | 1.1348e-23 | 1.0158e-06 | 6.2886e-12 | 0.014557 | 4.239e-11 | 7.3542e-09 | 1.3818e-24 | 2.3372e-09 | 0.026253 | 0.026299 | 0.026299 | 0.035001 | 0.041853 | 0.035001 | 0.041869 | 0.041853 | 0.04187 | 0.035001 | 0.04081 | 0.026253 | 0.035001 | 0.026253 | 0.026253
339 | 149560.8188 | 14799.4769 | 5383.1003 | 64487.398 | 35885.4785 | 14968.3376 | 11268.2721 | 3039.1938 | 5808.7765 | 8017.847 | 25610.9762 | 7823.912 | 9489.0386 | 3928.7125 | 6983.9017 | n/a | 10697.8169 | 5952.9565 | 4398.9059 | 8689.2066 | 8523.913 | 9253.1369 | 1952.0466 | 3612.4335 | 7062.6554 | 5276.0637 | 6194.0327 | 7783.0646 | 4075.6104 | 6096.9118 | 199.9784 | 183.8528 | 183.8528 | 180.5706 | 211.4435 | 132.0268 | 230.7281 | 196.8955 | 230.7281 | 156.2171 | 224.7903 | 107.8365 | 186.8247 | 190.281 | 190.9577 | 168766.7316 | 9755.6092 | 3932.0073 | 67831.2851 | 32447.1077 | 13813.0703 | 5790.0008 | 5114.6336 | 4699.0209 | 4404.775 | 26703.6129 | 5753.8436 | 6496.074 | 4481.5241 | 6194.595 | 153185.1 | 19907.126 | 9820.5638 | 67850.5084 | 38048.1316 | 21446.4833 | 13658.2463 | 7003.3802 | 7009.0631 | 10777.6304 | 28643.1189 | 11747.1763 | 14031.6386 | 8179.0345 | 12247.0067 | 156.374 | 156.374 | 156.374 | 156.374 | 156.374 | 156.374 | 156.374 | 156.374 | 156.374 | 156.374 | 156.374 | 156.374 | 156.374 | 156.374 | 156.374 | 0.026253 | 8.211e-08 | 1.6895e-15 | 0.0054637 | 0.0059044 | 1.0866e-09 | 3.3357e-05 | 7.5309e-23 | 0.00010291 | 5.5285e-08 | 0.00043778 | 1.5148e-10 | 2.2568e-10 | 1.3631e-23 | 2.1961e-15 | 0.026253 | 0.026253 | 0.026253 | 0.031717 | 0.037621 | 0.031717 | 0.037655 | 0.037621 | 0.037758 | 0.031717 | 0.026691 | 0.026253 | 0.031717 | 0.026253 | 0.026253
340 | 153156.1194 | 15400.1834 | 5703.8297 | 65921.2759 | 36638.5263 | 15548.4954 | 11625.4981 | 3073.9432 | 5976.6063 | 8066.2182 | 26045.55 | 8349.6124 | 9852.4852 | 4127.7094 | 7012.9744 | n/a | 10862.4409 | 6292.2668 | 3875.003 | 10752.7691 | 10709.6562 | 7733.363 | 1774.7132 | 4695.645 | 7588.4886 | 3843.6684 | 5296.3944 | 7964.9519 | 3614.0384 | 5239.5212 | 243.3354 | 225.8792 | 225.8792 | 229.4319 | 253.9638 | 192.8754 | 269.1948 | 242.4738 | 269.1948 | 211.9809 | 258.2115 | 173.77 | 232.8852 | 230.9561 | 231.4905 | 172341.1072 | 10990.2338 | 4210.2268 | 70292.7485 | 32048.2374 | 13598.0108 | 5612.5985 | 5104.2542 | 4779.738 | 4106.9382 | 24946.9669 | 5623.0455 | 7568.942 | 4517.673 | 6194.8774 | 158504 | 21741.0747 | 10468.7936 | 67663.4 | 39011.4179 | 23261.067 | 12519.301 | 6811.1673 | 9447.3831 | 11047.5268 | 26939.2 | 10520.74 | 13996.031 | 7870.1114 | 11434.3987 | 148.3048 | 148.3048 | 148.3048 | 168.5634 | 168.5634 | 168.5634 | 168.5634 | 168.5634 | 168.5634 | 168.5634 | 159.6818 | 168.5634 | 168.5634 | 148.3048 | 148.3048 | 0.0092279 | 6.4633e-09 | 1.1137e-15 | 0.015738 | 0.005108 | 8.6758e-11 | 0.0031253 | 1.9186e-21 | 2.5425e-09 | 2.0507e-08 | 0.011335 | 1.7995e-06 | 2.2595e-09 | 3.9156e-20 | 3.2033e-13 | 0.0092279 | 0.0092279 | 0.0092279 | 0.024966 | 0.030074 | 0.024966 | 0.033199 | 0.030074 | 0.033199 | 0.024966 | 0.020563 | 0.0092297 | 0.024966 | 0.0092279 | 0.0092279
341 | 157794.4736 | 16032.2762 | 6213.9328 | 67769.0308 | 37648.2096 | 15972.4915 | 11866.5552 | 3027.7779 | 6137.4228 | 8219.7378 | 26619.4037 | 8336.4291 | 9897.3895 | 3954.3904 | 7620.1771 | n/a | 12216.3542 | 5360.0746 | 4125.2626 | 9342.7492 | 10222.259 | 6829.2448 | 1830.5804 | 5121.1134 | 7507.7228 | 3787.3051 | 8186.6849 | 6197.4392 | 3140.7644 | 4265.8924 | 233.2531 | 216.6992 | 216.6992 | 220.7287 | 243.1664 | 187.5483 | 257.0854 | 232.6662 | 257.0854 | 205.0081 | 246.2465 | 170.0886 | 223.6953 | 221.3388 | 221.8272 | 168518.9664 | 10971.0754 | 4064.2657 | 69658.9029 | 31180.9932 | 14218.2099 | 5836.0897 | 5124.9125 | 5041.7399 | 4556.4444 | 25126.2621 | 5788.5554 | 6232.548 | 4529.0712 | 5878.5134 | 161771.2 | 20816.1296 | 9424.3403 | 71344.3655 | 39422.5424 | 24425.1689 | 12539.1345 | 6955.4929 | 10041.8534 | 12064.1673 | 28735.7672 | 13959.9403 | 12354.8872 | 7592.4356 | 10144.4058 | 176.1464 | 176.1464 | 176.1464 | 176.1464 | 176.1464 | 176.1464 | 176.1464 | 176.1464 | 176.1464 | 176.1464 | 176.1464 | 176.1464 | 176.1464 | 176.1464 | 176.1464 | 0.023809 | 4.8849e-07 | 1.821e-10 | 0.005329 | 0.0090131 | 2.3045e-11 | 0.0061591 | 9.7722e-23 | 5.278e-10 | 4.4496e-10 | 0.0019717 | 1.8124e-13 | 2.0761e-06 | 2.1347e-20 | 5.8011e-08 | 0.023809 | 0.02381 | 0.02381 | 0.029138 | 0.038151 | 0.029138 | 0.04431 | 0.038151 | 0.04431 | 0.029138 | 0.025781 | 0.023809 | 0.02914 | 0.023809 | 0.023809
342 | 155818.6096 | 15723.0627 | 5925.3931 | 66972.565 | 37294.8204 | 15322.685 | 11830.297 | 3145.9973 | 6273.8032 | 7718.382 | 26286.4604 | 7900.5213 | 10272.9396 | 3916.0451 | 7004.7351 | n/a | 9715.377 | 6354.1729 | 4901.6081 | 9600.5371 | 6102.1767 | 8979.3468 | 2056.853 | 4056.6335 | 8540.8934 | 4161.8151 | 5791.3215 | 7356.4785 | 3466.9798 | 4099.8254 | 232.116 | 215.7518 | 215.7518 | 220.1413 | 241.8139 | 188.255 | 255.2509 | 231.6774 | 255.2509 | 205.1101 | 244.2757 | 171.4 | 222.8843 | 220.2307 | 220.7022 | 173208.677 | 10339.5114 | 4350.0684 | 69827.6448 | 30100.2255 | 15142.3047 | 5667.7964 | 5180.8833 | 4743.3231 | 4446.9146 | 25940.5526 | 5864.3139 | 7221.8925 | 4752.84 | 6251.6125 | 161800.6 | 17974.8884 | 8936.2413 | 71829.3529 | 38437.6626 | 20400.4814 | 13734.4432 | 7129.4363 | 8224.3566 | 12386.408 | 28828.3906 | 11413.0354 | 14117.8709 | 8043.4199 | 10351.4379 | 129.58 | 129.58 | 129.58 | 129.58 | 162.6217 | 129.58 | 162.6217 | 162.6217 | 162.6217 | 129.58 | 129.58 | 129.58 | 129.58 | 129.58 | 129.58 | 0.006555 | 0.00018207 | 2.51e-10 | 0.0023614 | 0.015326 | 6.2531e-08 | 0.00018576 | 3.0383e-22 | 5.3493e-06 | 2.1071e-12 | 0.0010135 | 1.3802e-09 | 1.413e-08 | 4.8434e-23 | 1.5443e-10 | 0.006555 | 0.0067371 | 0.0067371 | 0.0089164 | 0.024242 | 0.0089165 | 0.024428 | 0.024242 | 0.024433 | 0.0089165 | 0.0075685 | 0.0065551 | 0.0089164 | 0.006555 | 0.006555
343 | 153590.6934 | 15584.4518 | 5687.4102 | 66081.4389 | 36769.1109 | 15597.0117 | 11781.5671 | 3053.8845 | 5849.1486 | 7844.9063 | 25919.2282 | 8117.3089 | 9640.1922 | 4023.0169 | 7201.9813 | n/a | 11565.7219 | 5654.4161 | 3879.7063 | 9070.18 | 11149.93 | 7672.5243 | 2189.7131 | 5429.1219 | 6221.0712 | 3734.3499 | 4195.2387 | 7366.0893 | 3593.2758 | 5777.5214 | 214.0484 | 197.772 | 197.772 | 197.6867 | 224.811 | 155.9533 | 241.712 | 212.0612 | 241.712 | 177.1535 | 233.6493 | 134.753 | 202.4927 | 203.4056 | 203.9986 | 171862.3233 | 9625.5578 | 4296.9422 | 69916.1594 | 33614.6879 | 13066.8946 | 5690.1597 | 5271.81 | 4936.1101 | 4442.7456 | 25876.0968 | 5959.2329 | 6160.5049 | 4646.0591 | 5771.2752 | 157299.8 | 19739.5325 | 8548.011 | 67531.8 | 38872.5051 | 24078.0246 | 12600.0155 | 7461.5231 | 9621.6636 | 10653.4167 | 27680.3467 | 10026.0716 | 12793.9387 | 8089.3349 | 11548.7965 | 167.8705 | 167.8705 | 167.8705 | 167.9355 | 167.9355 | 167.9355 | 167.9355 | 167.9355 | 167.9355 | 167.9355 | 167.8705 | 167.9355 | 167.9355 | 167.8705 | 167.8705 | 0.026511 | 1.6419e-06 | 3.0479e-10 | 0.018246 | 0.0065157 | 1.288e-11 | 0.0040088 | 4.6921e-25 | 4.1123e-10 | 3.2256e-08 | 0.003084 | 4.7326e-06 | 9.1389e-08 | 3.4504e-22 | 9.5149e-13 | 0.026511 | 0.026513 | 0.026513 | 0.044757 | 0.051273 | 0.044757 | 0.055282 | 0.051273 | 0.055282 | 0.044757 | 0.029595 | 0.026516 | 0.044757 | 0.026511 | 0.026511
344 | 148029.7414 | 15004.8803 | 5551.2633 | 63872.7119 | 35569.1405 | 14717.3082 | 11036.9238 | 2805.8628 | 5839.4369 | 7523.9964 | 25190.8658 | 7964.7158 | 9473.2853 | 3913.1973 | 6917.6382 | n/a | 10604.8517 | 4751.3801 | 3531.3596 | 9976.289 | 8250.6996 | 8652.9084 | 2345.9225 | 3669.3052 | 8649.3656 | 3470.0754 | 6396.6077 | 7546.2702 | 3479.1087 | 4742.5196 | 220.9963 | 204.6482 | 204.6482 | 206.1516 | 231.4077 | 167.8108 | 247.1207 | 219.554 | 247.1207 | 187.5209 | 238.0038 | 148.1006 | 210.237 | 209.8858 | 210.4372 | 172683.0052 | 9784.0094 | 4249.869 | 68681.1099 | 30611.6363 | 13471.4969 | 5836.7889 | 5081.7626 | 4972.7504 | 4006.7641 | 26677.8331 | 6149.491 | 6665.5632 | 4634.4238 | 5910.1527 | 154681.4 | 18797.3222 | 8177.0103 | 66202.1695 | 38062.5253 | 21041.9965 | 13821.9973 | 7427.6852 | 8146.1555 | 12332.3297 | 26215.4 | 12189.6987 | 13634.4334 | 7690.6325 | 10243.6723 | 102.0403 | 102.0403 | 102.0403 | 120.9215 | 120.9215 | 120.9215 | 120.9215 | 120.9215 | 120.9215 | 120.9215 | 124.86 | 120.9215 | 120.9215 | 102.0403 | 102.0403 | 0.0034732 | 2.7874e-06 | 9.4234e-10 | 0.011297 | 0.0043018 | 1.2272e-09 | 8.6367e-06 | 2.7191e-28 | 4.9239e-07 | 5.5271e-13 | 0.0088621 | 4.9044e-11 | 1.0776e-09 | 2.7233e-21 | 1.3662e-10 | 0.0034732 | 0.003476 | 0.003476 | 0.01477 | 0.019072 | 0.01477 | 0.01908 | 0.019072 | 0.019081 | 0.01477 | 0.012335 | 0.0034732 | 0.01477 | 0.0034732 | 0.0034732
345 | 153921.3338 | 15500.8538 | 5897.3701 | 66230.328 | 36798.5881 | 15315.7095 | 11732.5746 | 2958.5121 | 5997.1449 | 7980.1477 | 26080.9863 | 8086.2695 | 9611.9205 | 4087.9582 | 6883.906 | n/a | 12636.2694 | 7259.9051 | 3784.658 | 9658.1806 | 9497.7147 | 8682.6524 | 1889.6823 | 3673.2165 | 7009.7418 | 4543.8488 | 5031.0995 | 6620.196 | 3195.8131 | 4384.0486 | 240.4539 | 223.7264 | 223.7264 | 229.0559 | 250.1558 | 198.3582 | 263.2216 | 240.2991 | 263.2216 | 214.7478 | 251.4626 | 181.9687 | 231.4665 | 228.0816 | 228.5401 | 177064.0846 | 10015.2354 | 4188.3279 | 73923.9377 | 34613.4043 | 15189.1169 | 5705.95 | 5237.5295 | 4885.601 | 4934.2774 | 25342.4114 | 6005.3102 | 6931.7989 | 4696.0011 | 6159.6924 | 161163.791 | 22178.9047 | 11352.433 | 73549.4957 | 42649.585 | 23160.0316 | 14373.1024 | 6998.3118 | 8558.8175 | 11944.0192 | 28140.3603 | 10243.2098 | 13138.3949 | 7866.8142 | 10489.241 | 103.5106 | 103.5106 | 103.5106 | 103.5106 | 103.5106 | 103.5106 | 103.5106 | 103.5106 | 103.5106 | 103.5106 | 103.5106 | 103.5106 | 103.5106 | 103.5106 | 103.5106 | 0.0028014 | 3.1212e-09 | 3.8127e-17 | 0.00049386 | 0.00024571 | 4.5513e-11 | 2.1586e-05 | 8.0626e-24 | 1.98e-07 | 1.4335e-10 | 0.0020137 | 1.3862e-06 | 1.8936e-08 | 1.7489e-20 | 2.4051e-11 | 0.0028014 | 0.0028014 | 0.0028014 | 0.0032952 | 0.0035409 | 0.0032952 | 0.0035625 | 0.0035409 | 0.0035627 | 0.0032952 | 0.004815 | 0.0028027 | 0.0032952 | 0.0028014 | 0.0028014
346 | 153641.907 | 15394.2848 | 5795.2766 | 66096.2179 | 36763.3646 | 15293.2104 | 11906.5546 | 3003.9812 | 5886.1887 | 7994.4672 | 26149.7794 | 7862.2086 | 9855.349 | 3951.2294 | 7046.9652 | n/a | 9670.2543 | 5768.2658 | 3379.3888 | 10683.0497 | 9958.2057 | 7509.828 | 1910.0783 | 4218.9023 | 8223.5925 | 4526.7081 | 5677.8742 | 5452.6321 | 2616.1798 | 6596.3616 | 268.9682 | 251.7931 | 251.7931 | 263.1075 | 277.4639 | 244.7378 | 286.2382 | 270.8448 | 286.2382 | 255.744 | 270.419 | 233.7315 | 262.8556 | 254.7178 | 255.0257 | 165918.7756 | 10647.4008 | 4087.1896 | 66320.4003 | 30327.1436 | 13993.3732 | 5790.0352 | 5081.4866 | 5045.7018 | 4050.6187 | 23743.9655 | 6001.5472 | 7399.3824 | 4686.2537 | 5902.6611 | 158657.1 | 19001.8686 | 9002.0689 | 67721.1 | 40724.0934 | 22753.8789 | 13245.4632 | 6991.5649 | 9264.6041 | 11683.4112 | 27315.8736 | 11072.5213 | 12832.6145 | 7292.4335 | 12404.0228 | 172.9533 | 172.9533 | 172.9533 | 203.19 | 203.19 | 203.19 | 203.19 | 203.19 | 203.19 | 203.19 | 172.9533 | 203.19 | 203.19 | 172.9533 | 172.9533 | 0.011553 | 5.6251e-06 | 4.5715e-11 | 0.016726 | 0.0012804 | 1.2036e-10 | 0.00094675 | 3.2396e-23 | 3.0806e-09 | 5.6839e-10 | 0.0076141 | 5.6513e-09 | 2.4649e-07 | 6.2757e-19 | 1.6822e-15 | 0.011553 | 0.011559 | 0.011559 | 0.028279 | 0.029559 | 0.028279 | 0.030506 | 0.029559 | 0.030506 | 0.028279 | 0.019168 | 0.011553 | 0.028279 | 0.011553 | 0.011553
347 | 151643.5451 | 15032.953 | 5575.8721 | 65293.3299 | 36311.3699 | 15579.9636 | 11391.5876 | 2789.5259 | 5951.9598 | 7910.4166 | 26068.4587 | 8430.9314 | 9565.5529 | 3815.8786 | 6852.2957 | n/a | 7494.4367 | 6254.9024 | 4116.086 | 8492.1129 | 10154.8657 | 8829.0108 | 1893.427 | 3929.1179 | 7696.0759 | 3873.6906 | 5735.8141 | 6082.7159 | 2984.2978 | 4248.9818 | 258.718 | 242.2481 | 242.2481 | 253.3078 | 266.8123 | 236.1643 | 275.0597 | 260.5907 | 275.0597 | 246.5096 | 259.7555 | 225.819 | 252.9683 | 244.9972 | 245.2865 | 169502.0657 | 10608.1853 | 4292.7003 | 68244.2493 | 30297.5561 | 13682.253 | 5484.8217 | 5093.8302 | 4932.8147 | 3829.4525 | 24398.4473 | 6022.777 | 7042.4939 | 4688.7838 | 6120.979 | 157580.1 | 17039.6219 | 10538.5028 | 68220.4662 | 37314.7 | 23020.8187 | 14180.1325 | 6976.5572 | 8774.2326 | 10967.5284 | 26961.2 | 11500.2911 | 12181.7099 | 7545.4816 | 10280.9608 | 141.54 | 141.54 | 141.54 | 141.54 | 191.29 | 141.54 | 191.29 | 191.29 | 191.29 | 141.54 | 160.8802 | 141.54 | 141.54 | 141.54 | 141.54 | 0.0061216 | 0.00026396 | 1.4236e-16 | 0.0073864 | 0.016886 | 1.8131e-10 | 1.1129e-05 | 5.6954e-26 | 5.218e-08 | 1.0616e-08 | 0.011364 | 3.1567e-08 | 7.6515e-07 | 1.5725e-21 | 6.1909e-11 | 0.0061216 | 0.0063856 | 0.0063856 | 0.013508 | 0.030395 | 0.013508 | 0.030406 | 0.030395 | 0.030406 | 0.013508 | 0.017485 | 0.0061217 | 0.013509 | 0.0061216 | 0.0061216
348 | 154901.4747 | 15599.0683 | 5871.6217 | 66591.2448 | 37014.982 | 15408.7743 | 12057.9761 | 2914.2983 | 6276.8693 | 7892.247 | 26240.139 | 7987.97 | 9811.7775 | 4142.3304 | 7108.801 | n/a | 10928.6215 | 7239.506 | 4786.1334 | 7671.5923 | 9893.5408 | 7975.182 | 2066.997 | 4912.5447 | 8650.3509 | 4044.4946 | 6127.7482 | 8154.9394 | 3558.4084 | 5809.0503 | 249.0243 | 232.4502 | 232.4502 | 240.5819 | 257.9219 | 216.5827 | 268.603 | 249.8643 | 268.603 | 229.9808 | 255.1239 | 203.1845 | 241.6396 | 236.0105 | 236.3853 | 171634.0054 | 10414.2439 | 4148.9864 | 68588.2915 | 30594.2879 | 14809.9889 | 6113.3102 | 4926.4818 | 5066.2319 | 4529.2962 | 27841.138 | 6012.5105 | 7158.1445 | 4687.0296 | 6089.3694 | 160974.4 | 21250.7655 | 11329.9925 | 71068.6109 | 37731.2802 | 23559.2156 | 13598.0922 | 6979.4788 | 9488.3766 | 12077.533 | 29738.2915 | 12098.0587 | 15020.3839 | 7942.938 | 10474.4787 | 136.0255 | 136.0255 | 136.0255 | 136.0255 | 236.4639 | 136.0255 | 236.4639 | 236.4639 | 236.4639 | 136.0255 | 136.0255 | 136.0255 | 136.0255 | 136.0255 | 136.0255 | 0.0060621 | 4.2618e-08 | 3.2039e-17 | 0.0029353 | 0.022046 | 2.3281e-11 | 0.00056689 | 2.7502e-24 | 1.8034e-08 | 3.8623e-11 | 0.00024574 | 9.108e-11 | 2.8624e-11 | 2.3912e-20 | 1.8396e-10 | 0.0060621 | 0.0060621 | 0.0060621 | 0.0089974 | 0.031043 | 0.0089974 | 0.03161 | 0.031043 | 0.03161 | 0.0089974 | 0.0063078 | 0.0060621 | 0.0089974 | 0.0060621 | 0.0060621
349 | 150146.1712 | 15126.9698 | 5639.7352 | 64702.2815 | 36132.8616 | 15021.2788 | 11328.8343 | 2842.9783 | 5691.4585 | 8015.7468 | 25778.4504 | 7878.6612 | 9754.3623 | 3891.4062 | 7104.3405 | n/a | 9357.1507 | 6407.5323 | 3614.1073 | 6631.033 | 9056.7859 | 9326.5505 | 1371.7385 | 5223.4029 | 8636.8011 | 4628.8776 | 5727.3301 | 7511.3043 | 3362.9148 | 5573.2443 | 243.3969 | 226.3655 | 226.3655 | 231.4151 | 253.3694 | 199.3119 | 266.9719 | 243.108 | 266.9719 | 216.3746 | 255.2409 | 182.2492 | 234.0453 | 230.8997 | 231.3769 | 174494.8362 | 11281.2806 | 4326.3074 | 71283.8297 | 31215.8994 | 14116.3923 | 5930.0494 | 5122.4924 | 4930.3996 | 3844.1527 | 26700.9045 | 5808.7783 | 6936.0763 | 4555.8083 | 6209.9435 | 157373.2965 | 20408.5313 | 10733.8397 | 67243.1 | 37048.5 | 21644.8123 | 14911.6675 | 6494.2309 | 9808.8701 | 12462.5537 | 28289.418 | 10026.1425 | 12390.1807 | 7609.7231 | 11783.1877 | 100.897 | 100.897 | 100.897 | 126.1869 | 190.37 | 126.1869 | 190.37 | 190.37 | 190.37 | 126.1869 | 100.897 | 126.1869 | 126.1869 | 100.897 | 100.897 | 0.0025406 | 7.042e-08 | 8.6482e-17 | 0.010299 | 0.018179 | 7.8439e-10 | 1.01e-06 | 1.5672e-22 | 4.4431e-11 | 1.4864e-11 | 0.00098624 | 1.1053e-06 | 8.7124e-07 | 4.2488e-21 | 1.0265e-13 | 0.0025406 | 0.0025406 | 0.0025406 | 0.01284 | 0.031019 | 0.01284 | 0.03102 | 0.031019 | 0.03102 | 0.01284 | 0.0035268 | 0.0025417 | 0.012841 | 0.0025406 | 0.0025406
350 | 152779.6025 | 15165.7681 | 5530.8896 | 65759.139 | 36478.7017 | 15483.1907 | 11658.7128 | 2842.4103 | 6041.8627 | 7921.1193 | 26188.2873 | 8142.6909 | 9874.2351 | 3992.8716 | 7113.8107 | n/a | 9725.4362 | 4502.2636 | 3170.3572 | 9991.2589 | 7413.7735 | 6874.5955 | 1569.9308 | 3876.746 | 8488.3226 | 3578.0136 | 8418.1861 | 7099.5544 | 3378.0696 | 5305.8995 | 213.9211 | 197.7227 | 197.7227 | 197.8763 | 224.5721 | 156.8797 | 241.2026 | 212.0264 | 241.2026 | 177.7406 | 233.0259 | 136.0188 | 202.5479 | 203.2662 | 203.8497 | 174510.0927 | 9614.6425 | 4272.3449 | 71975.1665 | 33244.6243 | 13640.7312 | 5822.9981 | 5133.7103 | 4905.1076 | 4493.7492 | 27307.3198 | 5842.7215 | 6245.5629 | 4790.0229 | 5918.6547 | 156469.9 | 17959.6608 | 7453.1905 | 67203.2 | 38817.9652 | 20500.0046 | 12076.8935 | 6703.6411 | 8166.5536 | 12819.6719 | 28047.2154 | 13868.8076 | 11868.9295 | 6509.6745 | 11057.0541 | 167.7401 | 167.7401 | 167.7401 | 167.8038 | 167.8038 | 167.8038 | 167.8038 | 167.8038 | 167.8038 | 167.8038 | 167.7401 | 167.8038 | 167.8038 | 167.7401 | 167.7401 | 0.026253 | 3.8082e-05 | 1.0616e-07 | 0.018239 | 0.005214 | 8.3963e-08 | 0.012387 | 1.0432e-23 | 1.684e-06 | 1.2378e-12 | 0.002742 | 5.9519e-14 | 1.2986e-05 | 1.1144e-14 | 6.9801e-12 | 0.026253 | 0.026291 | 0.026292 | 0.044492 | 0.049707 | 0.044493 | 0.062094 | 0.049707 | 0.062095 | 0.044493 | 0.028995 | 0.026253 | 0.044505 | 0.026253 | 0.026253
351 | 156178.974 | 15490.2807 | 5979.5747 | 67097.0189 | 37275.746 | 15677.3814 | 11802.2464 | 3043.4197 | 5893.8872 | 8103.5611 | 26443.966 | 8369.151 | 9794.8698 | 4002.8174 | 7279.9524 | n/a | 7159.4953 | 4602.554 | 4005.8991 | 10816.3562 | 9698.0762 | 6557.2495 | 1863.0086 | 4343.9706 | 7513.7214 | 4801.8705 | 7313.8257 | 7041.0978 | 2348.3523 | 5360.0506 | 247.0364 | 230.0185 | 230.0185 | 236.0779 | 256.7468 | 206.2818 | 269.5331 | 247.101 | 269.5331 | 222.3208 | 257.1614 | 190.2429 | 238.2329 | 234.2806 | 234.7292 | 172262.4297 | 11454.2702 | 4195.4484 | 67240.9015 | 30821.8267 | 14070.3069 | 5534.976 | 4928.021 | 4848.8675 | 4083.6951 | 27793.2118 | 6107.6351 | 6645.8382 | 4593.2412 | 6240.6993 | 163812.3 | 16264.1655 | 8783.6024 | 69692.7007 | 41087.7829 | 23251.2831 | 12092.2255 | 6722.3296 | 9192.838 | 11319.4166 | 30356.8526 | 13182.3608 | 13220.436 | 6626.8935 | 11600.7499 | 99.7027 | 99.7027 | 99.7027 | 130.7621 | 130.7621 | 130.7621 | 208.2529 | 130.7621 | 208.2529 | 130.7621 | 99.7027 | 130.7621 | 130.7621 | 99.7027 | 99.7027 | 0.0023495 | 0.0063923 | 1.0983e-09 | 0.0105 | 0.001527 | 1.4542e-10 | 0.018102 | 2.475e-21 | 4.6123e-09 | 7.079e-09 | 0.00013936 | 8.6486e-12 | 3.7358e-08 | 3.5397e-15 | 1.4282e-12 | 0.0023495 | 0.0087419 | 0.0087419 | 0.012849 | 0.014376 | 0.012849 | 0.032479 | 0.014376 | 0.032479 | 0.012849 | 0.0024889 | 0.0023495 | 0.012849 | 0.0023495 | 0.0023495
352 | 156927.8314 | 15984.2227 | 6017.2725 | 67409.8709 | 37511.9307 | 15841.4682 | 11945.7422 | 2980.1462 | 6152.9877 | 8200.0986 | 26660.4343 | 8378.3479 | 10260.7812 | 4257.0423 | 7137.4318 | n/a | 11134.5121 | 5435.39 | 4487.591 | 9375.95 | 9731.4937 | 8578.9227 | 1706.5081 | 3026.2089 | 7367.8179 | 4403.1243 | 6190.3144 | 6777.7651 | 3459.9906 | 6118.3988 | 216.9033 | 200.5743 | 200.5743 | 201.0614 | 227.557 | 160.4819 | 244.0576 | 215.1092 | 244.0576 | 181.18 | 235.6019 | 139.7838 | 205.6156 | 206.0745 | 206.6534 | 175857.6387 | 9556.6952 | 4354.8628 | 70976.4896 | 32208.651 | 14825.734 | 5376.5043 | 5229.3187 | 4577.1068 | 4612.5678 | 27967.5682 | 5980.5028 | 7135.4331 | 4690.6184 | 6198.4898 | 163366.5472 | 20298.7073 | 9782.3528 | 72185.5806 | 39072.4009 | 24380.9276 | 13111.527 | 6835.5268 | 6933.4157 | 11863.1857 | 29743.9201 | 12111.7172 | 13844.1982 | 7914.4091 | 12297.9886 | 112.6416 | 112.6416 | 112.6416 | 112.6416 | 116.2629 | 112.6416 | 116.2629 | 116.2629 | 116.2629 | 112.6416 | 112.6416 | 112.6416 | 112.6416 | 112.6416 | 112.6416 | 0.0050844 | 1.4474e-06 | 2.9952e-12 | 0.0025299 | 0.01077 | 1.5543e-11 | 0.0015594 | 1.1122e-22 | 0.00098901 | 1.01e-09 | 0.00048665 | 1.3274e-09 | 3.81e-08 | 3.3944e-19 | 7.5684e-15 | 0.0050844 | 0.0050858 | 0.0050858 | 0.0076142 | 0.018384 | 0.0076142 | 0.019943 | 0.018384 | 0.020932 | 0.0076142 | 0.005571 | 0.0050844 | 0.0076143 | 0.0050844 | 0.0050844
353 | 152835.709 | 15428.9025 | 5749.7119 | 65779.5889 | 36671.5395 | 15320.8698 | 11944.7268 | 2979.4603 | 6160.1711 | 7975.2743 | 26063.5892 | 8242.9227 | 10009.5383 | 3937.7703 | 7039.5821 | n/a | 9833.7566 | 4931.2137 | 4488.5585 | 8858.6678 | 12110.8816 | 10546.1188 | 2119.655 | 4033.6361 | 8325.9008 | 4477.9431 | 5360.4206 | 7917.7456 | 3264.5833 | 5978.5325 | 241.0913 | 224.1203 | 224.1203 | 228.7699 | 251.1244 | 195.9204 | 264.9823 | 240.6703 | 264.9823 | 213.3034 | 253.5377 | 178.5374 | 231.5692 | 228.7395 | 229.2257 | 169338.3231 | 11090.5464 | 4475.5307 | 68250.8785 | 30113.2651 | 14136.7579 | 5745.1857 | 5176.7833 | 4791.0424 | 4068.5366 | 24945.5327 | 6191.1088 | 7079.9867 | 4496.5556 | 6180.7571 | 158785.2 | 20768.703 | 9268.8444 | 67956.9 | 38093.8329 | 24716.5395 | 16177.4045 | 7290.2383 | 8824.6785 | 11044.2374 | 28554.3758 | 11370.6294 | 13557.6323 | 7588.9389 | 11822.8896 | 132.6796 | 132.6796 | 132.6796 | 145.5604 | 145.5604 | 145.5604 | 145.5604 | 145.5604 | 145.5604 | 145.5604 | 132.6796 | 145.5604 | 145.5604 | 132.6796 | 132.6796 | 0.0062424 | 7.9135e-08 | 5.0098e-12 | 0.012626 | 0.011791 | 8.0086e-13 | 2.8104e-07 | 4.1223e-25 | 1.6994e-07 | 1.1325e-08 | 0.001059 | 1.7362e-08 | 3.0963e-08 | 1.5378e-20 | 4.4067e-14 | 0.0062424 | 0.0062425 | 0.0062425 | 0.018869 | 0.03066 | 0.018869 | 0.03066 | 0.03066 | 0.03066 | 0.018869 | 0.0073015 | 0.0062425 | 0.018869 | 0.0062424 | 0.0062424
354 | 156667.7788 | 16317.8207 | 6216.1513 | 67301.6873 | 37285.1236 | 16011.366 | 11949.5731 | 3048.0611 | 5957.3257 | 8460.2235 | 26350.5263 | 8707.3425 | 9760.8654 | 4253.2272 | 7169.6183 | n/a | 11312.276 | 5912.8054 | 5091.1551 | 8766.2462 | 9756.16 | 8939.9969 | 2003.4012 | 5399.2468 | 5668.7578 | 4421.7977 | 6269.783 | 8274.1056 | 3853.7236 | 6291.1252 | 231.9689 | 214.5502 | 214.5502 | 215.2263 | 243.2943 | 172.291 | 260.7718 | 230.1096 | 260.7718 | 194.2144 | 251.6514 | 150.3675 | 220.0114 | 220.376 | 220.9893 | 174987.9362 | 11243.1286 | 4085.9941 | 72615.7449 | 33044.5476 | 14394.1413 | 6110.142 | 5166.7687 | 4883.1836 | 4122.1746 | 24524.3844 | 6008.4498 | 7621.1302 | 4509.9304 | 6122.8557 | 162237.6 | 21924.9336 | 9964.4996 | 71493.2279 | 39644.1938 | 22670.2819 | 15042.5389 | 7170.17 | 10282.4304 | 9775.1324 | 27369.6 | 10814.0133 | 14374.483 | 7836.4623 | 12040.7809 | 139.21 | 139.21 | 139.21 | 139.21 | 139.21 | 139.21 | 139.21 | 139.21 | 139.21 | 139.21 | 139.4292 | 139.21 | 139.21 | 139.21 | 139.21 | 0.0086178 | 8.6962e-08 | 7.045e-12 | 0.0036001 | 0.0053597 | 2.1353e-09 | 6.9448e-06 | 1.3021e-23 | 4.13e-11 | 8.788e-05 | 0.0095742 | 3.6342e-06 | 2.8686e-10 | 7.2373e-19 | 4.4193e-14 | 0.0086178 | 0.0086179 | 0.0086179 | 0.012218 | 0.017578 | 0.012218 | 0.017585 | 0.017578 | 0.017585 | 0.012306 | 0.018192 | 0.0086215 | 0.012218 | 0.0086178 | 0.0086178
355 | 152889.3608 | 15543.4302 | 5656.177 | 65795.689 | 36577.0884 | 15470.2656 | 11706.3911 | 2932.2729 | 5926.6651 | 7929.9288 | 26171.6585 | 7948.5692 | 9514.3334 | 4066.1453 | 7104.8885 | n/a | 7550.4684 | 6653.4982 | 5218.1505 | 8022.6591 | 7236.4146 | 8664.4283 | 2315.3192 | 3267.4599 | 8226.5674 | 4557.4559 | 4701.4961 | 7615.8692 | 4068.7967 | 4813.3466 | 238.6446 | 221.9331 | 221.9331 | 226.8394 | 248.4421 | 195.23 | 261.8277 | 238.3443 | 261.8277 | 212.0206 | 250.3479 | 178.4395 | 229.4429 | 226.3949 | 226.8645 | 172140.7629 | 11282.2344 | 4124.0454 | 68891.9392 | 31013.1989 | 13808.9057 | 5645.2918 | 5242.608 | 4852.0402 | 3920.4437 | 27720.4822 | 5863.2438 | 6413.0831 | 4638.9447 | 6043.0658 | 156745.7 | 18549.3027 | 10747.3436 | 67400.2897 | 37300.458 | 18440.4204 | 14309.72 | 7447.0272 | 8119.5001 | 10425.011 | 27164.9381 | 10415.4399 | 12530.0523 | 8667.4414 | 10856.4124 | 180.0804 | 180.0804 | 180.0804 | 180.0804 | 224.8558 | 180.0804 | 224.8558 | 224.8558 | 224.8558 | 180.0804 | 180.0804 | 180.0804 | 180.0804 | 180.0804 | 180.0804 | 0.023809 | 2.6847e-05 | 9.7357e-17 | 0.016834 | 0.021746 | 1.6433e-05 | 2.3614e-05 | 1.3845e-26 | 1.0013e-06 | 1.7536e-07 | 0.0098452 | 2.5451e-07 | 1.3678e-07 | 1.4209e-24 | 2.0222e-11 | 0.023809 | 0.023836 | 0.023836 | 0.040644 | 0.06239 | 0.04066 | 0.062413 | 0.06239 | 0.062414 | 0.04066 | 0.033655 | 0.023826 | 0.040644 | 0.023809 | 0.023809
356 | 159170.4805 | 16418.4161 | 6233.8357 | 68285.8026 | 38003.2207 | 16040.6717 | 12284.8544 | 3221.7747 | 6359.9322 | 8203.2819 | 26890.231 | 8483.238 | 9817.8113 | 4196.8984 | 7427.0439 | n/a | 9544.8202 | 6196.0107 | 4145.3898 | 8519.3102 | 12465.5017 | 7816.4964 | 1689.6942 | 4402.6522 | 7675.8517 | 3997.1772 | 6389.3777 | 6869.3385 | 3735.677 | 5307.4694 | 233.7739 | 217.0786 | 217.0786 | 220.7531 | 243.8697 | 186.4128 | 258.217 | 233.0463 | 258.217 | 204.4097 | 247.5351 | 168.4158 | 223.9268 | 221.861 | 222.3644 | 168292.965 | 10014.6171 | 4373.8579 | 67538.3556 | 30784.3068 | 13647.3325 | 5931.5042 | 4928.2727 | 5076.7366 | 3980.2596 | 25754.3054 | 5947.6778 | 6630.73 | 4628.7087 | 6018.0564 | 161415.3 | 19355.6373 | 10517.8686 | 69065.2285 | 38495.3 | 25450.2342 | 13787.933 | 6617.9669 | 9437.3888 | 11561.9113 | 28153.1826 | 11768.6555 | 12962.1685 | 8007.3857 | 11325.5258 | 248.22 | 248.22 | 248.22 | 250.7946 | 266.73 | 250.7946 | 266.73 | 266.73 | 266.73 | 250.7946 | 248.22 | 250.7946 | 250.7946 | 248.22 | 248.22 | 0.052448 | 4.6663e-05 | 2.9536e-13 | 0.025835 | 0.027094 | 2.3237e-12 | 0.00067899 | 7.0608e-19 | 3.9625e-08 | 4.3315e-09 | 0.0069457 | 1.2801e-08 | 1.1999e-07 | 3.695e-20 | 2.294e-11 | 0.052448 | 0.052495 | 0.052495 | 0.078284 | 0.10538 | 0.078284 | 0.10606 | 0.10538 | 0.10606 | 0.078284 | 0.059394 | 0.052448 | 0.078284 | 0.052448 | 0.052448
357 | 152465.9205 | 15692.673 | 6089.8713 | 65646.8656 | 36532.9673 | 15296.5982 | 11856.1022 | 2875.2597 | 5927.1326 | 7672.9618 | 25823.0949 | 7851.9853 | 9735.6412 | 3988.1856 | 7019.1268 | n/a | 10107.7493 | 5195.534 | 4140.6377 | 7448.6801 | 9227.1105 | 6794.7526 | 2317.7084 | 5445.1924 | 7905.8193 | 4189.0039 | 7327.0183 | 6066.9937 | 3826.9855 | 6134.7481 | 219.0235 | 202.6674 | 202.6674 | 203.6211 | 229.578 | 164.0226 | 245.736 | 217.3887 | 245.736 | 184.2909 | 236.9676 | 143.7543 | 207.9654 | 208.0533 | 208.6203 | 175790.967 | 10306.0421 | 4343.7309 | 71513.2493 | 34935.1935 | 13915.5835 | 5892.3324 | 5087.9878 | 5033.2105 | 4764.9066 | 27143.2781 | 5914.9715 | 6425.3164 | 4607.8952 | 5817.4321 | 159589 | 19771.2914 | 9539.2649 | 68184.7 | 38830.466 | 21611.9543 | 12634.5849 | 7388.7962 | 10455.1029 | 12633.9259 | 28584.1821 | 13147.1897 | 12326.3101 | 7715.4807 | 11812.7801 | 95.3638 | 95.3638 | 95.3638 | 112.8637 | 112.8637 | 112.8637 | 112.8637 | 112.8637 | 112.8637 | 112.8637 | 95.3638 | 112.8637 | 112.8637 | 95.3638 | 95.3638 | 0.002913 | 2.1211e-06 | 2.7945e-11 | 0.010509 | 0.0054262 | 2.4098e-09 | 0.0045555 | 4.6065e-27 | 1.4089e-11 | 4.1264e-13 | 0.00068237 | 1.826e-13 | 1.0256e-06 | 1.1003e-20 | 3.8319e-14 | 0.002913 | 0.0029151 | 0.0029151 | 0.013422 | 0.018848 | 0.013422 | 0.023404 | 0.018848 | 0.023404 | 0.013422 | 0.0035954 | 0.002913 | 0.013423 | 0.002913 | 0.002913
358 | 153771.1418 | 15723.6387 | 5862.1115 | 66164.5436 | 36889.0422 | 15602.6469 | 11955.776 | 2923.0566 | 6275.5305 | 8268.9915 | 26003.5203 | 8101.9938 | 9697.8768 | 3994.427 | 6882.3533 | n/a | 11381.0724 | 5473.9261 | 3987.0803 | 9571.1432 | 12420.7217 | 7598.2065 | 1779.0546 | 3310.9965 | 9691.6047 | 3598.2219 | 6459.6081 | 6160.3802 | 3677.8599 | 5472.7149 | 230.695 | 213.0559 | 213.0559 | 212.6267 | 242.4431 | 166.6413 | 261.0266 | 228.4241 | 261.0266 | 189.952 | 252.5049 | 143.3305 | 217.9923 | 219.2504 | 219.9024 | 174321.7554 | 10865.1157 | 4254.5513 | 72412.4682 | 32550.5098 | 14221.6449 | 5939.7345 | 5167.1921 | 5036.8581 | 4322.8076 | 26306.5789 | 5819.3513 | 6350.1717 | 4623.0689 | 6288.6593 | 157901.3 | 20411.5881 | 9057.9773 | 70238.6931 | 39113.2976 | 25333.2666 | 12397.7246 | 6855.0466 | 8033.2546 | 13052.0123 | 29173.4009 | 11932.2594 | 11680.7519 | 8102.8288 | 10993.1743 | 168.0204 | 168.0204 | 168.0204 | 168.0204 | 168.0204 | 168.0204 | 168.0204 | 168.0204 | 168.0204 | 168.0204 | 168.0204 | 168.0204 | 168.0204 | 168.0204 | 168.0204 | 0.020165 | 4.9302e-07 | 6.2191e-11 | 0.003706 | 0.0058986 | 5.2866e-13 | 0.011939 | 1.6945e-23 | 1.2817e-05 | 5.8988e-12 | 0.00038218 | 4.6195e-10 | 1.1783e-05 | 1.5386e-22 | 1.2257e-12 | 0.020165 | 0.020166 | 0.020166 | 0.023871 | 0.02977 | 0.023871 | 0.041709 | 0.02977 | 0.041722 | 0.023871 | 0.020547 | 0.020165 | 0.023883 | 0.020165 | 0.020165
359 | 151706.9347 | 15467.8604 | 5957.6728 | 65325.6647 | 36309.1553 | 15204.2616 | 11600.8386 | 2978.1455 | 5961.2831 | 7568.4111 | 25757.3389 | 8108.4377 | 9764.2204 | 4120.3173 | 6826.7224 | n/a | 10266.3257 | 6146.1409 | 3807.3927 | 8889.629 | 10999.1606 | 8996.6354 | 1647.5593 | 4013.0399 | 5192.8711 | 4383.1154 | 5315.4477 | 7510.957 | 2363.0829 | 5477.6179 | 218.9375 | 201.8632 | 201.8632 | 200.2914 | 230.5995 | 153.1758 | 249.5066 | 216.3364 | 249.5066 | 176.8925 | 241.9991 | 129.4592 | 206.0249 | 208.1655 | 208.8289 | 165688.4959 | 9317.9991 | 4063.3643 | 67323.7471 | 29585.5262 | 14667.9988 | 5675.8025 | 4911.4206 | 4957.2924 | 4833.809 | 23835.2355 | 6427.6215 | 6379.6738 | 4582.9925 | 6061.6656 | 156750.7 | 19469.7248 | 10209.5052 | 68791.1847 | 37072.3 | 25568.4594 | 14358.1379 | 6552.6798 | 8786.5323 | 9941.6801 | 26472.7 | 11729.3692 | 13218.1307 | 6677.5754 | 11539.2834 | 138.8315 | 138.8315 | 138.8315 | 138.8315 | 200.8 | 138.8315 | 200.8 | 200.8 | 200.8 | 138.8315 | 172.99 | 138.8315 | 138.8315 | 138.8315 | 138.8315 | 0.010896 | 2.2192e-06 | 1.0907e-13 | 0.0052652 | 0.020894 | 5.2027e-14 | 1.4129e-05 | 3.3833e-21 | 5.254e-08 | 1.8281e-07 | 0.014599 | 1.2785e-09 | 3.1884e-08 | 1.73e-14 | 2.8439e-14 | 0.010896 | 0.010898 | 0.010898 | 0.016161 | 0.037055 | 0.016161 | 0.037069 | 0.037055 | 0.037069 | 0.016161 | 0.025494 | 0.010896 | 0.016161 | 0.010896 | 0.010896
360 | 153037.4007 | 15539.6813 | 5743.4584 | 65877.6584 | 36524.5579 | 15393.6152 | 11880.2434 | 2954.7285 | 5897.4351 | 7674.275 | 26045.2441 | 8089.395 | 9581.0049 | 3925.6222 | 7022.3083 | n/a | 11649.3209 | 6188.6445 | 3816.6583 | 10985.7928 | 10853.8374 | 9118.1062 | 2122.6519 | 4042.6215 | 8971.6228 | 4250.3055 | 6895.8702 | 7928.677 | 3452.2567 | 4224.3389 | 228.2624 | 211.2873 | 211.2873 | 212.5283 | 239.1533 | 171.9968 | 255.7232 | 226.6533 | 255.7232 | 192.7817 | 246.4618 | 151.2118 | 216.9198 | 216.8105 | 217.3919 | 175577.8644 | 10726.3164 | 4435.3327 | 72468.1864 | 31777.0039 | 14664.6525 | 6386.5238 | 5119.2534 | 4741.388 | 4820.9273 | 25201.4934 | 6166.7051 | 7227.0819 | 4457.4991 | 6019.9426 | 159593.9 | 20887.9747 | 9365.5146 | 69293.5479 | 37922.6 | 25169.89 | 15385.13 | 5983.4426 | 8771.0095 | 13744.0501 | 28182.894 | 12762.4753 | 14346.159 | 7872.7559 | 10225.3815 | 112.44 | 112.44 | 112.44 | 112.44 | 133.9099 | 112.44 | 133.9099 | 133.9099 | 133.9099 | 112.44 | 112.44 | 112.44 | 112.44 | 112.44 | 112.44 | 0.0042643 | 8.5152e-08 | 2.4878e-12 | 0.0055315 | 0.011986 | 3.3473e-13 | 2.0608e-06 | 2.0453e-18 | 3.6007e-08 | 1.4701e-15 | 0.0017851 | 7.8275e-12 | 1.0789e-10 | 4.3869e-22 | 3.7082e-10 | 0.0042643 | 0.0042644 | 0.0042644 | 0.0097958 | 0.021782 | 0.0097958 | 0.021784 | 0.021782 | 0.021784 | 0.0097958 | 0.0060494 | 0.0042643 | 0.0097958 | 0.0042643 | 0.0042643
361 | 153350.2148 | 15767.602 | 5851.7851 | 65971.4503 | 36715.6509 | 15483.1186 | 11703.3865 | 3065.9302 | 6032.3689 | 8101.2537 | 26047.6502 | 8156.1588 | 9839.8056 | 3905.911 | 7061.2874 | n/a | 11157.2212 | 5427.9675 | 4213.2978 | 9146.7722 | 10445.9534 | 7053.803 | 1814.1167 | 3962.2812 | 5807.4866 | 4527.3477 | 6808.7286 | 6378.4382 | 3077.2829 | 3757.5397 | 243.5127 | 226.3433 | 226.3433 | 230.9423 | 253.6894 | 197.4725 | 267.7927 | 243.0502 | 267.7927 | 215.1633 | 256.2816 | 179.7817 | 233.8232 | 231.0443 | 231.5392 | 172789.1579 | 10560.4955 | 4247.3827 | 70204.0475 | 31820.4109 | 13060.561 | 6017.5505 | 5032.0472 | 4955.3338 | 3696.7162 | 26464.4838 | 5742.431 | 6659.7226 | 4615.6371 | 6148.1063 | 160047.4 | 18637.7167 | 8449.0502 | 69749.4827 | 38334.6 | 21808.1349 | 12719.4705 | 6318.8639 | 8873.6149 | 9270.5028 | 29261.452 | 11086.48 | 12966.3608 | 7531.72 | 9592.246 | 116.9698 | 116.9698 | 116.9698 | 116.9698 | 120.2802 | 116.9698 | 120.2802 | 120.2802 | 120.2802 | 116.9698 | 116.9698 | 116.9698 | 116.9698 | 116.9698 | 116.9698 | 0.0039053 | 4.1413e-05 | 2.8257e-09 | 0.0044256 | 0.0099384 | 2.8674e-09 | 0.0022387 | 5.4955e-19 | 5.7097e-08 | 0.00013552 | 0.00036091 | 3.8015e-08 | 1.3262e-07 | 1.4648e-20 | 1.9321e-08 | 0.0039053 | 0.0039467 | 0.0039467 | 0.0083309 | 0.018269 | 0.0083309 | 0.020508 | 0.018269 | 0.020508 | 0.0084664 | 0.0042662 | 0.0039053 | 0.008331 | 0.0039053 | 0.0039053
362 | 155587.8739 | 15918.7036 | 6098.1975 | 66878.1088 | 37289.7544 | 15418.2278 | 11981.359 | 3011.9403 | 6119.8586 | 8164.5189 | 26590.3777 | 7997.6943 | 10096.8353 | 3726.1765 | 7010.9373 | n/a | 13009.3776 | 5255.2178 | 4133.1539 | 7601.6279 | 9715.6681 | 8545.2211 | 1728.9551 | 4260.9925 | 6717.6615 | 4357.9698 | 6919.6913 | 6848.4724 | 3868.9346 | 5967.9126 | 214.2731 | 198.4692 | 198.4692 | 200.0906 | 224.2956 | 163.4043 | 239.3521 | 212.9373 | 239.3521 | 182.2908 | 230.4311 | 144.5177 | 203.9615 | 203.488 | 204.0163 | 172052.3138 | 10031.7053 | 4212.8348 | 73906.5754 | 35831.6843 | 14107.9954 | 6018.2797 | 5224.0825 | 4861.0542 | 3914.8996 | 24828.6995 | 6100.4547 | 6952.5014 | 4524.7103 | 6002.1802 | 160129.7 | 21567.7829 | 8306.1527 | 73459.0311 | 41895.7631 | 23762.5635 | 14563.5008 | 6947.4376 | 9122.0467 | 10619.9611 | 28067.0693 | 12971.646 | 13065.2738 | 7731.9449 | 11632.4928 | 148.6884 | 148.6884 | 148.6884 | 148.6884 | 148.6884 | 148.6884 | 148.6884 | 148.6884 | 148.6884 | 148.6884 | 148.6884 | 148.6884 | 148.6884 | 148.6884 | 148.6884 | 0.016106 | 5.6608e-08 | 6.1467e-08 | 0.00081321 | 0.00077021 | 1.4267e-11 | 2.9743e-05 | 6.9294e-23 | 3.2784e-08 | 3.017e-07 | 0.0049856 | 1.4024e-12 | 3.3972e-07 | 1.859e-23 | 1.0018e-13 | 0.016106 | 0.016106 | 0.016106 | 0.01692 | 0.01769 | 0.01692 | 0.01772 | 0.01769 | 0.01772 | 0.01692 | 0.021092 | 0.016106 | 0.01692 | 0.016106 | 0.016106
363 | 157539.3731 | 15951.7 | 6038.2982 | 67647.2545 | 37676.2942 | 15742.3055 | 12360.0616 | 3008.2995 | 6170.8057 | 8223.029 | 26665.9379 | 8196.679 | 10227.2966 | 4210.6329 | 7669.2844 | n/a | 8675.9018 | 5827.5807 | 3560.0012 | 11096.038 | 10627.5548 | 6822.408 | 1701.9098 | 4217.5177 | 6845.5089 | 3911.6352 | 5823.3365 | 5325.4095 | 3792.0073 | 5247.5658 | 246.5241 | 229.3269 | 229.3269 | 234.6256 | 256.5437 | 202.6597 | 270.1199 | 246.3021 | 270.1199 | 219.6894 | 258.1463 | 185.63 | 237.1881 | 233.8522 | 234.3286 | 173194.1544 | 10774.9293 | 4461.6883 | 71121.3067 | 31547.6415 | 13856.78 | 5636.7267 | 4909.0609 | 4718.3877 | 4416.3709 | 25912.6613 | 5650.7533 | 7171.3785 | 4757.7306 | 6118.603 | 162665.6 | 19195.3312 | 10289.269 | 69688.8 | 40258.9716 | 23542.5348 | 12443.0346 | 6604.7707 | 8925.0054 | 11246.2798 | 27651.05 | 11281.4898 | 11689.188 | 7534.2379 | 11366.1689 | 158.895 | 158.895 | 158.895 | 159.3936 | 159.3936 | 159.3936 | 341.9617 | 159.3936 | 341.9617 | 159.3936 | 158.895 | 159.3936 | 159.3936 | 158.895 | 158.895 | 0.011667 | 1.8362e-05 | 1.57e-13 | 0.013904 | 0.004522 | 8.8646e-11 | 0.03297 | 4.0232e-21 | 1.1494e-07 | 2.2127e-08 | 0.010238 | 1.958e-08 | 0.00013477 | 8.0989e-18 | 1.2997e-10 | 0.011667 | 0.011685 | 0.011685 | 0.025571 | 0.030093 | 0.025571 | 0.063063 | 0.030093 | 0.063063 | 0.025571 | 0.021904 | 0.011667 | 0.025706 | 0.011667 | 0.011667
364 | 155618.4227 | 15790.2982 | 5960.5891 | 66872.9404 | 37299.2415 | 15360.5552 | 12191.8399 | 3082.8274 | 6642.1489 | 7908.9205 | 26586.6278 | 8030.1648 | 10336.5398 | 3896.3903 | 7286.7267 | n/a | 7650.2405 | 5507.0138 | 5527.4094 | 10184.1478 | 12983.7954 | 6519.3585 | 1551.9777 | 3429.7808 | 7485.6114 | 3752.7675 | 5020.1992 | 6579.9314 | 3119.0641 | 6518.2508 | 241.6595 | 224.3198 | 224.3198 | 227.835 | 252.2205 | 191.4914 | 267.3609 | 240.7989 | 267.3609 | 210.4831 | 256.4597 | 172.4996 | 231.2717 | 229.3665 | 229.8978 | 171914.4844 | 10188.7428 | 4118.5909 | 69207.7035 | 30593.1192 | 14788.7297 | 5959.6486 | 5160.183 | 4847.3673 | 4377.6438 | 25012.0347 | 6197.4481 | 6593.8964 | 4672.1706 | 6053.1605 | 161022.8587 | 17770.7833 | 9611.8048 | 68923.5 | 38548.7 | 26033.7122 | 12179.8 | 5615.2009 | 8277.148 | 11669.6552 | 27414.1022 | 11059.1472 | 12815.0278 | 6259.8219 | 12571.4114 | 147.9566 | 147.9566 | 147.9566 | 153.1523 | 159.0037 | 153.1523 | 395.35 | 159.0037 | 395.35 | 153.1523 | 170.6545 | 153.1523 | 153.1523 | 147.9566 | 147.9566 | 0.00941 | 0.00035901 | 4.9153e-12 | 0.013684 | 0.01398 | 3.0725e-14 | 0.042698 | 3.4886e-15 | 3.3552e-05 | 3.2816e-10 | 0.012823 | 1.8942e-08 | 2.9092e-06 | 3.2802e-14 | 6.9179e-15 | 0.00941 | 0.0097691 | 0.0097691 | 0.023094 | 0.037073 | 0.023094 | 0.079772 | 0.037073 | 0.079805 | 0.023094 | 0.022233 | 0.0094101 | 0.023097 | 0.00941 | 0.00941
365 | 154482.5179 | 15697.0441 | 5790.5332 | 66445.3436 | 36961.3386 | 15702.7159 | 12045.1022 | 2887.4763 | 6152.6874 | 8208.4234 | 26406.075 | 8196.2435 | 9935.3059 | 3894.6764 | 7026.8461 | n/a | 11149.8065 | 5111.2004 | 3087.7034 | 7896.9813 | 8996.4152 | 8545.7191 | 1489.7937 | 4660.7245 | 9838.5571 | 3924.057 | 5759.5531 | 8259.9663 | 3294.2241 | 4834.3955 | 236.956 | 219.9679 | 219.9679 | 223.4641 | 247.2897 | 187.975 | 262.0816 | 236.1311 | 262.0816 | 206.5295 | 251.368 | 169.4204 | 226.8067 | 224.8985 | 225.4175 | 172224.0794 | 11099.6775 | 4404.3452 | 69802.5266 | 32697.9165 | 14534.1479 | 6077.5098 | 5224.644 | 5124.0115 | 4760.2509 | 24734.1923 | 5978.5946 | 6432.275 | 4677.5302 | 6025.8877 | 160240.4 | 22063.0839 | 9501.1456 | 68636.8 | 38458.8679 | 22157.9631 | 14415.8289 | 6376.4078 | 9627.3359 | 14340.508 | 27027.8 | 11479.0478 | 14629.3414 | 7628.8543 | 10663.4832 | 136.1888 | 136.1888 | 136.1888 | 142.5739 | 142.5739 | 142.5739 | 142.5739 | 142.5739 | 142.5739 | 142.5739 | 201.33 | 142.5739 | 142.5739 | 136.1888 | 136.1888 | 0.0072989 | 8.1835e-09 | 1.6964e-12 | 0.012676 | 0.011152 | 2.5864e-09 | 5.5713e-05 | 2.5216e-21 | 4.0012e-09 | 8.1547e-15 | 0.017194 | 7.6514e-09 | 2.892e-10 | 3.662e-21 | 3.0908e-11 | 0.0072989 | 0.0072989 | 0.0072989 | 0.019975 | 0.031127 | 0.019975 | 0.031182 | 0.031127 | 0.031182 | 0.019975 | 0.024493 | 0.0072989 | 0.019975 | 0.0072989 | 0.0072989
366 | 155831.8184 | 15284.2706 | 5861.1086 | 66967.1264 | 37304.6445 | 15661.4127 | 11960.298 | 3025.9148 | 6245.5405 | 8066.9517 | 26419.8162 | 8205.3053 | 9902.7224 | 3947.4985 | 7252.5997 | n/a | 8998.7487 | 6473.1657 | 4772.7017 | 10918.4653 | 6667.125 | 8133.3938 | 2390.9907 | 4890.7238 | 5327.7648 | 4024.0103 | 6216.04 | 7718.6602 | 3550.5999 | 5471.9942 | 207.6752 | 191.5145 | 191.5145 | 190.1465 | 218.6832 | 145.8214 | 236.4835 | 205.255 | 236.4835 | 168.1497 | 229.301 | 123.493 | 195.5173 | 197.4479 | 198.0725 | 174007.0652 | 10251.0626 | 4266.6657 | 70820.1132 | 32529.4781 | 13887.2834 | 6071.1496 | 5177.2074 | 4618.7074 | 4269.5311 | 26875.5741 | 5851.7903 | 8059.5133 | 4518.5706 | 5762.1629 | 160584.4 | 18817.0113 | 10709.6314 | 68576.1 | 40732.4434 | 17961.5935 | 13492.2434 | 7478.7981 | 8888.2311 | 9449.4959 | 28293.7341 | 10438.3154 | 15288.6735 | 7825.4705 | 11234.1571 | 140.11 | 140.11 | 140.11 | 150.5892 | 150.5892 | 150.5892 | 150.5892 | 150.5892 | 150.5892 | 150.5892 | 140.11 | 150.5892 | 150.5892 | 140.11 | 140.11 | 0.014185 | 6.3581e-06 | 1.5145e-15 | 0.017036 | 0.0021329 | 9.9753e-05 | 0.00056008 | 1.6682e-25 | 2.2189e-07 | 4.7122e-05 | 0.0027478 | 1.1238e-06 | 1.7082e-11 | 1.253e-21 | 8.6583e-12 | 0.014185 | 0.014191 | 0.014191 | 0.031221 | 0.033354 | 0.031321 | 0.033914 | 0.033354 | 0.033914 | 0.031368 | 0.016933 | 0.014286 | 0.031221 | 0.014185 | 0.014185
367 | 154540.5782 | 15671.6702 | 5972.838 | 66472.664 | 36972.6467 | 15420.7209 | 11394.055 | 3068.0728 | 5721.6938 | 7962.901 | 26323.7101 | 7995.8056 | 10161.9287 | 3951.587 | 7324.8676 | n/a | 11055.6252 | 6706.0394 | 4301.8669 | 9317.2893 | 9553.5906 | 9397.4866 | 1961.9491 | 3626.0232 | 6710.1598 | 4461.0141 | 6024.3898 | 7546.8114 | 3942.0928 | 5492.2694 | 234.5545 | 217.1906 | 217.1906 | 218.7416 | 245.6242 | 177.9155 | 262.3499 | 233.0066 | 262.3499 | 198.8959 | 252.6959 | 156.9351 | 223.1022 | 222.7658 | 223.3526 | 174316.1533 | 10627.1245 | 4278.5119 | 71870.4964 | 31367.056 | 14848.2086 | 6213.3448 | 5051.9293 | 5072.2188 | 4378.4155 | 26416.0093 | 5715.0513 | 6989.9375 | 4643.1632 | 6148.18 | 158285.3 | 21521.6497 | 10934.3513 | 69734.2696 | 39675.3453 | 22307.3429 | 14934.1314 | 6959.7784 | 8021.542 | 9953.9753 | 29392.4222 | 10779.5848 | 11512.5114 | 8552.556 | 11143.6494 | 183.4202 | 183.4202 | 183.4202 | 183.4202 | 183.4202 | 183.4202 | 183.4202 | 183.4202 | 183.4202 | 183.4202 | 183.4202 | 183.4202 | 183.4202 | 183.4202 | 183.4202 | 0.026253 | 2.8038e-08 | 1.3303e-15 | 0.0062038 | 0.0039056 | 6.2612e-10 | 1.2174e-06 | 2.7974e-22 | 4.0456e-07 | 2.1845e-06 | 0.00046966 | 5.8571e-08 | 0.00020054 | 3.2112e-25 | 2.6492e-11 | 0.026253 | 0.026253 | 0.026253 | 0.032457 | 0.036363 | 0.032457 | 0.036364 | 0.036363 | 0.036364 | 0.032459 | 0.026723 | 0.026253 | 0.032658 | 0.026253 | 0.026253
368 | 162034.4511 | 16432.6457 | 6204.5232 | 69444.0744 | 38610.7134 | 16310.5806 | 12302.3556 | 3082.7415 | 6450.1151 | 8616.4433 | 27566.5105 | 8283.8229 | 10256.6902 | 4321.4653 | 7389.2411 | n/a | 8512.1408 | 5469.2849 | 4825.5378 | 8322.9194 | 7605.8893 | 7889.8248 | 1490.7035 | 2996.8025 | 7227.4248 | 3835.5996 | 6576.8936 | 7448.4193 | 3386.1814 | 5016.346 | 212.0474 | 195.7423 | 195.7423 | 195.028 | 222.9867 | 151.8055 | 240.417 | 209.8376 | 240.417 | 173.6698 | 232.7435 | 129.9411 | 200.136 | 201.5524 | 202.164 | 169267.4961 | 9840.141 | 4364.074 | 68674.3618 | 31092.8904 | 13395.753 | 5749.2494 | 5186.7998 | 4995.7829 | 4209.8875 | 24959.2485 | 5756.0686 | 7164.8119 | 4750.6625 | 6372.8794 | 163148.6 | 18092.2818 | 9833.3589 | 70467.4897 | 38545.1 | 19983.1423 | 13578.3644 | 6644.9034 | 7931.8756 | 10471.4123 | 28494.5481 | 12280.3622 | 13829.6313 | 8069.4576 | 11380.5254 | 267.49 | 267.49 | 267.49 | 267.49 | 334.11 | 267.49 | 334.11 | 334.11 | 334.11 | 267.49 | 267.49 | 267.49 | 267.49 | 267.49 | 267.49 | 0.073388 | 0.00091182 | 1.3946e-11 | 0.023151 | 0.043422 | 4.3643e-06 | 0.0012692 | 1.7359e-20 | 5.3463e-05 | 8.4882e-06 | 0.011622 | 3.1692e-10 | 3.9455e-08 | 2.3422e-19 | 1.2379e-11 | 0.073388 | 0.0743 | 0.0743 | 0.096539 | 0.13996 | 0.096543 | 0.14123 | 0.13996 | 0.14128 | 0.096551 | 0.08501 | 0.073392 | 0.096539 | 0.073388 | 0.073388
369 | 155422.9571 | 15789.7796 | 6044.1988 | 66806.7361 | 37015.7893 | 15717.0062 | 11921.8232 | 2864.9717 | 6324.2111 | 7964.448 | 26577.1506 | 8303.9889 | 10141.3277 | 4124.4318 | 7101.2545 | n/a | 12505.0567 | 6336.5865 | 4037.6478 | 9287.45 | 10808.0933 | 9171.0058 | 1447.4258 | 4737.0064 | 8740.1753 | 4327.5592 | 7111.0485 | 6311.5952 | 3353.2844 | 4233.1825 | 238.6014 | 221.2956 | 221.2956 | 224.1198 | 249.3134 | 186.3074 | 264.9676 | 237.5041 | 264.9676 | 205.9438 | 254.5264 | 166.671 | 227.8691 | 226.5136 | 227.0629 | 175438.9804 | 10936.1978 | 4220.8579 | 71144.958 | 30670.868 | 14885.9763 | 5388.6609 | 5061.9976 | 4816.9185 | 4812.4115 | 27011.956 | 5770.5832 | 7326.6239 | 4528.2788 | 5789.1644 | 161012.2 | 22911.9545 | 10493.0444 | 69544.5167 | 37909.7181 | 25337.4697 | 14104.0667 | 6496.8233 | 9103.525 | 13293.7868 | 27640.8374 | 12783.8318 | 13490.8191 | 7788.4632 | 10010.9469 | 141.7457 | 141.7457 | 141.7457 | 141.7457 | 195.5223 | 141.7457 | 195.5223 | 195.5223 | 195.5223 | 141.7457 | 141.7457 | 141.7457 | 141.7457 | 141.7457 | 141.7457 | 0.0082875 | 1.4416e-09 | 4.6955e-14 | 0.0086556 | 0.01889 | 8.3867e-13 | 8.8474e-05 | 2.8782e-22 | 1.3961e-07 | 1.7081e-13 | 0.0090872 | 3.4544e-11 | 8.0715e-08 | 8.9874e-20 | 2.4225e-09 | 0.0082875 | 0.0082875 | 0.0082875 | 0.016943 | 0.035833 | 0.016943 | 0.035921 | 0.035833 | 0.035921 | 0.016943 | 0.017375 | 0.0082875 | 0.016943 | 0.0082875 | 0.0082875
370 | 154588.6608 | 15593.5196 | 5638.0087 | 66458.5763 | 37019.2742 | 15338.6564 | 11804.1027 | 3008.6508 | 6039.5099 | 7966.3809 | 26318.6665 | 8066.3984 | 9781.7838 | 4081.445 | 7138.4506 | n/a | 13410.8321 | 5503.5429 | 4263.9144 | 10682.8394 | 8214.0055 | 8908.5645 | 1881.0271 | 4071.263 | 7237.7953 | 4462.594 | 4176.4715 | 6573.4281 | 3629.8169 | 4804.2188 | 244.2776 | 226.972 | 226.972 | 231.2989 | 254.6125 | 196.869 | 269.0728 | 243.704 | 269.0728 | 215.0077 | 257.6683 | 178.7303 | 234.3468 | 231.7921 | 232.2995 | 175722.8141 | 10907.7265 | 4222.3224 | 74427.187 | 33425.1614 | 15457.5331 | 6576.2405 | 5136.5969 | 5153.7181 | 4641.3954 | 25657.1984 | 5801.9223 | 6506.7907 | 4694.5621 | 6026.9377 | 160458.1 | 24152.0586 | 9725.8653 | 71699.5055 | 40970.8774 | 22893.4568 | 15300.705 | 6965.224 | 9124.3812 | 11621.2039 | 29436.6924 | 9458.2989 | 11684.0372 | 8314.479 | 9454.5473 | 137.8887 | 137.8887 | 137.8887 | 137.8887 | 137.8887 | 137.8887 | 137.8887 | 137.8887 | 137.8887 | 137.8887 | 137.8887 | 137.8887 | 137.8887 | 137.8887 | 137.8887 | 0.0068163 | 3.4542e-11 | 7.1053e-14 | 0.0018186 | 0.0013219 | 9.9784e-11 | 1.9793e-06 | 5.0912e-23 | 1.8479e-08 | 6.3051e-10 | 0.00043643 | 5.3896e-05 | 1.7506e-05 | 1.0405e-22 | 7.6392e-08 | 0.0068163 | 0.0068163 | 0.0068163 | 0.0086349 | 0.0099568 | 0.0086349 | 0.0099588 | 0.0099568 | 0.0099588 | 0.0086349 | 0.0072527 | 0.0068702 | 0.0086524 | 0.0068163 | 0.0068164
371 | 153900.6409 | 15707.4902 | 5824.5295 | 66202.1637 | 36915.5114 | 15334.9492 | 11576.172 | 2991.7812 | 5695.4886 | 7716.9647 | 26179.665 | 7877.5214 | 9812.0208 | 4067.2403 | 6821.4084 | n/a | 10346.5599 | 6725.5064 | 3731.3385 | 9457.5488 | 9392.6918 | 7275.281 | 1396.803 | 3622.3488 | 8758.4523 | 4220.6935 | 5866.8916 | 6427.798 | 4129.0046 | 5811.0792 | 252.7089 | 235.4235 | 235.4235 | 242.0515 | 262.4531 | 212.8524 | 275.0645 | 252.9394 | 275.0645 | 228.6717 | 262.1948 | 197.033 | 244.0193 | 239.6272 | 240.0697 | 176448.6171 | 10505.3652 | 4468.8801 | 72527.1389 | 33534.6545 | 13650.4498 | 5959.152 | 5161.3186 | 4870.2177 | 4643.5686 | 27862.4032 | 5725.335 | 6543.8603 | 4573.2633 | 6384.3849 | 160391.3 | 20045.8251 | 11091.2865 | 69818.4143 | 40113.0401 | 21885.6415 | 12567.433 | 5343.0583 | 8038.7665 | 12673.0209 | 29839.9429 | 11163.7266 | 11378.1583 | 8524.5679 | 12154.0641 | 126.9712 | 126.9712 | 126.9712 | 126.9712 | 126.9712 | 126.9712 | 126.9712 | 126.9712 | 126.9712 | 126.9712 | 126.9712 | 126.9712 | 126.9712 | 126.9712 | 126.9712 | 0.0045218 | 1.1393e-06 | 8.3333e-17 | 0.0049346 | 0.0025273 | 1.36e-09 | 0.00233 | 1.2785e-14 | 3.0924e-07 | 4.8851e-13 | 0.00019108 | 4.0081e-09 | 6.9626e-05 | 7.1985e-24 | 7.0312e-16 | 0.0045218 | 0.0045229 | 0.0045229 | 0.0094564 | 0.011984 | 0.0094564 | 0.014314 | 0.011984 | 0.014314 | 0.0094564 | 0.0047129 | 0.0045218 | 0.009526 | 0.0045218 | 0.0045218
372 | 159321.8049 | 16098.6559 | 6108.2797 | 68353.962 | 38063.958 | 15671.4461 | 12397.4184 | 3012.5233 | 6355.9676 | 8079.5133 | 26932.3323 | 8394.5583 | 10199.9652 | 4233.1232 | 7219.599 | n/a | 9690.5533 | 7195.7376 | 4898.3759 | 8995.7003 | 9353.0307 | 9634.9333 | 1594.0192 | 3564.504 | 6992.4443 | 4117.7728 | 5947.8681 | 9225.974 | 3457.1058 | 5578.8566 | 232.2974 | 215.4339 | 215.4339 | 218.1317 | 242.7492 | 181.1636 | 258.0464 | 231.2093 | 258.0464 | 200.3521 | 247.9069 | 161.975 | 221.8105 | 220.533 | 221.0697 | 173553.1297 | 10812.1772 | 4282.8188 | 68030.5584 | 29994.3343 | 13454.231 | 5885.7429 | 5159.6092 | 4692.3292 | 4067.9472 | 27725.9386 | 6270.4777 | 7029.5689 | 4632.2714 | 6240.82 | 164375.1 | 19905.9944 | 11428.7564 | 70299 | 38422.9347 | 21841.9557 | 15389.0762 | 6740.6284 | 8203.9331 | 10962.9916 | 30960.0133 | 12061.9458 | 16072.5429 | 7529.7772 | 10370.146 | 152.5421 | 152.5421 | 152.5421 | 153.7363 | 289.0845 | 153.7363 | 289.0845 | 289.0845 | 289.0845 | 153.7363 | 152.5421 | 153.7363 | 153.7363 | 152.5421 | 152.5421 | 0.012615 | 5.1812e-06 | 2.9108e-16 | 0.014719 | 0.030343 | 5.174e-09 | 1.2507e-05 | 8.6606e-22 | 9.4748e-06 | 3.3693e-08 | 0.0001311 | 1.8629e-09 | 4.8361e-12 | 1.3088e-17 | 8.2423e-10 | 0.012615 | 0.012621 | 0.012621 | 0.027334 | 0.057677 | 0.027334 | 0.05769 | 0.057677 | 0.057699 | 0.027334 | 0.012747 | 0.012615 | 0.027334 | 0.012615 | 0.012615
373 | 157257.2692 | 15729.6688 | 5728.0802 | 67531.9148 | 37605.7185 | 15441.5606 | 11932.425 | 3091.5867 | 5910.943 | 7913.8312 | 26677.2059 | 7876.1094 | 10018.8909 | 4404.8819 | 7275.5568 | n/a | 6707.5542 | 5435.4971 | 4460.6068 | 9310.809 | 9442.0152 | 9851.795 | 1796.8934 | 3988.9313 | 5648.4259 | 4330.8233 | 6852.9908 | 7089.1464 | 3117.3572 | 3700.0906 | 219.2445 | 202.511 | 202.511 | 202.2082 | 230.3632 | 158.8185 | 247.9097 | 217.1265 | 247.9097 | 180.8285 | 239.7587 | 136.8085 | 207.2495 | 208.3598 | 208.9755 | 174974.3299 | 10075.5781 | 4394.0848 | 72707.9369 | 33532.8781 | 14127.5862 | 6454.5641 | 5206.1432 | 5031.4707 | 4314.0221 | 25543.8265 | 5697.3469 | 6592.9864 | 4796.4245 | 5964.9309 | 162350.3 | 16538.6323 | 9766.6819 | 73314.8437 | 40922.0871 | 23146.8014 | 15553.4591 | 6961.0367 | 8343.702 | 9760.648 | 28330.3499 | 12329.3377 | 12814.0328 | 7791.4817 | 9470.6215 | 141.8057 | 141.8057 | 141.8057 | 141.8057 | 141.8057 | 141.8057 | 141.8057 | 141.8057 | 141.8057 | 141.8057 | 141.8057 | 141.8057 | 141.8057 | 141.8057 | 141.8057 | 0.011781 | 0.0060437 | 1.5091e-13 | 0.001376 | 0.0024027 | 7.7077e-11 | 1.5521e-06 | 5.1782e-22 | 3.08e-07 | 4.1895e-06 | 0.0038867 | 1.261e-11 | 6.1562e-07 | 2.0569e-17 | 1.9179e-07 | 0.011781 | 0.017825 | 0.017825 | 0.013157 | 0.01556 | 0.013157 | 0.015562 | 0.01556 | 0.015562 | 0.013162 | 0.015668 | 0.011781 | 0.013158 | 0.011781 | 0.011782
374 | 146553.665 | 14782.8519 | 5415.346 | 63317.2251 | 35348.3782 | 14864.586 | 11569.8789 | 2920.9349 | 5860.0464 | 7790.3896 | 24957.8355 | 7838.671 | 9439.8932 | 3917.8715 | 6950.2077 | n/a | 8328.425 | 4753.5417 | 3735.412 | 9993.2043 | 10178.2546 | 9598.8946 | 1683.0913 | 4170.1325 | 7807.3948 | 4372.6591 | 4250.3491 | 6947.226 | 2666.3298 | 4949.026 | 216.0417 | 199.7895 | 199.7895 | 200.3162 | 226.6348 | 160.022 | 243.0245 | 214.2707 | 243.0245 | 180.5809 | 234.5816 | 139.463 | 204.8294 | 205.2527 | 205.8278 | 174977.2174 | 10854.9743 | 4245.944 | 69106.7086 | 29317.848 | 14069.8154 | 5564.0624 | 4985.8107 | 4966.7197 | 4607.2839 | 26716.6572 | 5608.8634 | 6485.7078 | 4541.0215 | 6067.6161 | 153547.6 | 18895.9993 | 8895.6856 | 66813.7181 | 37395.2654 | 22458.4623 | 14732.57 | 6668.902 | 8467.648 | 12150.9786 | 28330.5163 | 8333.3048 | 13155.0338 | 5753.5453 | 9726.8492 | 90.8666 | 90.8666 | 90.8666 | 90.8666 | 90.8666 | 90.8666 | 90.8666 | 90.8666 | 90.8666 | 90.8666 | 90.8666 | 90.8666 | 90.8666 | 90.8666 | 90.8666 | 0.0026418 | 1.0539e-06 | 1.5808e-12 | 0.0048147 | 0.0063704 | 4.7949e-11 | 4.265e-06 | 1.6354e-22 | 1.1942e-07 | 1.2237e-11 | 0.00022901 | 0.003793 | 6.5838e-09 | 1.7393e-11 | 3.666e-09 | 0.0026418 | 0.0026429 | 0.0026429 | 0.0074565 | 0.013827 | 0.0074565 | 0.013831 | 0.013827 | 0.013831 | 0.0074565 | 0.0028708 | 0.0064348 | 0.0074565 | 0.0026418 | 0.0026418
375 | 150129.6101 | 14987.7852 | 5697.9413 | 64717.3478 | 35942.0569 | 15265.9294 | 11352.6122 | 2953.7062 | 5661.0326 | 7689.2671 | 25455.32 | 8064.4622 | 9775.5269 | 3973.1906 | 6845.9486 | n/a | 8257.7268 | 4921.9255 | 4786.5725 | 8862.2511 | 6812.91 | 9338.8492 | 1536.5608 | 3928.9368 | 8779.3142 | 3847.1224 | 5884.243 | 8676.2885 | 2878.9769 | 4417.6448 | 240.7443 | 223.8613 | 223.8613 | 228.726 | 250.6654 | 196.5851 | 264.2614 | 240.4088 | 264.2614 | 213.6396 | 252.7229 | 179.5306 | 231.3991 | 228.3933 | 228.8703 | 170687.3992 | 10427.1387 | 4132.1786 | 68656.3975 | 32423.4212 | 14713.7075 | 6084.7993 | 5085.5686 | 4926.7057 | 4166.123 | 26817.6048 | 5901.6092 | 7317.8419 | 4771.591 | 6241.5014 | 154467.1 | 18155.5655 | 9040.4041 | 67788.4075 | 38024.8098 | 20135.8175 | 15160.2969 | 5234.8739 | 8745.5425 | 12628.0372 | 26227.5 | 11527.9522 | 15051.1304 | 7650.5679 | 10659.1462 | 168.1216 | 168.1216 | 168.1216 | 168.1216 | 168.1216 | 168.1216 | 168.1216 | 168.1216 | 168.1216 | 168.1216 | 171.1138 | 168.1216 | 168.1216 | 168.1216 | 168.1216 | 0.016586 | 1.3523e-05 | 1.3062e-11 | 0.0066301 | 0.0063619 | 1.0259e-07 | 5.3107e-07 | 2.1023e-14 | 7.029e-09 | 4.8727e-13 | 0.013221 | 2.4837e-09 | 2.0182e-11 | 1.6591e-20 | 6.2597e-12 | 0.016586 | 0.016599 | 0.016599 | 0.023216 | 0.029577 | 0.023216 | 0.029578 | 0.029577 | 0.029578 | 0.023216 | 0.029806 | 0.016586 | 0.023216 | 0.016586 | 0.016586
376 | 152411.2756 | 15312.0278 | 5792.9682 | 65632.1206 | 36432.6775 | 15454.8569 | 11570.4566 | 3077.3169 | 5737.0516 | 8166.3446 | 25711.5807 | 8127.9827 | 9705.1043 | 3965.7651 | 6909.701 | n/a | 11042.7199 | 5511.2409 | 4654.7087 | 7551.6934 | 11665.1208 | 8255.5902 | 2132.6799 | 4507.9679 | 8162.4428 | 4343.8685 | 4837.6883 | 7968.3292 | 3546.7349 | 6769.6098 | 225.8365 | 209.4412 | 209.4412 | 212.0609 | 235.999 | 176.1119 | 250.874 | 224.7775 | 250.874 | 194.7709 | 241.018 | 157.4529 | 215.6391 | 214.3995 | 214.9215 | 167860.0877 | 10181.8774 | 4292.2215 | 67844.0933 | 32572.9334 | 13937.92 | 6101.3742 | 5164.0872 | 5163.9855 | 4355.9034 | 24027.8821 | 5915.4822 | 7020.764 | 4538.7572 | 6136.9584 | 159573.0877 | 21193.1973 | 9781.4624 | 69953.5019 | 38959.9269 | 25301.9408 | 14252.3644 | 7209.367 | 9671.9534 | 12469.7462 | 26259.6507 | 10500.6705 | 14072.5931 | 7801.092 | 12532.8681 | 97.4278 | 97.4278 | 97.4278 | 97.4278 | 97.4278 | 97.4278 | 97.4278 | 97.4278 | 97.4278 | 97.4278 | 207.8859 | 97.4278 | 97.4278 | 97.4278 | 97.4278 | 0.0028289 | 1.8565e-08 | 2.8142e-13 | 0.0031088 | 0.0044044 | 3.0821e-13 | 1.722e-05 | 1.8511e-23 | 1.2891e-10 | 4.3996e-11 | 0.018743 | 5.211e-07 | 7.0342e-10 | 2.5091e-21 | 1.9219e-16 | 0.0028289 | 0.0028289 | 0.0028289 | 0.0059377 | 0.010342 | 0.0059377 | 0.010359 | 0.010342 | 0.010359 | 0.0059377 | 0.021572 | 0.0028294 | 0.0059377 | 0.0028289 | 0.0028289
377 | 153394.0751 | 15299.6058 | 5717.5707 | 66005.8303 | 36681.6429 | 15519.4167 | 11454.814 | 2904.9829 | 5813.0436 | 7841.4298 | 26145.2328 | 8327.7791 | 9684.4126 | 3972.2806 | 6901.3416 | n/a | 10114.0028 | 6061.4731 | 3978.0318 | 10722.214 | 10197.7422 | 10835.6053 | 1859.3541 | 3632.1302 | 6473.5862 | 4932.3886 | 6097.6919 | 7345.9469 | 3888.3668 | 5017.4327 | 217.1287 | 200.933 | 200.933 | 201.9443 | 227.5629 | 162.885 | 243.5092 | 215.5333 | 243.5092 | 182.8878 | 234.7838 | 142.8822 | 206.2148 | 206.2484 | 206.8079 | 173572.2904 | 10279.2925 | 4065.5857 | 69105.1617 | 32540.4237 | 15519.8339 | 5860.1427 | 4928.7299 | 5048.424 | 4320.2259 | 28109.4566 | 5886.5548 | 6105.6789 | 4603.4197 | 6096.7215 | 160573.2 | 18962.0336 | 10077.8588 | 68600.3 | 41295.6059 | 23709.4144 | 16009.6294 | 6731.084 | 8590.9542 | 9443.5504 | 31942.7335 | 11326.3467 | 13350.8258 | 7886.0866 | 10998.3542 | 94.2731 | 94.2731 | 94.2731 | 110 | 110 | 110 | 110 | 110 | 110 | 110 | 94.2731 | 110 | 110 | 94.2731 | 94.2731 | 0.0028847 | 4.6419e-06 | 1.7269e-14 | 0.010287 | 0.00071604 | 2.4446e-11 | 6.5719e-08 | 4.7294e-23 | 4.6983e-08 | 1.3026e-05 | 8.021e-06 | 3.6864e-08 | 1.1911e-08 | 1.0987e-21 | 1.4205e-12 | 0.0028847 | 0.0028893 | 0.0028893 | 0.013171 | 0.013887 | 0.013171 | 0.013887 | 0.013887 | 0.013888 | 0.013184 | 0.0028927 | 0.0028847 | 0.013171 | 0.0028847 | 0.0028847
378 | 159632.9873 | 15902.441 | 5923.4062 | 68457.6302 | 38058.9176 | 15767.088 | 12360.1123 | 3065.2836 | 6289.7593 | 8001.4373 | 27021.7275 | 8419.1416 | 10028.5076 | 4244.3157 | 7450.5703 | n/a | 9284.5934 | 6556.6366 | 2898.7349 | 8601.9032 | 7366.581 | 10458.3978 | 2025.0392 | 4310.8313 | 9101.8112 | 4457.5797 | 5885.9214 | 7584.9993 | 3854.8053 | 5714.3449 | 229.9066 | 212.9848 | 212.9848 | 214.8466 | 240.6065 | 175.8484 | 256.6281 | 228.5202 | 256.6281 | 195.9456 | 246.9953 | 155.7513 | 218.9327 | 218.3253 | 218.8874 | 175279.6503 | 10243.6873 | 4279.1388 | 67987.7868 | 31309.4498 | 14228.1246 | 5990.7116 | 5037.0815 | 4933.1623 | 4299.9984 | 28461.2891 | 5766.0655 | 6578.7345 | 4543.5054 | 6143.8959 | 163590.4 | 19140.8806 | 10827.4754 | 66971.7217 | 37179.053 | 21404.1055 | 16288.6094 | 6974.8207 | 9197.3936 | 13367.8096 | 31387.7689 | 11495.3868 | 13353.7338 | 8110.9107 | 11850.3408 | 176.23 | 176.23 | 176.23 | 322.2699 | 360.9098 | 322.2699 | 360.9098 | 360.9098 | 360.9098 | 322.2699 | 176.23 | 322.2699 | 322.2699 | 176.23 | 176.23 | 0.024758 | 1.8151e-05 | 1.4763e-15 | 0.077109 | 0.08259 | 2.2009e-08 | 9.5783e-07 | 2.1682e-22 | 7.3114e-08 | 1.6087e-13 | 8.2313e-05 | 2.998e-08 | 7.6676e-08 | 3.2129e-20 | 1.6121e-12 | 0.024758 | 0.024777 | 0.024777 | 0.10187 | 0.18446 | 0.10187 | 0.18446 | 0.18446 | 0.18446 | 0.10187 | 0.024841 | 0.024758 | 0.10187 | 0.024758 | 0.024758
379 | 156374.0277 | 15831.5466 | 5776.1886 | 67196.9353 | 37386.6884 | 15601.75 | 11922.3219 | 3055.1305 | 6052.5691 | 8141.5725 | 26773.1341 | 8192.589 | 10053.0989 | 4037.9065 | 7106.3863 | n/a | 8549.9443 | 6322.5676 | 5139.8147 | 8550.8412 | 9048.3462 | 6338.5996 | 1799.7104 | 3430.3859 | 6720.8268 | 4005.1487 | 5889.958 | 8183.8556 | 3543.6238 | 5606.2968 | 226.7803 | 210.1063 | 210.1063 | 212.0045 | 237.3076 | 173.7205 | 253.044 | 225.4363 | 253.044 | 193.46 | 243.5115 | 153.981 | 216.001 | 215.3517 | 215.9038 | 173715.8224 | 9707.1655 | 4538.398 | 71368.8253 | 30886.1457 | 15190.6871 | 5521.2019 | 5151.6994 | 4627.9696 | 4759.1134 | 24672.4005 | 6191.4234 | 7716.3569 | 4551.8812 | 6276.6249 | 164909.8 | 17931.3098 | 10816.3656 | 74056.8986 | 38515.1453 | 23799.7332 | 11929.5599 | 6951.4099 | 8052.9555 | 11436.9402 | 26851.2 | 11685.0814 | 15739.3125 | 7792.405 | 11866.3217 | 72.43 | 72.43 | 72.43 | 72.43 | 161.2014 | 72.43 | 363.0287 | 161.2014 | 363.0287 | 72.43 | 333.83 | 72.43 | 72.43 | 72.43 | 72.43 | 0.0013461 | 0.00027269 | 2.7456e-16 | 0.00069868 | 0.015554 | 2.6771e-11 | 0.040472 | 2.1762e-22 | 3.0686e-06 | 5.1973e-09 | 0.038203 | 2.8101e-09 | 7.2226e-12 | 1.3667e-20 | 6.5187e-14 | 0.0013461 | 0.0016188 | 0.0016188 | 0.0020448 | 0.017599 | 0.0020448 | 0.058071 | 0.017599 | 0.058074 | 0.0020448 | 0.039549 | 0.0013461 | 0.0020448 | 0.0013461 | 0.0013461
380 | 152671.3206 | 15510.448 | 5625.0526 | 65718.1402 | 36544.6426 | 15592.062 | 11734.2533 | 2970.7233 | 6087.5327 | 7858.3187 | 25872.2145 | 8027.2844 | 9808.8362 | 4022.4635 | 7323.6093 | n/a | 7873.6411 | 5961.3216 | 4840.2082 | 11716.9876 | 9263.3614 | 6912.1417 | 1960.1558 | 4387.5504 | 7635.0768 | 3949.5711 | 5602.3416 | 7685.9715 | 3255.7713 | 4868.6656 | 231.4903 | 214.3346 | 214.3346 | 215.8002 | 242.4441 | 175.3132 | 259.0223 | 229.9377 | 259.0223 | 196.1087 | 249.5269 | 154.5177 | 220.1398 | 219.8606 | 220.4423 | 175992.8753 | 9812.3054 | 4316.2502 | 74489.0124 | 31886.8987 | 14471.1147 | 5662.9054 | 4971.545 | 4748.7713 | 4437.5648 | 25128.9335 | 5917.9974 | 6582.4372 | 4514.9952 | 5842.0166 | 160013.4875 | 17341.4465 | 10277.5718 | 72068.9096 | 41043.7521 | 20728.8992 | 12462.113 | 6788.0008 | 9067.6217 | 10576.6032 | 28322.2046 | 11448.239 | 14097.8087 | 7622.2664 | 10474.2823 | 96.1067 | 96.1067 | 96.1067 | 96.1067 | 96.1067 | 96.1067 | 96.1067 | 96.1067 | 96.1067 | 96.1067 | 96.1067 | 96.1067 | 96.1067 | 96.1067 | 96.1067 | 0.0025406 | 0.00047568 | 1.5219e-15 | 0.00087454 | 0.00078036 | 6.7569e-08 | 0.0051464 | 1.5298e-22 | 3.3751e-08 | 5.1721e-08 | 0.0010953 | 2.8247e-09 | 1.1662e-09 | 6.6727e-20 | 1.0584e-09 | 0.0025406 | 0.0030163 | 0.0030163 | 0.0034151 | 0.0041955 | 0.0034152 | 0.0093419 | 0.0041955 | 0.0093419 | 0.0034152 | 0.0036358 | 0.0025406 | 0.0034151 | 0.0025406 | 0.0025406
381 | 158308.3356 | 16055.7279 | 5997.5331 | 67947.7706 | 37681.3155 | 15782.2948 | 11994.0935 | 3242.4673 | 6043.1956 | 8383.7857 | 26974.2871 | 8159.4345 | 9883.0049 | 4174.4639 | 7436.569 | n/a | 9996.6397 | 4871.4962 | 4854.6543 | 8397.0057 | 12521.8362 | 8402.4056 | 1957.0473 | 4880.4384 | 9688.189 | 4544.4777 | 7110.1514 | 5735.7384 | 3956.8005 | 5176.3202 | 218.909 | 201.6764 | 201.6764 | 199.5457 | 230.8157 | 150.7681 | 250.3304 | 216.0941 | 250.3304 | 175.2471 | 243.1024 | 126.2892 | 205.5864 | 208.1813 | 208.8661 | 171697.4957 | 10574.7703 | 4189.0816 | 66836.3645 | 30142.3034 | 14382.007 | 6094.0391 | 5279.9622 | 4824.3401 | 4831.8047 | 26543.4566 | 5967.5494 | 7475.3676 | 4504.1719 | 6633.6396 | 163214.1 | 19657.81 | 9006.0778 | 69684.4188 | 38249.7091 | 26204.2432 | 14417.7447 | 7237.0095 | 9704.7785 | 13905.3937 | 29487.5385 | 12992.7008 | 13145.406 | 8376.0724 | 11512.1599 | 146.1041 | 146.1041 | 146.1041 | 149.1615 | 238.824 | 149.1615 | 238.824 | 238.824 | 238.824 | 149.1615 | 146.1041 | 149.1615 | 149.1615 | 146.1041 | 146.1041 | 0.013509 | 8.2375e-06 | 3.2057e-10 | 0.016196 | 0.025293 | 1.2192e-13 | 4.6709e-05 | 1.0624e-21 | 1.2451e-09 | 2.5773e-13 | 0.0011618 | 4.4255e-12 | 8.129e-08 | 4.1876e-22 | 8.9926e-12 | 0.013509 | 0.013517 | 0.013517 | 0.029704 | 0.054998 | 0.029704 | 0.055044 | 0.054998 | 0.055044 | 0.029704 | 0.01467 | 0.013509 | 0.029705 | 0.013509 | 0.013509
382 | 156254.5481 | 15794.5842 | 5846.4022 | 67133.7779 | 37450.8062 | 15291.6247 | 11694.7262 | 3014.5294 | 5846.5206 | 8060.2414 | 26277.6769 | 8053.3967 | 9536.6961 | 3894.3761 | 7231.4279 | n/a | 6253.1935 | 6024.3819 | 4836.8012 | 8910.1523 | 8011.7734 | 6477.6672 | 1786.7983 | 4410.1956 | 8458.4529 | 3109.4775 | 6408.2567 | 6895.2302 | 3985.6501 | 4236.9025 | 246.2528 | 228.5811 | 228.5811 | 232.155 | 257.0181 | 195.096 | 272.4552 | 245.3727 | 272.4552 | 214.46 | 261.351 | 175.732 | 235.6615 | 233.7268 | 234.2684 | 169334.2302 | 9444.0556 | 4287.3307 | 68789.5275 | 32374.7392 | 13695.3188 | 6943.9273 | 5129.0513 | 5239.2297 | 3987.8473 | 26351.467 | 6120.5441 | 6329.8646 | 4579.5693 | 5910.7979 | 161461.7 | 15697.2491 | 10311.7126 | 69974.4455 | 40017.7915 | 20722.1922 | 13335.7946 | 6825.2496 | 9608.1253 | 11593.8003 | 28519.9445 | 12396.4008 | 13202.8948 | 8540.2194 | 10147.7004 | 155.8683 | 342.8717 | 342.8717 | 155.8683 | 155.8683 | 155.8683 | 155.8683 | 155.8683 | 155.8683 | 155.8683 | 155.8683 | 155.8683 | 155.8683 | 155.8683 | 155.8683 | 0.01079 | 0.054626 | 1.6532e-14 | 0.0081933 | 0.0045229 | 2.4209e-08 | 0.00037134 | 3.2778e-22 | 4.3003e-10 | 1.3977e-09 | 0.0015738 | 3.482e-11 | 9.451e-09 | 8.7419e-26 | 3.147e-09 | 0.01079 | 0.065416 | 0.065416 | 0.018983 | 0.023506 | 0.018983 | 0.023877 | 0.023506 | 0.023877 | 0.018983 | 0.012363 | 0.01079 | 0.018983 | 0.01079 | 0.01079
383 | 153718.5019 | 15592.5749 | 5961.1529 | 66139.5138 | 36868.7331 | 15592.4225 | 11662.0662 | 2890.0976 | 5961.9869 | 8090.914 | 26150.055 | 8309.1537 | 9672.5188 | 4129.3273 | 7177.0612 | n/a | 6777.3118 | 6474.9999 | 4994.7678 | 10414.4425 | 11211.7356 | 6595.7417 | 1775.0703 | 3845.9304 | 8688.7757 | 4845.7722 | 6022.6062 | 9038.8401 | 3645.0422 | 5966.0525 | 218.9733 | 202.9442 | 202.9442 | 205.024 | 229.0295 | 168.7948 | 243.9546 | 217.7702 | 243.9546 | 187.5166 | 234.6273 | 150.0729 | 208.7469 | 207.9192 | 208.4429 | 170541.5548 | 10071.4483 | 4194.2772 | 69397.4004 | 31287.8574 | 14222.008 | 5709.9155 | 5207.1583 | 4660.0344 | 4100.8864 | 26228.8359 | 5935.0738 | 6879.1517 | 4454.1928 | 6041.3998 | 157076.7 | 16389.5601 | 10578.7771 | 70504.0681 | 40044.4999 | 24272.8436 | 11965.7573 | 6937.2285 | 8422.6648 | 12431.4621 | 28311.1081 | 11888.58 | 15655.5919 | 7761.8349 | 11981.4523 | 185.66 | 185.66 | 185.66 | 185.66 | 185.66 | 185.66 | 185.66 | 185.66 | 185.66 | 185.66 | 185.66 | 185.66 | 185.66 | 185.66 | 185.66 | 0.033192 | 0.006117 | 1.0987e-14 | 0.00309 | 0.0025667 | 7.6764e-12 | 0.01723 | 2.2547e-24 | 2.9804e-07 | 3.0356e-11 | 0.0017464 | 2.3609e-09 | 8.8699e-13 | 1.3339e-19 | 6.6255e-14 | 0.033192 | 0.039309 | 0.039309 | 0.036282 | 0.038849 | 0.036282 | 0.056078 | 0.038849 | 0.056079 | 0.036282 | 0.034938 | 0.033192 | 0.036282 | 0.033192 | 0.033192
384 | 155774.4122 | 15690.9229 | 5938.3612 | 66913.8024 | 37197.4063 | 15523.2593 | 11506.9983 | 3118.4364 | 5911.9054 | 7934.3313 | 26483.8896 | 8286.258 | 9794.2093 | 4164.7625 | 7047.5329 | n/a | 6388.0526 | 5155.315 | 5086.7624 | 8271.626 | 10098.0395 | 9176.9956 | 1810.6328 | 5275.9281 | 8799.2236 | 3765.7294 | 7442.4915 | 7125.3531 | 3651.1639 | 5592.0894 | 248.8156 | 232.0073 | 232.0073 | 239.2677 | 258.0864 | 212.7094 | 269.702 | 249.3239 | 269.702 | 227.2797 | 256.6648 | 198.1391 | 240.8007 | 235.8791 | 236.2867 | 167746.4258 | 9997.4783 | 4003.9135 | 65905.7771 | 31461.5001 | 13413.4253 | 5421.4754 | 5287.9815 | 4657.5846 | 3976.6276 | 25494.2093 | 6027.5545 | 5833.0637 | 4648.7912 | 6106.0666 | 160799.3 | 16049.7 | 9013.9976 | 68390.2253 | 37951.8119 | 23386.7648 | 14142.0568 | 7014.8143 | 9318.2127 | 12681.9512 | 28290.2387 | 13439.246 | 12806.5167 | 8271.3551 | 11691.756 | 161.4072 | 190.2 | 190.2 | 201.4286 | 229.987 | 201.4286 | 229.987 | 229.987 | 229.987 | 201.4286 | 161.4072 | 201.4286 | 201.4286 | 161.4072 | 161.4072 | 0.011897 | 0.017974 | 1.7353e-10 | 0.018176 | 0.021396 | 5.6957e-11 | 1.8913e-05 | 5.5998e-22 | 2.8926e-09 | 2.7084e-12 | 0.0030532 | 1.4052e-12 | 1.9852e-07 | 1.0617e-21 | 1.0102e-13 | 0.011897 | 0.029871 | 0.029871 | 0.030073 | 0.051469 | 0.030073 | 0.051488 | 0.051469 | 0.051488 | 0.030073 | 0.01495 | 0.011897 | 0.030074 | 0.011897 | 0.011897
385 | 156197.2271 | 15747.373 | 6108.7474 | 67129.4401 | 37379.2666 | 15612.4543 | 11831.7315 | 3052.2452 | 6151.0948 | 7792.7957 | 26427.6474 | 8405.0149 | 9886.2414 | 4113.9453 | 7279.8163 | n/a | 10589.3237 | 4663.7602 | 4832.2526 | 11340.9387 | 10704.0202 | 7318.5011 | 2159.2413 | 4163.9915 | 7696.0638 | 3595.6989 | 5937.2273 | 8579.1726 | 2581.192 | 5220.2863 | 247.2405 | 229.781 | 229.781 | 234.3555 | 257.6148 | 200.0903 | 272.0375 | 246.7346 | 272.0375 | 218.1819 | 260.3975 | 181.9988 | 237.3329 | 234.5886 | 235.0946 | 167240.4468 | 9573.5893 | 4219.7697 | 66804.1137 | 30750.6134 | 14445.8663 | 5517.8059 | 5059.3387 | 4859.6322 | 4383.6531 | 24839.815 | 6090.989 | 5510.1638 | 4683.8255 | 6031.7749 | 160664 | 19286.1129 | 8869.1299 | 69240.4663 | 41507.6521 | 24357.3865 | 12566.007 | 7218.5801 | 8943.4237 | 11498.3169 | 28007.7139 | 11817.1163 | 14009.3364 | 7119.8174 | 10741.6612 | 173.73 | 173.73 | 173.73 | 173.73 | 173.73 | 173.73 | 173.73 | 173.73 | 173.73 | 173.73 | 173.73 | 173.73 | 173.73 | 173.73 | 173.73 | 0.017079 | 8.1218e-06 | 2.0881e-09 | 0.013334 | 0.0011734 | 6.6963e-12 | 0.005141 | 8.2044e-24 | 9.258e-08 | 3.2815e-10 | 0.0042289 | 6.1946e-09 | 2.5959e-09 | 1.166e-16 | 1.6906e-10 | 0.017079 | 0.017087 | 0.017087 | 0.030413 | 0.031587 | 0.030413 | 0.036728 | 0.031587 | 0.036728 | 0.030413 | 0.021308 | 0.017079 | 0.030413 | 0.017079 | 0.017079
386 | 153366.2106 | 15477.7695 | 5837.2003 | 65979.6483 | 36674.7189 | 15266.2679 | 11681.3199 | 2930.1444 | 5856.7287 | 8054.8618 | 26055.9451 | 7776.2256 | 9906.6251 | 3978.415 | 7294.6012 | n/a | 10789.3767 | 6997.9889 | 4443.8636 | 10836.4509 | 10266.4508 | 8822.8163 | 2246.4733 | 4057.2595 | 9167.8086 | 4740.9981 | 5684.0404 | 6995.6827 | 2312.5754 | 4925.0962 | 262.4251 | 244.7198 | 244.7198 | 252.4552 | 272.1687 | 224.6767 | 284.3345 | 262.991 | 284.3345 | 239.9374 | 270.5454 | 209.4161 | 254.0291 | 248.775 | 249.2019 | 170564.793 | 10028.0557 | 4053.7203 | 67124.5377 | 32433.594 | 14249.1099 | 5719.0845 | 5125.531 | 4612.9431 | 4524.3384 | 26071.4864 | 5940.3177 | 6535.7871 | 4659.6797 | 6083.7994 | 160147.5 | 20615.3324 | 11023.4092 | 68381.1 | 41507.1448 | 24248.2607 | 13770.1007 | 7366.4042 | 8670.2026 | 13596.347 | 28700.1977 | 11452.8581 | 13474.0698 | 6810.6551 | 10834.5956 | 123.9492 | 123.9492 | 123.9492 | 148.3571 | 148.3571 | 148.3571 | 148.3571 | 148.3571 | 148.3571 | 148.3571 | 123.9492 | 148.3571 | 148.3571 | 123.9492 | 123.9492 | 0.0037191 | 1.3583e-07 | 1.5088e-16 | 0.011324 | 0.00059062 | 2.1668e-12 | 0.00010198 | 3.5382e-26 | 4.3758e-08 | 8.1895e-14 | 0.00084225 | 4.6108e-10 | 2.4768e-08 | 2.7342e-16 | 1.1395e-10 | 0.0037191 | 0.0037192 | 0.0037192 | 0.015043 | 0.015634 | 0.015043 | 0.015736 | 0.015634 | 0.015736 | 0.015043 | 0.0045613 | 0.0037191 | 0.015043 | 0.0037191 | 0.0037191
387 | 158403.3716 | 16013.0566 | 6241.7153 | 67985.8362 | 37906.2873 | 15950.6414 | 12220.8942 | 3185.4192 | 6389.3877 | 8467.7817 | 26775.7505 | 8474.6753 | 9972.0033 | 4201.6865 | 7306.579 | n/a | 10219.5932 | 7454.0817 | 4847.1177 | 6145.4009 | 9415.0084 | 7877.141 | 2056.8563 | 4513.7038 | 8913.9097 | 4054.5054 | 6918.0168 | 4277.884 | 2939.2928 | 4829.2418 | 229.473 | 213.4011 | 213.4011 | 218.1102 | 238.8978 | 187.6896 | 251.7784 | 229.1809 | 251.7784 | 203.8468 | 240.7442 | 171.5323 | 220.6184 | 217.6947 | 218.1466 | 176482.8661 | 9592.7941 | 4258.1392 | 75073.1801 | 32000.7371 | 14728.0019 | 5819.2651 | 5318.2403 | 4711.1447 | 4694.8024 | 24618.1793 | 6079.2929 | 7285.7916 | 4617.6313 | 6178.4627 | 168175.5 | 18955.7815 | 11647.8209 | 76472.7221 | 38140.538 | 23290.8103 | 13696.4061 | 7375.0966 | 9224.8485 | 12978.2121 | 27978.2 | 12775.6097 | 10010.2 | 7458.8241 | 11007.7045 | 49.2401 | 49.2401 | 49.2401 | 49.2401 | 305.9552 | 49.2401 | 305.9552 | 305.9552 | 305.9552 | 49.2401 | 111.25 | 49.2401 | 296.88 | 49.2401 | 49.2401 | 0.00067264 | 3.8747e-05 | 3.501e-16 | 0.00027379 | 0.033692 | 3.6361e-10 | 0.00071683 | 5.0538e-23 | 1.2356e-07 | 3.5231e-11 | 0.0075218 | 1.197e-10 | 0.033309 | 1.5399e-17 | 4.8213e-11 | 0.00067264 | 0.00071139 | 0.00071139 | 0.00094643 | 0.034638 | 0.00094643 | 0.035355 | 0.034638 | 0.035355 | 0.00094643 | 0.0081944 | 0.00067264 | 0.034255 | 0.00067264 | 0.00067264
388 | 154404.6179 | 15760.2276 | 5718.6739 | 66401.716 | 36959.9409 | 15207.5103 | 11765.4548 | 2967.1286 | 5896.858 | 7845.8255 | 26166.1687 | 8040.6415 | 9965.6841 | 4225.1166 | 7088.191 | n/a | 10342.5205 | 5143.0474 | 3248.8172 | 8149.3813 | 8770.688 | 6820.7711 | 2373.5119 | 4889.7262 | 6704.6906 | 3511.7509 | 6866.9841 | 9078.2382 | 2850.8239 | 4212.7677 | 254.1559 | 237.3423 | 237.3423 | 245.9973 | 263.0802 | 222.5645 | 273.5933 | 255.1494 | 273.5933 | 235.7519 | 259.6594 | 209.3771 | 246.8808 | 240.8466 | 241.2155 | 176462.6817 | 11276.1245 | 4419.64 | 70666.9994 | 32545.2295 | 13523.3358 | 5724.5552 | 5295.6779 | 4662.255 | 4047.506 | 28171.4454 | 5871.6852 | 6689.8553 | 4796.68 | 5796.2017 | 158699 | 21295.4449 | 9443.3874 | 70924.4166 | 39221.4108 | 21979.5238 | 11888.3263 | 7627.1898 | 8894.9813 | 10517.8966 | 26804.5 | 12658.4693 | 15423.0935 | 7113.5039 | 9414.0694 | 181.53 | 181.53 | 181.53 | 181.53 | 181.53 | 181.53 | 318.1629 | 181.53 | 318.1629 | 181.53 | 201.87 | 181.53 | 181.53 | 181.53 | 181.53 | 0.018468 | 6.5083e-08 | 1.1416e-12 | 0.0028315 | 0.0057317 | 6.5885e-10 | 0.029089 | 4.4772e-27 | 1.9755e-08 | 6.3711e-08 | 0.016637 | 8.9225e-12 | 1.4733e-11 | 9.8856e-16 | 6.5822e-08 | 0.018468 | 0.018468 | 0.018468 | 0.021299 | 0.027031 | 0.021299 | 0.056119 | 0.027031 | 0.056119 | 0.021299 | 0.035105 | 0.018468 | 0.021299 | 0.018468 | 0.018468
389 | 157126.4616 | 15981.4905 | 5975.825 | 67499.7971 | 37593.2272 | 16041.6948 | 12121.6408 | 3084.468 | 6267.6738 | 8407.2839 | 26537.6382 | 8554.8866 | 10056.5859 | 4067.4473 | 7006.9017 | n/a | 10768.3038 | 5418.1805 | 4327.5803 | 10522.7724 | 10083.0932 | 9599.4964 | 2058.8754 | 4913.657 | 8180.1778 | 4771.2284 | 5327.292 | 7584.4095 | 3967.753 | 4441.0588 | 237.9235 | 221.0542 | 221.0542 | 225.2203 | 248.0107 | 191.5424 | 262.1474 | 237.3462 | 262.1474 | 209.2752 | 251.0635 | 173.8097 | 228.2155 | 225.7664 | 226.2624 | 175348.4005 | 11084.5064 | 4320.4381 | 70454.5479 | 29842.9449 | 13648.2915 | 5428.4686 | 5017.9946 | 4644.1341 | 3934.8794 | 27751.4859 | 5806.0231 | 6786.8356 | 4673.4767 | 6138.9129 | 163343.3 | 20384.3002 | 9730.9186 | 70634.4108 | 38795.5 | 22761.1847 | 14978.465 | 7020.5699 | 9508.291 | 11383.9572 | 31962.7144 | 10894.215 | 13308.5451 | 8641.2297 | 9078.6617 | 128.6953 | 128.6953 | 128.6953 | 128.6953 | 161.8922 | 128.6953 | 161.8922 | 161.8922 | 161.8922 | 128.6953 | 128.6953 | 128.6953 | 128.6953 | 128.6953 | 128.6953 | 0.0058297 | 1.1702e-06 | 2.7088e-12 | 0.006913 | 0.014679 | 1.8948e-09 | 1.5112e-05 | 2.115e-22 | 1.5475e-08 | 3.7628e-08 | 1.5675e-05 | 1.0681e-06 | 1.0615e-07 | 1.9644e-24 | 2.4478e-07 | 0.0058297 | 0.0058309 | 0.0058309 | 0.012743 | 0.027422 | 0.012743 | 0.027437 | 0.027422 | 0.027437 | 0.012743 | 0.0058454 | 0.0058308 | 0.012743 | 0.0058297 | 0.00583
390 | 152548.9659 | 15509.2996 | 5938.3641 | 65662.9845 | 36370.0244 | 15191.3333 | 11470.9897 | 3083.2492 | 5767.3884 | 7929.3119 | 25769.941 | 7926.8235 | 9634.8968 | 4159.811 | 7088.4674 | n/a | 8394.7692 | 5652.585 | 4450.7463 | 7130.3459 | 8120.8921 | 8756.524 | 1579.9176 | 4138.2782 | 6787.2915 | 3927.7019 | 7508.8797 | 7706.9519 | 4039.4257 | 4266.4155 | 232.1869 | 215.0847 | 215.0847 | 216.9213 | 243.0122 | 177.4059 | 259.2404 | 230.77 | 259.2404 | 197.7622 | 249.5339 | 157.0495 | 221.072 | 220.4941 | 221.0635 | 175381.36 | 10250.0239 | 4232.2516 | 73644.5538 | 33359.9161 | 14091.865 | 5956.91 | 5097.6285 | 4883.9179 | 3966.1782 | 25164.331 | 5849.249 | 6662.7423 | 4724.1715 | 5867.6417 | 159431.5 | 18217.593 | 9799.9366 | 70700.9213 | 38289.7024 | 19909.0975 | 13284.7744 | 6548.4462 | 7601.1365 | 10551.2697 | 26747.5 | 12677.7287 | 14229.6942 | 7488.7449 | 10098.4572 | 106.5825 | 106.5825 | 106.5825 | 106.5825 | 106.5825 | 106.5825 | 106.5825 | 106.5825 | 106.5825 | 106.5825 | 140.975 | 106.5825 | 106.5825 | 106.5825 | 106.5825 | 0.003406 | 5.4929e-05 | 1.1876e-12 | 0.0019859 | 0.0075132 | 1.4379e-07 | 0.00020432 | 5.5178e-20 | 4.3803e-06 | 9.3797e-08 | 0.0098522 | 3.3724e-12 | 2.4265e-10 | 4.9294e-18 | 1.3263e-09 | 0.003406 | 0.0034609 | 0.0034609 | 0.0053919 | 0.012905 | 0.005392 | 0.013109 | 0.012905 | 0.013114 | 0.0053921 | 0.013258 | 0.0034061 | 0.0053919 | 0.003406 | 0.003406
391 | 156577.0098 | 15579.0726 | 6153.8429 | 67273.1307 | 37451.4751 | 15694.0727 | 11680.3445 | 3055.6279 | 6099.5218 | 7767.8703 | 26440.9709 | 8051.3812 | 10417.1992 | 3845.1707 | 7169.408 | n/a | 10893.5441 | 6435.2851 | 2979.999 | 6087.3698 | 10172.6107 | 7378.9978 | 1800.5746 | 4650.2792 | 8653.5372 | 4159.4589 | 5521.4795 | 6844.4145 | 3672.6448 | 5789.5144 | 200.9682 | 184.8699 | 184.8699 | 181.9447 | 212.3257 | 134.274 | 231.2985 | 198.0129 | 231.2985 | 158.0732 | 225.1455 | 110.4748 | 188.0241 | 191.1942 | 191.8599 | 177446.3601 | 9692.0648 | 4350.218 | 74279.4986 | 33120.3801 | 13435.5967 | 6113.7764 | 5131.7836 | 4877.7822 | 3879.9233 | 27687.2302 | 6011.0187 | 7741.7651 | 4650.9365 | 6234.5328 | 160710.1512 | 15904.6 | 10631.8032 | 72797.9976 | 37828.5499 | 22015.0075 | 12993.1742 | 6891.8582 | 9033.6613 | 12440.8605 | 29171.0891 | 10765.4982 | 14177.4796 | 7942.6812 | 11824.7471 | 147.74 | 161.94 | 161.94 | 147.74 | 249.1146 | 147.74 | 249.1146 | 249.1146 | 249.1146 | 147.74 | 147.74 | 147.74 | 147.74 | 147.74 | 147.74 | 0.021175 | 0.019377 | 6.4387e-14 | 0.0015898 | 0.029727 | 3.6084e-09 | 0.0009485 | 4.4973e-22 | 4.2945e-08 | 2.3888e-12 | 0.0007865 | 9.0008e-08 | 2.3937e-08 | 2.851e-23 | 1.4928e-13 | 0.021175 | 0.040552 | 0.040552 | 0.022765 | 0.052491 | 0.022765 | 0.05344 | 0.052491 | 0.05344 | 0.022765 | 0.021961 | 0.021175 | 0.022765 | 0.021175 | 0.021175
392 | 148736.033 | 15144.3729 | 5812.1128 | 64127.2311 | 35587.8182 | 15040.5858 | 11360.49 | 2918.8005 | 5988.1275 | 7835.4289 | 25372.3206 | 7825.9127 | 9566.6501 | 3872.7236 | 6568.5084 | n/a | 10356.4353 | 7022.0053 | 4134.4015 | 8497.1976 | 10309.5076 | 7096.2588 | 1671.2176 | 2969.1556 | 5663.7203 | 3539.6497 | 4931.0091 | 6254.4467 | 3732.2488 | 3138.369 | 209.0068 | 192.7827 | 192.7827 | 191.546 | 220.0236 | 147.3547 | 237.7851 | 206.6247 | 237.7851 | 169.6344 | 230.4868 | 125.075 | 196.8741 | 198.7031 | 199.3263 | 164969.7918 | 10393.7176 | 4236.2783 | 65461.4372 | 31987.0422 | 14403.9766 | 5819.2453 | 5156.2679 | 4906.9079 | 4568.4101 | 24886.399 | 6038.5278 | 7236.4117 | 4686.0415 | 5855.3194 | 151695.1918 | 20620.0529 | 11173.1836 | 65270.4388 | 38175.5398 | 23343.3841 | 12708.8041 | 6573.5855 | 7792.5635 | 9995.7304 | 25969.8487 | 10691.0369 | 13099.0584 | 8054.2902 | 8477.9884 | 188.4784 | 188.4784 | 188.4784 | 188.4784 | 188.4784 | 188.4784 | 188.4784 | 188.4784 | 188.4784 | 188.4784 | 188.4784 | 188.4784 | 188.4784 | 188.4784 | 188.4784 | 0.040013 | 4.3847e-08 | 4.2054e-17 | 0.020906 | 0.0039545 | 9.2558e-12 | 0.00076797 | 5.0758e-22 | 7.0168e-06 | 8.0191e-07 | 0.01719 | 2.9152e-08 | 1.7249e-08 | 1.5005e-23 | 2.9933e-07 | 0.040013 | 0.040013 | 0.040013 | 0.060919 | 0.064873 | 0.060919 | 0.065641 | 0.064873 | 0.065648 | 0.06092 | 0.057204 | 0.040013 | 0.060919 | 0.040013 | 0.040014
393 | 150515.144 | 14860.4352 | 5492.1923 | 64867.5419 | 36097.3171 | 14976.7968 | 11508.8349 | 2899.5078 | 5857.5475 | 7801.6291 | 25654.5179 | 7769.0069 | 9704.2065 | 3950.3248 | 6833.177 | n/a | 9799.077 | 4854.7251 | 4521.5088 | 8024.2278 | 9951.1772 | 7325.5258 | 2335.3063 | 4186.019 | 7822.2969 | 2730.7469 | 6628.1825 | 5308.8908 | 3671.0401 | 4533.8905 | 228.7659 | 211.5055 | 211.5055 | 211.8859 | 240.0609 | 168.6891 | 257.6096 | 226.8225 | 257.6096 | 190.7018 | 248.7578 | 146.6764 | 216.7626 | 217.355 | 217.9708 | 174025.7581 | 10443.4758 | 4161.5719 | 69115.6348 | 33823.5328 | 14495.9945 | 6385.4842 | 5266.5864 | 5405.4417 | 3922.7729 | 25742.5846 | 6041.2354 | 6533.0016 | 4587.1684 | 6031.8775 | 158242 | 18834.0946 | 8977.1969 | 67176.0436 | 38937.4606 | 23588.4717 | 13514.21 | 7550.9928 | 9585.2607 | 11108.3697 | 26696.3314 | 12447.4179 | 10836.5924 | 7773.6085 | 10512.968 | 84.0286 | 84.0286 | 84.0286 | 127.0426 | 127.0426 | 127.0426 | 127.0426 | 127.0426 | 127.0426 | 127.0426 | 130.7268 | 127.0426 | 127.0426 | 84.0286 | 84.0286 | 0.0018584 | 1.5937e-06 | 2.1481e-12 | 0.01163 | 0.0032633 | 3.6951e-12 | 0.00011889 | 1.3077e-27 | 5.2441e-10 | 2.466e-09 | 0.0088832 | 3.0196e-12 | 0.00038119 | 2.4271e-21 | 1.3223e-11 | 0.0018584 | 0.00186 | 0.00186 | 0.013489 | 0.016752 | 0.013489 | 0.016871 | 0.016752 | 0.016871 | 0.013489 | 0.010742 | 0.0018584 | 0.01387 | 0.0018584 | 0.0018584
394 | 159683.1028 | 15980.7066 | 6047.7061 | 68491.7629 | 38118.0159 | 16042.1198 | 12314.929 | 2966.0671 | 6417.2828 | 8387.0451 | 27112.3505 | 8418.4994 | 9905.1089 | 4122.1228 | 7167.5347 | n/a | 10205.5394 | 4593.0506 | 5249.9756 | 7105.9403 | 9527.2022 | 8387.2662 | 1643.3525 | 4449.8067 | 9027.1925 | 3571.8311 | 6537.6829 | 7110.3263 | 2675.4441 | 5625.1762 | 221.3935 | 204.5225 | 204.5225 | 204.3091 | 232.5806 | 160.7697 | 250.1982 | 219.2901 | 250.1982 | 182.869 | 241.9213 | 138.6704 | 209.349 | 210.395 | 211.0132 | 175888.9844 | 10606.7939 | 4093.3655 | 72326.9868 | 34038.167 | 13965.406 | 6136.9476 | 5212.9667 | 5367.3964 | 4419.7248 | 27554.338 | 5826.9766 | 6215.6771 | 4560.969 | 5996.4368 | 164320.6836 | 20804.0332 | 8678.1161 | 74449.4551 | 39196.8 | 22949.9082 | 14513.8139 | 6856.3192 | 9817.2031 | 12926.0173 | 28639.7712 | 12342.8595 | 13118.7035 | 6727.6131 | 11575.7129 | 154.1168 | 154.1168 | 154.1168 | 154.1168 | 164.4515 | 154.1168 | 164.4515 | 164.4515 | 164.4515 | 154.1168 | 154.1168 | 154.1168 | 154.1168 | 154.1168 | 154.1168 | 0.016424 | 4.2851e-07 | 3.9506e-09 | 0.0013015 | 0.016526 | 1.1858e-09 | 0.00010288 | 5.7817e-23 | 1.0774e-08 | 2.525e-11 | 0.0048332 | 5.9695e-10 | 1.0173e-07 | 1.0291e-14 | 5.9839e-13 | 0.016424 | 0.016425 | 0.016425 | 0.017726 | 0.034252 | 0.017726 | 0.034355 | 0.034252 | 0.034355 | 0.017726 | 0.021257 | 0.016424 | 0.017726 | 0.016424 | 0.016424
395 | 156784.7255 | 15637.6135 | 5974.1705 | 67365.1819 | 37476.4263 | 15550.5736 | 12028.8319 | 3029.0768 | 6267.1121 | 7843.4122 | 26632.6737 | 8209.7786 | 10033.4828 | 4146.8464 | 7197.3637 | n/a | 8557.5593 | 6178.733 | 5291.2537 | 8665.6259 | 12163.1919 | 8698.7567 | 1704.596 | 5272.689 | 8705.4494 | 4227.2301 | 6649.3888 | 9768.8084 | 3570.061 | 6540.3054 | 204.0593 | 187.2614 | 187.2614 | 182.7162 | 216.2848 | 129.614 | 237.268 | 200.4554 | 237.268 | 155.935 | 231.8047 | 103.293 | 189.7566 | 194.2558 | 194.992 | 176072.1455 | 9480.6857 | 4076.6844 | 71913.1164 | 32306.4018 | 14143.5025 | 5716.9165 | 5069.4851 | 4820.5007 | 4295.9625 | 26905.5986 | 5814.2371 | 6902.4631 | 4549.2852 | 6008.0589 | 164790.1 | 16762.2451 | 9063.3175 | 74251.8547 | 40144.6277 | 26101.7944 | 14405.2732 | 6730.7811 | 10093.1897 | 12907.6119 | 28852.9986 | 12352.5259 | 16301.0715 | 8100.2462 | 12354.8643 | 75.7849 | 75.7849 | 75.7849 | 75.7849 | 75.7849 | 75.7849 | 75.7849 | 75.7849 | 75.7849 | 75.7849 | 75.7849 | 75.7849 | 75.7849 | 75.7849 | 75.7849 | 0.001895 | 0.0027655 | 1.7913e-10 | 0.00069461 | 0.0041525 | 5.9016e-14 | 5.4343e-05 | 1.525e-21 | 1.0929e-09 | 4.2721e-13 | 0.0016979 | 1.3394e-10 | 6.9651e-13 | 4.689e-21 | 9.8234e-15 | 0.001895 | 0.0046605 | 0.0046605 | 0.0025897 | 0.0067421 | 0.0025897 | 0.0067965 | 0.0067421 | 0.0067965 | 0.0025897 | 0.0035929 | 0.001895 | 0.0025897 | 0.001895 | 0.001895
396 | 148655.2701 | 15242.349 | 5763.0686 | 64123.0767 | 35567.7304 | 14971.0986 | 11676.5407 | 2903.9653 | 5895.2988 | 7506.2811 | 25466.8306 | 7872.4041 | 9360.11 | 3751.2966 | 6761.9006 | n/a | 9534.4532 | 4648.2975 | 3938.3871 | 6806.7795 | 10446.8939 | 7924.8434 | 1326.7961 | 3732.7872 | 6577.2068 | 3699.1113 | 7194.5417 | 8917.655 | 3019.4914 | 5373.9883 | 211.0527 | 194.4438 | 194.4438 | 192.4078 | 222.524 | 145.4354 | 241.3184 | 208.3458 | 241.3184 | 169.0108 | 234.3407 | 121.86 | 198.2217 | 200.7086 | 201.3681 | 169937.122 | 11343.2818 | 4287.447 | 65577.3148 | 29225.4854 | 14766.8055 | 5478.6169 | 4981.7233 | 4762.7617 | 3773.8692 | 26724.2449 | 6099.5812 | 6627.5465 | 4740.3499 | 6022.3818 | 154470.3 | 18899.9848 | 8804.6446 | 66721.1019 | 34913.1648 | 24446.8994 | 13403.4603 | 6263.5194 | 8495.5489 | 9820.576 | 27264.0849 | 13057.8229 | 15068.0014 | 7439.0413 | 11183.8702 | 115.56 | 115.56 | 115.56 | 115.56 | 333.786 | 115.56 | 333.786 | 333.786 | 333.786 | 115.56 | 115.56 | 115.56 | 115.56 | 115.56 | 115.56 | 0.0061216 | 4.5395e-06 | 1.1978e-10 | 0.009884 | 0.074354 | 3.6472e-13 | 0.00028799 | 1.6512e-20 | 1.3341e-07 | 2.245e-07 | 0.002786 | 3.3605e-13 | 1.2546e-12 | 1.2154e-21 | 1.2383e-13 | 0.0061216 | 0.0061262 | 0.0061262 | 0.016006 | 0.090359 | 0.016006 | 0.090647 | 0.090359 | 0.090647 | 0.016006 | 0.0089076 | 0.0061216 | 0.016006 | 0.0061216 | 0.0061216
397 | 153352.3585 | 15507.7199 | 6019.2944 | 65980.9069 | 36776.0928 | 15435.3559 | 11700.0294 | 2877.4506 | 6021.6851 | 7929.6916 | 26111.072 | 7781.049 | 9503.5361 | 3823.5863 | 7286.3417 | n/a | 10444.4783 | 6591.6072 | 3876.4361 | 10151.7753 | 8953.8481 | 6073.0993 | 2035.6361 | 3820.9002 | 7079.4821 | 3340.3909 | 5460.9841 | 7629.9837 | 3889.4774 | 5580.8313 | 211.2518 | 194.6498 | 194.6498 | 192.6903 | 222.6994 | 145.9074 | 241.426 | 208.5724 | 241.426 | 169.3978 | 234.4027 | 122.4171 | 198.4664 | 200.892 | 201.549 | 175115.5997 | 10501.905 | 4498.6282 | 73954.7457 | 33275.0966 | 14857.3013 | 5926.2571 | 5076.6757 | 4793.3907 | 4087.1057 | 25947.9525 | 5872.3844 | 6222.2745 | 4581.1026 | 5946.2291 | 162397.6777 | 19393.5224 | 10981.0353 | 71896.8209 | 39706.2109 | 22520.9494 | 11999.3564 | 5647.6508 | 8614.2908 | 11067.4877 | 28738.1434 | 10997.4685 | 13484.0582 | 8386.58 | 10705.2604 | 53.7654 | 53.7654 | 53.7654 | 53.7654 | 53.7654 | 53.7654 | 180.3787 | 53.7654 | 180.3787 | 53.7654 | 53.7654 | 53.7654 | 53.7654 | 53.7654 | 53.7654 | 0.00087572 | 3.0286e-06 | 1.6912e-15 | 0.0011656 | 0.0031605 | 3.8041e-10 | 0.017496 | 1.9949e-17 | 1.7982e-07 | 7.402e-09 | 0.00087117 | 4.6453e-09 | 2.418e-09 | 8.5772e-26 | 2.183e-10 | 0.00087572 | 0.00087874 | 0.00087874 | 0.0020413 | 0.0052018 | 0.0020413 | 0.022698 | 0.0052018 | 0.022698 | 0.0020413 | 0.0017469 | 0.00087572 | 0.0020413 | 0.00087572 | 0.00087572
398 | 157903.9843 | 16070.6364 | 5871.1158 | 67768.97 | 37854.2951 | 15716.9228 | 11897.1552 | 3153.7526 | 6331.6341 | 8096.5852 | 26639.1987 | 8328.9091 | 9973.2855 | 3918.455 | 7326.2458 | n/a | 9024.6879 | 6416.6366 | 4789.1589 | 11422.645 | 11601.8543 | 9950.5971 | 1775.7029 | 4190.1751 | 7084.6328 | 4039.1085 | 5855.8793 | 7970.1092 | 3955.637 | 4374.9287 | 207.3716 | 191.1238 | 191.1238 | 189.372 | 218.5333 | 143.9609 | 236.7286 | 204.8072 | 236.7286 | 166.7847 | 229.7487 | 121.1371 | 194.9475 | 197.1889 | 197.8273 | 177537.87 | 10310.9198 | 4088.2596 | 74490.2337 | 33267.7018 | 14040.6392 | 6262.2637 | 5049.6298 | 5262.6401 | 4308.8775 | 26105.3184 | 5779.7092 | 7128.692 | 4584.1079 | 5969.3071 | 164361.2 | 16656.8 | 10417.9315 | 74038.0495 | 42943.0468 | 22921.3504 | 15818.2609 | 6733.4327 | 9342.4152 | 10285.3103 | 28774.6507 | 11484.1885 | 14692.5013 | 8044.8449 | 10291.5358 | 108.1096 | 112.0929 | 112.0929 | 108.1096 | 108.1096 | 108.1096 | 108.1096 | 108.1096 | 108.1096 | 108.1096 | 108.1096 | 108.1096 | 108.1096 | 108.1096 | 108.1096 | 0.0051343 | 0.010694 | 1.1062e-14 | 0.0010367 | 0.00054204 | 3.9063e-10 | 6.4565e-07 | 3.6674e-20 | 5.0237e-08 | 9.8946e-07 | 0.0019222 | 1.7777e-08 | 2.8101e-10 | 5.0455e-23 | 2.9651e-09 | 0.0051343 | 0.015828 | 0.015828 | 0.006171 | 0.006713 | 0.006171 | 0.0067137 | 0.006713 | 0.0067137 | 0.006172 | 0.0070565 | 0.0051343 | 0.006171 | 0.0051343 | 0.0051343
399 | 158250.0518 | 16045.2802 | 6025.8238 | 67932.9409 | 37831.8946 | 15818.7391 | 12098.5844 | 3221.8651 | 6209.989 | 8320.9047 | 26948.3452 | 8366.1566 | 10129.5265 | 4340.7207 | 7036.6307 | n/a | 8762.5538 | 4965.9614 | 5143.7629 | 8022.5752 | 11843.7794 | 6486.2689 | 1931.1634 | 4369.2075 | 6539.1038 | 4073.7685 | 6595.8613 | 8654.2644 | 3451.8818 | 5235.8642 | 198.9628 | 182.3826 | 182.3826 | 177.2479 | 211.1925 | 123.3745 | 232.4189 | 195.1797 | 232.4189 | 150.0006 | 227.4421 | 96.7485 | 184.4997 | 189.4581 | 190.2029 | 171476.3496 | 10311.6083 | 4368.2515 | 68929.7658 | 30574.7784 | 14536.844 | 5558.6137 | 5088.2195 | 4798.7342 | 4627.2749 | 26218.4759 | 5778.8644 | 7085.3907 | 4635.4009 | 5803.3773 | 162226.3 | 18205.2621 | 9267.3129 | 71822.575 | 37977.4 | 25280.9235 | 12113.4031 | 7019.3829 | 9113.3417 | 10966.7787 | 29504.8484 | 12208.2257 | 15665.1551 | 7896.3826 | 10836.0416 | 150.73 | 150.73 | 150.73 | 150.73 | 284.1 | 150.73 | 329.4726 | 284.1 | 329.4726 | 150.73 | 150.73 | 150.73 | 150.73 | 150.73 | 150.73 | 0.024043 | 0.00025279 | 8.1687e-11 | 0.0044275 | 0.036321 | 1.4642e-12 | 0.039642 | 7.447e-21 | 6.3002e-08 | 1.5393e-07 | 0.0010881 | 7.8115e-10 | 1.5411e-11 | 2.0899e-18 | 1.248e-11 | 0.024043 | 0.024296 | 0.024296 | 0.028471 | 0.064792 | 0.028471 | 0.10443 | 0.064792 | 0.10443 | 0.028471 | 0.025131 | 0.024043 | 0.028471 | 0.024043 | 0.024043
400 | 156531.7459 | 15841.8102 | 6137.7888 | 67237.8449 | 37396.7861 | 15589.149 | 11785.4957 | 2969.5897 | 6057.2877 | 8288.0163 | 26578.9079 | 8078.9235 | 9965.1079 | 3976.7471 | 7330.0389 | n/a | 7601.4752 | 5386.2272 | 5262.7807 | 6340.4422 | 10860.4923 | 6386.9234 | 1559.2045 | 3964.6802 | 6484.8463 | 4138.7838 | 4890.0841 | 7864.0319 | 2948.1347 | 6902.2427 | 230.4196 | 212.2741 | 212.2741 | 210.0074 | 242.9629 | 158.5939 | 263.5298 | 227.4475 | 263.5298 | 184.3926 | 255.9336 | 132.7951 | 216.3789 | 219.1297 | 219.8513 | 177395.346 | 10723.1444 | 4367.5951 | 72923.3787 | 33639.006 | 14431.5648 | 5841.9937 | 5171.727 | 4880.0697 | 3968.2484 | 27479.9002 | 5955.4183 | 6273.1189 | 4621.394 | 6019.5251 | 163055.9 | 16331.9 | 9147.7223 | 74409.633 | 38794.3896 | 24249.5893 | 11911.8585 | 6683.6315 | 8806.1499 | 9810.7947 | 29452.984 | 10481.7024 | 14061.8508 | 6849.5287 | 12843.7677 | 117.4533 | 141.8388 | 141.8388 | 117.4533 | 139.2815 | 117.4533 | 304.4326 | 139.2815 | 304.4326 | 117.4533 | 117.4533 | 117.4533 | 117.4533 | 117.4533 | 117.4533 | 0.0047482 | 0.01321 | 4.8945e-10 | 0.00057867 | 0.01234 | 8.0422e-12 | 0.028818 | 5.3543e-22 | 9.2963e-08 | 2.9095e-05 | 0.00065114 | 4.2085e-07 | 3.2852e-09 | 1.6972e-16 | 2.3237e-15 | 0.0047482 | 0.017958 | 0.017958 | 0.0053269 | 0.017667 | 0.0053269 | 0.046485 | 0.017667 | 0.046485 | 0.005356 | 0.0053993 | 0.0047486 | 0.0053269 | 0.0047482 | 0.0047482
401 | 149860.8572 | 15307.3271 | 5854.1664 | 64585.3982 | 35909.0175 | 15119.3959 | 11238.7591 | 2918.0758 | 5662.6577 | 7937.1358 | 25750.9293 | 8023.2264 | 9453.2465 | 3809.7791 | 6868.8764 | n/a | 9582.076 | 7563.1813 | 4324.4169 | 6926.5657 | 10696.1949 | 7659.6205 | 1279.5265 | 5006.1579 | 8320.2008 | 3505.9366 | 3757.4602 | 5788.9459 | 3670.9516 | 5189.6886 | 200.6551 | 183.9231 | 183.9231 | 178.707 | 213.0054 | 124.263 | 234.4535 | 196.8254 | 234.4535 | 151.1671 | 229.4532 | 97.3588 | 186.0413 | 191.0725 | 191.825 | 178408.5592 | 11571.2575 | 4452.2045 | 74286.3948 | 33167.1497 | 14540.6028 | 6435.6991 | 5052.0622 | 5120.0999 | 4162.6734 | 26581.0634 | 5989.3054 | 7541.9854 | 4561.4901 | 6038.1627 | 155094.3 | 20840.7335 | 11965.5858 | 70747.6013 | 36928.1102 | 22986.9951 | 13942.2196 | 6331.5887 | 10092.0578 | 11772.0742 | 27531.2667 | 9671.9656 | 13169.0313 | 6709.439 | 9714.8487 | 122.2798 | 122.2798 | 122.2798 | 122.2798 | 150.3592 | 122.2798 | 150.3592 | 150.3592 | 150.3592 | 122.2798 | 122.2798 | 122.2798 | 122.2798 | 122.2798 | 122.2798 | 0.0092279 | 4.3977e-08 | 4.3227e-19 | 0.00091978 | 0.016484 | 3.2808e-11 | 1.2833e-05 | 1.0306e-20 | 8.3914e-12 | 2.4334e-10 | 0.0029451 | 1.4982e-05 | 6.7123e-09 | 2.9212e-17 | 2.0123e-09 | 0.0092279 | 0.009228 | 0.009228 | 0.010148 | 0.026632 | 0.010148 | 0.026645 | 0.026632 | 0.026645 | 0.010148 | 0.012173 | 0.0092429 | 0.010148 | 0.0092279 | 0.0092279
402 | 153584.2413 | 15608.7696 | 6077.2831 | 66048.8854 | 36627.3008 | 15373.0008 | 11705.5776 | 2863.5952 | 5894.123 | 7781.7202 | 26055.1203 | 8399.7593 | 9943.7202 | 4030.0587 | 7114.1772 | n/a | 11995.4006 | 5862.2548 | 3500.0105 | 9097.2224 | 9955.3489 | 6595.6957 | 1530.6298 | 5134.9326 | 5444.7747 | 4029.0214 | 5031.9623 | 8572.6401 | 3969.1304 | 4590.4975 | 208.2177 | 191.7702 | 191.7702 | 189.5461 | 219.6297 | 142.5622 | 238.4067 | 205.4647 | 238.4067 | 166.1158 | 231.63 | 119.0087 | 195.4005 | 198.0291 | 198.688 | 176791.137 | 10353.093 | 4310.0762 | 73612.0076 | 33227.8115 | 15448.7023 | 5707.1827 | 5036.8999 | 4990.1058 | 4374.1363 | 25960.8922 | 5826.2161 | 6324.9087 | 4632.7693 | 5950.2198 | 159853.5 | 20925.4052 | 8757.7426 | 71633.2893 | 41722.9338 | 21765.3224 | 11973.1784 | 6527.0298 | 10063.7384 | 9753.111 | 27104.1252 | 8669.6379 | 14050.7488 | 8507.1997 | 8963.6626 | 108.7759 | 108.7759 | 108.7759 | 108.7759 | 108.7759 | 108.7759 | 195.4583 | 108.7759 | 195.4583 | 108.7759 | 122.916 | 108.7759 | 108.7759 | 108.7759 | 108.7759 | 0.0051847 | 9.7511e-08 | 3.1375e-09 | 0.0014387 | 0.00046605 | 2.1414e-09 | 0.019171 | 1.8809e-22 | 6.9978e-11 | 1.921e-06 | 0.0090038 | 0.01264 | 3.0448e-09 | 3.6361e-24 | 1.0379e-06 | 0.0051847 | 0.0051848 | 0.0051848 | 0.0066234 | 0.0070895 | 0.0066234 | 0.026261 | 0.0070895 | 0.026261 | 0.0066253 | 0.014188 | 0.017825 | 0.0066234 | 0.0051847 | 0.0051857
403 | 155740.1238 | 15833.3368 | 5780.9166 | 66902.3221 | 37154.8714 | 15601.8308 | 11724.9933 | 2953.7863 | 6057.1646 | 8341.2459 | 26632.6535 | 8417.3726 | 9947.1541 | 3921.4997 | 7180.9795 | n/a | 8775.963 | 5599.2789 | 5051.3834 | 8474.4545 | 9203.4513 | 8541.9183 | 2222.5409 | 3595.7223 | 8775.8063 | 2923.1083 | 5479.0042 | 8596.837 | 3191.8685 | 4964.5384 | 201.3914 | 185.1765 | 185.1765 | 181.9571 | 212.8996 | 133.3267 | 232.2268 | 198.3196 | 232.2268 | 157.5703 | 226.2042 | 109.0831 | 188.208 | 191.6189 | 192.297 | 172431.0276 | 9869.1998 | 4111.6044 | 70370.5397 | 33069.2209 | 14543.0808 | 5999.3319 | 5224.3033 | 5059.4534 | 4227.7931 | 25464.2555 | 5824.8396 | 6561.1525 | 4773.6937 | 6070.8543 | 160820.9 | 16277.5 | 8782.8205 | 70097.8465 | 38755.7871 | 22969.632 | 14445.4501 | 7293.5442 | 8576.4757 | 12960.2994 | 27639.9638 | 11303.8437 | 15080.3895 | 7618.3622 | 11035.3928 | 129.5557 | 131.6049 | 131.6049 | 129.5557 | 129.5557 | 129.5557 | 129.5557 | 129.5557 | 129.5557 | 129.5557 | 129.5557 | 129.5557 | 129.5557 | 129.5557 | 129.5557 | 0.011553 | 0.014746 | 1.6492e-10 | 0.0065458 | 0.010266 | 2.2455e-10 | 1.7086e-05 | 1.8187e-25 | 2.7223e-07 | 1.5455e-11 | 0.0098949 | 7.1791e-08 | 5.1446e-11 | 7.603e-21 | 1.4202e-11 | 0.011553 | 0.0263 | 0.0263 | 0.018099 | 0.028365 | 0.018099 | 0.028382 | 0.028365 | 0.028382 | 0.018099 | 0.021448 | 0.011553 | 0.018099 | 0.011553 | 0.011553
404 | 158065.8351 | 15783.9625 | 5862.6538 | 67843.9837 | 37674.3659 | 15607.024 | 12163.4268 | 3155.1462 | 6273.8217 | 7887.8133 | 26892.8457 | 7950.3259 | 9964.083 | 4092.3784 | 7406.5868 | n/a | 11489.7071 | 5340.7257 | 3615.4199 | 9568.9947 | 8821.0033 | 7457.7942 | 1838.9394 | 4733.1771 | 7559.0227 | 3134.7822 | 6701.2874 | 7686.9687 | 4163.1756 | 5176.7211 | 201.3963 | 185.0711 | 185.0711 | 181.4683 | 213.0736 | 131.6933 | 232.8194 | 198.1777 | 232.8194 | 156.4622 | 226.9875 | 106.9245 | 187.9304 | 191.653 | 192.3458 | 167878.9479 | 10918.5132 | 4138.9373 | 67341.0696 | 31263.7209 | 14023.6973 | 5476.5809 | 5192.2964 | 4975.5491 | 4424.2874 | 26401.2251 | 5947.4572 | 6287.4416 | 4641.6019 | 6340.3615 | 162732.5479 | 22408.2203 | 9479.663 | 68943.6895 | 39335.9156 | 22819.7006 | 12769.775 | 6733.3357 | 9544.1262 | 11983.3101 | 29016.8073 | 12623.7447 | 13974.4103 | 8804.7775 | 11517.0826 | 138.7662 | 138.7662 | 138.7662 | 193.2297 | 193.2297 | 193.2297 | 193.2297 | 193.2297 | 193.2297 | 193.2297 | 138.7662 | 193.2297 | 193.2297 | 138.7662 | 138.7662 | 0.015641 | 4.7737e-09 | 4.165e-12 | 0.022053 | 0.0099356 | 3.3617e-10 | 0.0077463 | 3.8003e-20 | 1.3728e-08 | 5.9542e-11 | 0.0020123 | 5.2765e-12 | 4.624e-09 | 5.7527e-25 | 6.7934e-12 | 0.015641 | 0.015641 | 0.015641 | 0.037694 | 0.047629 | 0.037694 | 0.055375 | 0.047629 | 0.055376 | 0.037694 | 0.017653 | 0.015641 | 0.037694 | 0.015641 | 0.015641
405 | 154791.6316 | 15609.2961 | 5738.7151 | 66563.6384 | 36993.4047 | 15423.6228 | 11852.2669 | 3064.3338 | 6153.9063 | 8105.5749 | 26442.0019 | 8216.1382 | 9967.7111 | 4150.7975 | 7445.4319 | n/a | 7519.6602 | 5439.3265 | 4530.8997 | 8063.9249 | 10856.9209 | 8437.4283 | 1887.3946 | 3447.9031 | 8617.5699 | 4072.5955 | 7530.4185 | 6512.8999 | 3003.5898 | 6043.4982 | 204.791 | 188.5106 | 188.5106 | 185.9623 | 216.1741 | 138.675 | 235.0359 | 201.9451 | 235.0359 | 162.3349 | 228.5504 | 115.0152 | 191.9191 | 194.7978 | 195.4596 | 170657.5715 | 10335.4035 | 3996.6027 | 68479.211 | 31190.5899 | 13917.5418 | 5705.3759 | 5176.2124 | 4935.4357 | 4334.1279 | 25348.6788 | 5985.277 | 7374.1337 | 4543.5654 | 5887.9138 | 159643.5 | 17817.9637 | 9435.9292 | 68124.5454 | 38073.8495 | 23711.2627 | 13944.8388 | 7052.907 | 8383.3388 | 12811.2978 | 27274.2 | 13448.0955 | 13655.1336 | 7179.9552 | 11931.4119 | 135.61 | 135.61 | 135.61 | 151.2269 | 151.2269 | 151.2269 | 151.2269 | 151.2269 | 151.2269 | 151.2269 | 150.9047 | 151.2269 | 151.2269 | 135.61 | 135.61 | 0.013118 | 0.00019443 | 1.4896e-12 | 0.017364 | 0.016051 | 1.6651e-11 | 0.00011002 | 8.3251e-23 | 1.2462e-06 | 5.4291e-12 | 0.012651 | 7.8691e-13 | 1.678e-08 | 1.2134e-16 | 9.9254e-13 | 0.013118 | 0.013313 | 0.013313 | 0.030482 | 0.046533 | 0.030482 | 0.046643 | 0.046533 | 0.046645 | 0.030482 | 0.02577 | 0.013118 | 0.030482 | 0.013118 | 0.013118
406 | 152133.7557 | 15116.6149 | 5566.6575 | 65508.5038 | 36521.6529 | 15018.5838 | 11649.8646 | 3162.147 | 5784.9526 | 7891.0824 | 25682.9132 | 7866.2961 | 9604.0547 | 4003.7278 | 7071.9846 | n/a | 8271.0035 | 5299.0113 | 4669.599 | 8428.6575 | 8321.8762 | 8438.9269 | 1835.2724 | 5617.7879 | 7350.1493 | 3341.7726 | 6544.8991 | 6453.5484 | 3203.1911 | 6467.5161 | 217.2069 | 200.7974 | 200.7974 | 201.0846 | 227.9638 | 159.8498 | 244.7064 | 215.3334 | 244.7064 | 180.8515 | 236.3388 | 138.8482 | 205.7557 | 206.3783 | 206.9657 | 173332.1605 | 11129.8819 | 4133.4208 | 69824.9643 | 32912.5878 | 13351.4619 | 5826.2018 | 5155.8543 | 4945.124 | 4464.4682 | 26946.189 | 5954.0581 | 7195.2117 | 4537.1628 | 5706.7331 | 157555.8 | 19159.572 | 9331.2187 | 68947.3897 | 38890.4716 | 21044.6381 | 14175.6286 | 6872.7267 | 10532.7118 | 11798.8175 | 27066.8615 | 11886.0572 | 12355.2601 | 7441.9539 | 11846.8492 | 130.0659 | 130.0659 | 130.0659 | 130.0659 | 130.0659 | 130.0659 | 130.0659 | 130.0659 | 130.0659 | 130.0659 | 130.0659 | 130.0659 | 130.0659 | 130.0659 | 130.0659 | 0.0086178 | 1.5905e-06 | 4.4616e-13 | 0.0053869 | 0.0050923 | 3.8343e-09 | 2.8479e-05 | 9.017e-21 | 2.8166e-12 | 1.5204e-10 | 0.0053141 | 1.0445e-10 | 4.5784e-07 | 3.4531e-19 | 5.2457e-14 | 0.0086178 | 0.0086194 | 0.0086194 | 0.014005 | 0.019097 | 0.014005 | 0.019125 | 0.019097 | 0.019125 | 0.014005 | 0.013932 | 0.0086178 | 0.014005 | 0.0086178 | 0.0086178
407 | 150624.9049 | 15509.4324 | 5708.3581 | 64916.081 | 36115.631 | 15224.8241 | 11733.4359 | 2896.3381 | 5815.2792 | 7921.4678 | 25796.3775 | 8099.8285 | 9545.9241 | 3961.4685 | 6978.1522 | n/a | 8622.0614 | 6231.1445 | 5245.4272 | 8396.3076 | 10135.8996 | 7422.1331 | 2402.3406 | 3519.5819 | 7354.1168 | 4723.3414 | 5036.479 | 8846.0466 | 3137.4895 | 5734.1028 | 238.5386 | 222.4155 | 222.4155 | 229.3447 | 247.4403 | 203.7901 | 258.6102 | 239.0139 | 258.6102 | 217.8014 | 246.1271 | 189.7787 | 230.8317 | 226.1388 | 226.5308 | 176754.9283 | 11195.8484 | 4166.1687 | 74955.9708 | 33287.3188 | 13983.4532 | 6242.3733 | 5096.5495 | 5280.8527 | 4589.7349 | 25945.1442 | 5996.7894 | 6784.8546 | 4620.1676 | 6130.8357 | 160266.4 | 16795.5213 | 8841.2689 | 77097.9468 | 40243.0264 | 23640.6528 | 13136.6064 | 7304.9901 | 8328.7347 | 11703.9518 | 28041.1856 | 10794.4685 | 14763.5501 | 6194.2128 | 11864.9385 | 43.0282 | 43.0282 | 43.0282 | 43.0282 | 43.0282 | 43.0282 | 43.0282 | 43.0282 | 43.0282 | 43.0282 | 43.0282 | 43.0282 | 43.0282 | 43.0282 | 43.0282 | 0.00053725 | 0.0018172 | 5.4192e-11 | 2.0593e-05 | 0.001037 | 8.9846e-12 | 0.00074504 | 2.6277e-26 | 1.715e-07 | 3.036e-10 | 0.0014741 | 1.0688e-07 | 1.5352e-11 | 2.3106e-13 | 1.8985e-14 | 0.00053725 | 0.0023545 | 0.0023545 | 0.00055784 | 0.0015948 | 0.00055784 | 0.0023399 | 0.0015948 | 0.00234 | 0.00055784 | 0.0020114 | 0.00053736 | 0.00055784 | 0.00053725 | 0.00053725
408 | 152077.9146 | 15427.4842 | 5996.0643 | 65494.0047 | 36735.5189 | 15582.9963 | 11810.9896 | 2875.4148 | 6164.4736 | 8059.6449 | 25690.6269 | 8384.9772 | 9711.5291 | 3988.5836 | 6823.9487 | n/a | 11947.8884 | 4493.2214 | 4467.8394 | 8946.0481 | 11557.3156 | 7252.2524 | 1676.63 | 4699.6818 | 7868.2513 | 3471.207 | 6469.8364 | 7711.2966 | 3200.9378 | 5306.9698 | 234.2309 | 217.5825 | 217.5825 | 221.5412 | 244.2245 | 187.96 | 258.2976 | 233.608 | 258.2976 | 205.613 | 247.4569 | 170.307 | 224.5685 | 222.2735 | 222.7673 | 173153.4165 | 10776.8078 | 4369.6579 | 72625.8474 | 32286.266 | 13281.5643 | 6202.3151 | 5112.7171 | 4879.2324 | 3925.0937 | 25784.776 | 5824.9459 | 6230.9017 | 4616.3187 | 5761.5398 | 160735.2 | 22363.1787 | 8827.5793 | 70615.7869 | 38785.0465 | 24558.6799 | 12431.3 | 6385.2471 | 9468.0141 | 11603.6451 | 29187.6831 | 12204.2823 | 13827.9984 | 7651.8565 | 10385.5096 | 66.7207 | 66.7207 | 66.7207 | 66.7207 | 73.6568 | 66.7207 | 90.3664 | 73.6568 | 90.3664 | 66.7207 | 66.7207 | 66.7207 | 66.7207 | 66.7207 | 66.7207 | 0.0010752 | 1.5262e-09 | 9.701e-10 | 0.0018686 | 0.0068193 | 3.5516e-12 | 0.0070821 | 1.6063e-21 | 9.0642e-09 | 1.3271e-09 | 0.00022043 | 9.0355e-10 | 1.9814e-09 | 2.2918e-20 | 2.5882e-11 | 0.0010752 | 0.0010752 | 0.0010752 | 0.0029438 | 0.009763 | 0.0029438 | 0.016845 | 0.009763 | 0.016845 | 0.0029438 | 0.0012956 | 0.0010752 | 0.0029438 | 0.0010752 | 0.0010752
409 | 149878.0398 | 15460.0591 | 5857.6242 | 64606.9083 | 35952.2908 | 14997.2439 | 11371.2749 | 2887.9471 | 5526.2788 | 7982.691 | 25680.4167 | 7804.8033 | 9496.9518 | 3971.5823 | 6910.5882 | n/a | 9404.9272 | 6236.4237 | 3974.0788 | 9482.8735 | 11278.3404 | 9131.8975 | 1490.6752 | 5188.1131 | 9734.5742 | 4780.846 | 5272.3984 | 7742.8093 | 3710.607 | 4785.7983 | 224.0104 | 207.2836 | 207.2836 | 208.2651 | 234.8026 | 167.783 | 251.3219 | 222.3407 | 251.3219 | 188.5045 | 242.3509 | 147.0615 | 212.705 | 212.7901 | 213.3697 | 175741.587 | 10102.8066 | 4235.8668 | 76446.352 | 34461.1411 | 14649.9589 | 5867.2134 | 5057.4097 | 5079.7394 | 4337.5688 | 23091.3347 | 5856.629 | 6555.7847 | 4716.0885 | 6181.6267 | 155597 | 19098.1338 | 10406.5905 | 69947.9515 | 39510.083 | 22078.1516 | 13709.737 | 6542.4849 | 8992.1786 | 13887.2431 | 26381 | 9462.1535 | 13190.794 | 8155.5954 | 9351.8511 | 125.82 | 125.82 | 125.82 | 125.82 | 125.82 | 125.82 | 125.82 | 125.82 | 125.82 | 125.82 | 175.01 | 125.82 | 125.82 | 125.82 | 125.82 | 0.0066844 | 5.4197e-06 | 1.0201e-14 | 0.0015545 | 0.0016985 | 2.2538e-10 | 4.1424e-05 | 3.1225e-22 | 6.8127e-10 | 1.0877e-14 | 0.014879 | 1.1478e-05 | 7.9019e-09 | 4.9496e-23 | 2.381e-08 | 0.0066844 | 0.0066898 | 0.0066898 | 0.0082389 | 0.0099374 | 0.0082389 | 0.0099789 | 0.0099374 | 0.0099789 | 0.0082389 | 0.021564 | 0.0066959 | 0.0082389 | 0.0066844 | 0.0066844
410 | 150154.2603 | 15300.698 | 5633.2649 | 64726.9216 | 35975.1651 | 15050.6585 | 11331.5871 | 2790.4298 | 5805.2946 | 7779.7266 | 25653.666 | 7943.9063 | 9436.8943 | 4025.9579 | 6782.0475 | n/a | 9557.3363 | 4260.3025 | 4288.617 | 8250.6322 | 10919.4722 | 7293.6442 | 1951.1561 | 4844.4022 | 6389.0412 | 3369.5512 | 5297.8963 | 7274.9785 | 3775.4808 | 4218.2208 | 223.9199 | 207.1454 | 207.1454 | 207.9363 | 234.7914 | 166.9037 | 251.5114 | 222.1781 | 251.5114 | 187.877 | 242.6387 | 145.9304 | 212.4792 | 212.7187 | 213.3053 | 171026.8208 | 10596.6301 | 4262.0036 | 70865.628 | 32232.2578 | 13970.5378 | 5750.9767 | 5098.9369 | 4734.5859 | 3720.1114 | 25187.9075 | 5977.2977 | 6829.0373 | 4797.9462 | 5836.4458 | 157056.7 | 17791.7663 | 7295.5061 | 69546.3766 | 37908.6901 | 24378.91 | 12313.1208 | 6968.293 | 9431.9881 | 9934.4526 | 26891.9 | 10938.794 | 12537.2474 | 8253.527 | 9870.2666 | 99.97 | 99.97 | 99.97 | 99.97 | 99.97 | 99.97 | 99.97 | 99.97 | 99.97 | 99.97 | 100.1008 | 99.97 | 99.97 | 99.97 | 99.97 | 0.0031192 | 8.6222e-05 | 7.6623e-07 | 0.0021801 | 0.0072835 | 6.1688e-13 | 0.0022538 | 6.5373e-26 | 7.3018e-10 | 7.6349e-07 | 0.0066048 | 1.9087e-08 | 8.6495e-08 | 5.7793e-23 | 3.8265e-10 | 0.0031192 | 0.0032055 | 0.0032062 | 0.0052994 | 0.012583 | 0.0052994 | 0.014837 | 0.012583 | 0.014837 | 0.0053001 | 0.0097241 | 0.0031193 | 0.0052995 | 0.0031192 | 0.0031192
411 | 155685.2278 | 15663.1459 | 6014.7969 | 66914.9902 | 37301.7949 | 15617.1323 | 11956.8436 | 2976.9495 | 6172.0731 | 7941.2977 | 26343.2796 | 8332.1702 | 10215.3379 | 4200.6514 | 7041.2037 | n/a | 7169.5793 | 6775.8588 | 4128.0025 | 7490.7944 | 6778.5109 | 7332.2268 | 1636.9019 | 3861.321 | 6417.5308 | 4608.8632 | 5793.5503 | 5778.2606 | 3829.7062 | 6022.8597 | 243.1783 | 225.9007 | 225.9007 | 230.0339 | 253.5433 | 195.2397 | 268.1285 | 242.5406 | 268.1285 | 213.535 | 256.8621 | 176.9443 | 233.164 | 230.7624 | 231.2741 | 172779.1637 | 10401.408 | 4281.8618 | 70446.0839 | 33047.3202 | 15199.4117 | 5919.9244 | 5064.0721 | 4765.0148 | 4915.7992 | 24113.1292 | 5795.7341 | 7345.6335 | 4643.0512 | 5835.247 | 159441.6 | 17386.5872 | 11057.7206 | 68616.8268 | 39478.0146 | 20810.263 | 13169.4512 | 6361.074 | 8626.3358 | 11313.0299 | 27896.0076 | 10441.9248 | 12152.4941 | 8443.6573 | 11825.0066 | 190.8563 | 190.8563 | 190.8563 | 190.8563 | 190.8563 | 190.8563 | 190.8563 | 190.8563 | 190.8563 | 190.8563 | 190.8563 | 190.8563 | 190.8563 | 190.8563 | 190.8563 | 0.026511 | 0.00064592 | 9.939e-16 | 0.016263 | 0.0062818 | 5.9753e-08 | 0.0013714 | 3.4437e-20 | 4.5718e-07 | 2.3967e-09 | 0.0043697 | 2.3458e-06 | 2.1203e-05 | 3.5588e-22 | 4.4221e-14 | 0.026511 | 0.027157 | 0.027157 | 0.042774 | 0.049056 | 0.042774 | 0.050428 | 0.049056 | 0.050428 | 0.042774 | 0.030881 | 0.026514 | 0.042796 | 0.026511 | 0.026511
412 | 152267.381 | 15658.4577 | 5823.9408 | 65541.5831 | 36350.6045 | 14980.8178 | 11497.3331 | 3045.1329 | 5879.4631 | 7831.7171 | 25755.5413 | 7486.0705 | 9679.0792 | 3837.1401 | 6961.8526 | n/a | 14869.6304 | 6702.8548 | 2722.8998 | 8048.6472 | 9395.7877 | 8928.6948 | 1517.3001 | 4522.8678 | 8311.7662 | 4524.6473 | 5824.6108 | 8102.1809 | 3636.6185 | 5269.9243 | 222.2772 | 206.2416 | 206.2416 | 209.1729 | 232.1241 | 174.8435 | 246.3795 | 221.37 | 246.3795 | 192.7253 | 236.503 | 156.9618 | 212.5003 | 210.9933 | 211.4935 | 171759.5618 | 11055.5578 | 4331.6779 | 70341.6565 | 32729.0457 | 14230.7926 | 5816.6888 | 5146.1946 | 5040.6291 | 4319.1455 | 23670.289 | 5700.914 | 6784.2505 | 4683.8014 | 5910.5015 | 159779.4 | 24478.8883 | 9797.9327 | 69563.9165 | 39319.4331 | 22022.5002 | 14717.2238 | 6663.4947 | 9517.1968 | 12399.0117 | 26494.5362 | 11485.0248 | 14649.8314 | 8010.7199 | 11166.8257 | 88.2068 | 88.2068 | 88.2068 | 88.2068 | 88.2068 | 88.2068 | 88.2068 | 88.2068 | 88.2068 | 88.2068 | 165.8549 | 88.2068 | 88.2068 | 88.2068 | 88.2068 | 0.0022595 | 1.9902e-11 | 3.5479e-13 | 0.0037375 | 0.0029636 | 2.4512e-10 | 3.4058e-06 | 5.2482e-21 | 8.6569e-10 | 4.9001e-12 | 0.014088 | 4.2436e-11 | 5.6788e-11 | 1.0464e-23 | 9.3455e-13 | 0.0022595 | 0.0022595 | 0.0022595 | 0.005997 | 0.0089605 | 0.005997 | 0.0089639 | 0.0089605 | 0.0089639 | 0.005997 | 0.016348 | 0.0022595 | 0.005997 | 0.0022595 | 0.0022595
413 | 156467.8145 | 15982.0481 | 6039.8668 | 67229.6143 | 37314.0145 | 15400.9452 | 11606.5386 | 3100.3835 | 6232.3433 | 7868.0113 | 26474.3393 | 8186.9826 | 9969.1849 | 4072.7849 | 7236.771 | n/a | 10701.1255 | 5862.0547 | 4070.2456 | 10903.1411 | 8471.1312 | 7911.7728 | 1513.528 | 2042.1641 | 7574.9096 | 4303.8043 | 6190.0625 | 6281.0303 | 2675.0355 | 4953.0971 | 237.3343 | 220.3236 | 220.3236 | 223.841 | 247.6776 | 188.3419 | 262.476 | 236.514 | 262.476 | 206.9047 | 251.7376 | 169.7791 | 227.1804 | 225.2564 | 225.7756 | 171461.1181 | 10226.5534 | 4152.9492 | 69433.802 | 31032.4585 | 15123.0839 | 6173.2664 | 5150.9536 | 5029.0704 | 4445.7882 | 24666.5236 | 6228.799 | 7039.2835 | 4664.6507 | 5918.8148 | 161059.5 | 18865.3789 | 8853.1039 | 70362.1476 | 39534.8996 | 23500.8151 | 14074.6393 | 6546.0816 | 7071.2345 | 12020.6978 | 27621.0279 | 12325.4616 | 12928.8139 | 7201.1862 | 10806.8119 | 164.1509 | 164.1509 | 164.1509 | 164.1509 | 164.1509 | 164.1509 | 164.1509 | 164.1509 | 164.1509 | 164.1509 | 164.1509 | 164.1509 | 164.1509 | 164.1509 | 164.1509 | 0.01595 | 4.4046e-05 | 1.2369e-09 | 0.0068688 | 0.006048 | 2.6262e-11 | 3.2747e-05 | 8.7136e-20 | 0.00079352 | 4.26e-11 | 0.0080007 | 1.2942e-10 | 3.0308e-07 | 2.1239e-17 | 8.2339e-11 | 0.01595 | 0.015994 | 0.015994 | 0.022819 | 0.028867 | 0.022819 | 0.028899 | 0.028867 | 0.029693 | 0.022819 | 0.02395 | 0.01595 | 0.022819 | 0.01595 | 0.01595
414 | 151648.4758 | 15326.0776 | 5472.7636 | 65327.5822 | 36350.3823 | 15226.7765 | 11681.3646 | 3055.8499 | 5839.8142 | 8014.4045 | 25890.6318 | 8159.9513 | 9771.9126 | 3977.0404 | 7265.2424 | n/a | 9323.0968 | 5372.1327 | 4011.9877 | 6907.8718 | 11010.7551 | 7640.8078 | 2224.6712 | 4698.5702 | 5796.0478 | 3698.423 | 5313.6827 | 6294.4275 | 3566.3759 | 4085.6899 | 221.2603 | 204.736 | 204.736 | 205.6953 | 231.9244 | 165.6804 | 248.2518 | 219.6072 | 248.2518 | 186.1612 | 239.3959 | 145.1996 | 210.0863 | 210.1784 | 210.7513 | 175223.4394 | 9942.5771 | 4313.0271 | 70519.3276 | 33231.143 | 13606.6129 | 5897.5197 | 5154.57 | 4964.6027 | 4484.7066 | 26691.0719 | 5643.4216 | 7323.4836 | 4634.3345 | 6013.9364 | 158001.8 | 16465.7739 | 9627.0598 | 69736.8447 | 37708.4803 | 24132.868 | 13473.0276 | 7369.8412 | 9597.8729 | 9801.4544 | 28130.7605 | 10951.9043 | 13553.0111 | 8173.0104 | 9529.3263 | 112.08 | 112.08 | 112.08 | 112.08 | 132.9911 | 112.08 | 132.9911 | 132.9911 | 132.9911 | 112.08 | 112.08 | 112.08 | 112.08 | 112.08 | 112.08 | 0.0046563 | 0.0025192 | 1.9722e-14 | 0.0029043 | 0.012344 | 2.4881e-12 | 0.00023957 | 1.4879e-24 | 4.2842e-10 | 6.2847e-06 | 0.0015028 | 7.3958e-08 | 8.5584e-09 | 4.6107e-23 | 1.2834e-07 | 0.0046563 | 0.0071755 | 0.0071755 | 0.0075606 | 0.019905 | 0.0075606 | 0.020145 | 0.019905 | 0.020145 | 0.0075669 | 0.0061591 | 0.0046564 | 0.0075606 | 0.0046563 | 0.0046564
415 | 154187.1962 | 15594.7348 | 5899.5796 | 66332.8806 | 36792.8829 | 15614.949 | 11764.5614 | 3027.9039 | 6001.6944 | 8329.7272 | 26197.5273 | 8152.734 | 9531.6462 | 4015.5877 | 6995.1815 | n/a | 8277.2745 | 5678.9632 | 4352.822 | 5787.7648 | 9428.6612 | 7700.9278 | 1986.618 | 4461.7226 | 8462.3085 | 2969.8241 | 5823.6683 | 8003.0067 | 4219.5133 | 5388.1167 | 221.1554 | 204.8312 | 204.8312 | 206.4599 | 231.5195 | 168.462 | 247.1083 | 219.7597 | 247.1083 | 188.0163 | 237.923 | 148.9078 | 210.4798 | 210.0274 | 210.5744 | 173124.6723 | 10992.1022 | 4347.0197 | 71355.3497 | 30282.8893 | 13710.6268 | 5832.0434 | 5000.4515 | 4839.9901 | 3994.8892 | 24834.4898 | 5960.4894 | 6827.2749 | 4525.7634 | 5864.3311 | 160740.1 | 18009.5767 | 9419.8829 | 73895.1717 | 35923.1541 | 21770.988 | 13422.8713 | 6987.0694 | 9191.6128 | 11266.1976 | 26334.9139 | 11606.8578 | 14724.7816 | 8591.7767 | 11244.5478 | 110.0551 | 110.0551 | 110.0551 | 110.0551 | 347.2793 | 110.0551 | 347.2793 | 347.2793 | 347.2793 | 110.0551 | 310.8556 | 110.0551 | 110.0551 | 110.0551 | 110.0551 | 0.0043912 | 0.00011681 | 8.9306e-12 | 0.00042766 | 0.083678 | 5.0721e-09 | 0.00036354 | 6.6983e-23 | 1.0268e-08 | 3.9944e-08 | 0.034911 | 3.1116e-09 | 1.6454e-11 | 9.8799e-25 | 8.1218e-13 | 0.0043912 | 0.004508 | 0.004508 | 0.0048188 | 0.088497 | 0.0048188 | 0.08886 | 0.088497 | 0.08886 | 0.0048189 | 0.039302 | 0.0043912 | 0.0048188 | 0.0043912 | 0.0043912
416 | 150874.4884 | 15179.6374 | 5487.4732 | 64992.7374 | 36212.9046 | 15264.7964 | 11987.9879 | 3085.1348 | 6066.8827 | 7883.6448 | 25483.3886 | 7907.6002 | 9465.1928 | 3953.8658 | 7050.7633 | n/a | 8762.2956 | 4886.1667 | 3632.7649 | 8371.199 | 10014.3573 | 7218.3715 | 2025.3142 | 3991.3988 | 6606.4733 | 3819.5646 | 6713.5451 | 6137.2997 | 3132.0077 | 6503.2829 | 228.5882 | 211.4677 | 211.4677 | 212.2885 | 239.6805 | 170.4399 | 256.7346 | 226.8151 | 256.7346 | 191.8323 | 247.6702 | 149.0475 | 216.9187 | 217.1524 | 217.7508 | 173838.3852 | 9822.3592 | 4257.43 | 71029.3802 | 33053.2493 | 13934.8316 | 6197.934 | 5256.1917 | 4833.0318 | 4368.6555 | 25806.1621 | 5720.5301 | 6816.1659 | 4803.4138 | 6026.88 | 155519 | 17987.2548 | 9129.5966 | 66747.9 | 37275.2 | 23182.8889 | 12453.14 | 7185.9059 | 8004.2651 | 10734.8287 | 26132.8267 | 11908.0753 | 11794.4689 | 7635.5215 | 12435.4228 | 153.2537 | 153.2537 | 153.2537 | 154.1567 | 165.82 | 154.1567 | 165.82 | 165.82 | 165.82 | 154.1567 | 185.4045 | 154.1567 | 154.1567 | 153.2537 | 153.2537 | 0.013775 | 3.7028e-05 | 7.1585e-13 | 0.01544 | 0.015985 | 3.5043e-11 | 0.011225 | 3.0367e-23 | 4.2115e-06 | 2.7967e-08 | 0.01595 | 1.2739e-10 | 2.2659e-06 | 1.2859e-20 | 1.4598e-15 | 0.013775 | 0.013812 | 0.013812 | 0.029216 | 0.045201 | 0.029216 | 0.056426 | 0.045201 | 0.05643 | 0.029216 | 0.029726 | 0.013775 | 0.029218 | 0.013775 | 0.013775
417 | 157827.0012 | 16026.3884 | 6088.7067 | 67752.7058 | 37772.9902 | 15947.6662 | 12135.8408 | 3064.9508 | 5979.812 | 8106.7525 | 26929.8863 | 8295.4657 | 9811.6368 | 4047.9847 | 7377.4471 | n/a | 8526.5673 | 5871.3 | 3542.6528 | 7386.7409 | 9634.2616 | 8228.8038 | 2196.1128 | 4249.3865 | 8341.074 | 2822.6906 | 6061.2484 | 6862.6279 | 3267.5063 | 5183.1556 | 239.0163 | 221.4638 | 221.4638 | 223.5381 | 250.0792 | 183.4082 | 266.5844 | 237.6281 | 266.5844 | 204.1119 | 256.5009 | 162.7045 | 227.7097 | 226.9655 | 227.5446 | 174794.7596 | 10413.9511 | 4405.1849 | 71604.1977 | 33118.0464 | 13923.8094 | 5794.7466 | 5053.1681 | 5014.9138 | 4435.3598 | 26194.7142 | 6072.6881 | 6838.4517 | 4531.7922 | 6163.2809 | 164232.9 | 17734.9184 | 10208.1849 | 70888.3956 | 39555.4873 | 21914.7434 | 13330.9504 | 7242.9809 | 8717.8003 | 11177.0061 | 27960.2 | 12090.0365 | 12741.8524 | 7622.4986 | 11346.4365 | 125.6828 | 125.6828 | 125.6828 | 125.6828 | 125.6828 | 125.6828 | 125.6828 | 125.6828 | 125.6828 | 125.6828 | 143.69 | 125.6828 | 125.6828 | 125.6828 | 125.6828 | 0.005287 | 0.00073608 | 4.4103e-13 | 0.006958 | 0.0089955 | 1.1314e-08 | 0.0015136 | 8.776e-24 | 8.285e-08 | 1.4361e-08 | 0.0097291 | 8.3815e-10 | 2.8257e-07 | 1.1455e-19 | 1.3509e-11 | 0.005287 | 0.0060231 | 0.0060231 | 0.012245 | 0.021241 | 0.012245 | 0.022754 | 0.021241 | 0.022754 | 0.012245 | 0.015016 | 0.005287 | 0.012245 | 0.005287 | 0.005287
418 | 155061.0019 | 15915.7455 | 5862.0105 | 66694.6763 | 37067.7524 | 15862.1439 | 11917.442 | 3110.5998 | 6128.6487 | 8086.0885 | 26357.2367 | 8452.0883 | 9782.8593 | 3856.6403 | 7070.4791 | n/a | 9544.0734 | 6128.085 | 4576.5673 | 8373.4561 | 9096.2096 | 7081.4073 | 2031.4638 | 4668.5554 | 9954.4748 | 5271.032 | 5577.3302 | 5442.6973 | 3002.4645 | 6019.9922 | 225.7606 | 209.1497 | 209.1497 | 210.998 | 236.2588 | 172.7627 | 251.9696 | 224.4068 | 251.9696 | 192.47 | 242.5006 | 153.0553 | 214.9993 | 214.3866 | 214.9378 | 174590.987 | 9585.0635 | 4125.1715 | 71181.288 | 30481.4881 | 13944.1258 | 5483.4877 | 5190.0874 | 4863.8727 | 4271.9803 | 26952.4226 | 6174.097 | 7287.6232 | 4653.2872 | 6116.9615 | 158808.8 | 19099.2369 | 10245.5565 | 68174.1 | 37055.5442 | 20533.5358 | 12564.895 | 7221.5513 | 9532.4281 | 12891.0556 | 30012.6767 | 11395.5272 | 12535.6205 | 7528.0517 | 10736.7557 | 176.929 | 176.929 | 176.929 | 176.9411 | 345.0601 | 176.9411 | 345.0601 | 345.0601 | 345.0601 | 176.9411 | 176.929 | 176.9411 | 176.9411 | 176.929 | 176.929 | 0.026253 | 2.0842e-05 | 3.018e-14 | 0.018106 | 0.041548 | 2.7317e-07 | 0.0066649 | 4.0103e-23 | 5.2158e-09 | 3.1833e-12 | 0.00019959 | 5.8355e-08 | 5.5982e-07 | 4.9924e-21 | 2.9685e-11 | 0.026253 | 0.026274 | 0.026274 | 0.044359 | 0.085907 | 0.044359 | 0.092572 | 0.085907 | 0.092572 | 0.044359 | 0.026453 | 0.026254 | 0.04436 | 0.026253 | 0.026253
419 | 156739.8474 | 16079.5579 | 6180.2705 | 67330.7538 | 37419.6599 | 15537.5977 | 11740.0495 | 2974.041 | 6072.5987 | 7944.91 | 26410.3896 | 8229.2409 | 10165.0933 | 4040.1551 | 7053.8489 | n/a | 9420.9734 | 4873.187 | 4867.1931 | 6723.9482 | 9425.7933 | 7512.32 | 2120.9867 | 4362.2774 | 5974.2826 | 4427.566 | 5611.2937 | 8383.2189 | 2724.7911 | 4445.2874 | 223.5105 | 206.6646 | 206.6646 | 207.0986 | 234.5186 | 165.0805 | 251.5959 | 221.6357 | 251.5959 | 186.5021 | 242.9164 | 143.659 | 211.8289 | 212.357 | 212.9562 | 170288.9798 | 10438.0474 | 4245.3699 | 69377.0684 | 32282.0848 | 14477.2842 | 5684.6676 | 5244.5306 | 5036.1517 | 5064.3747 | 26164.6453 | 5919.5726 | 6663.9711 | 4660.1174 | 6221.0532 | 159848.1 | 19414.8208 | 9112.4569 | 68453.6 | 37857.233 | 22946.8775 | 13006.6875 | 7352.5173 | 9233.8292 | 10153.9573 | 28944.6113 | 11459.3663 | 13651.99 | 7363.1086 | 10623.3407 | 201.96 | 201.96 | 201.96 | 206.24 | 264.6225 | 206.24 | 264.6225 | 264.6225 | 264.6225 | 206.24 | 201.96 | 206.24 | 206.24 | 201.96 | 201.96 | 0.0402 | 1.5714e-05 | 8.9249e-10 | 0.021715 | 0.028211 | 1.8668e-10 | 0.0011034 | 1.6291e-25 | 1.3999e-08 | 7.3199e-07 | 0.0010432 | 1.0445e-08 | 4.872e-08 | 1.7955e-18 | 4.9223e-11 | 0.0402 | 0.040216 | 0.040216 | 0.061915 | 0.090126 | 0.061915 | 0.09123 | 0.090126 | 0.09123 | 0.061916 | 0.041244 | 0.040201 | 0.061916 | 0.0402 | 0.0402
420 | 155971.1522 | 15369.8107 | 5615.7571 | 67017.6058 | 37258.1914 | 15601.195 | 12112.1969 | 3150.9706 | 6104.5751 | 8020.2118 | 26566.5384 | 8043.6761 | 10051.8757 | 4046.439 | 7256.4377 | n/a | 11346.9114 | 5828.7243 | 4476.8453 | 8454.4846 | 10257.7981 | 11126.6901 | 1820.4501 | 3847.3523 | 8162.0103 | 4197.8829 | 6301.9801 | 6739.081 | 4285.1465 | 4958.1236 | 217.337 | 200.8276 | 200.8276 | 200.8011 | 228.2385 | 158.6052 | 245.3337 | 215.3422 | 245.3337 | 180.0491 | 237.1173 | 137.1613 | 205.6478 | 206.526 | 207.1258 | 175671.0692 | 10690.7772 | 4461.407 | 71116.5508 | 31331.7929 | 14120.8534 | 5901.6436 | 5143.0786 | 4664.8079 | 4126.6291 | 27057.9841 | 5746.3429 | 7569.6206 | 4849.9572 | 6142.9929 | 160864.9 | 21410.1026 | 10258.6314 | 70226.1725 | 38162.6775 | 24059.4876 | 16922.2337 | 6963.5287 | 8484.7602 | 12288.6394 | 29837.667 | 11729.1592 | 13122.0017 | 9060.1038 | 10730.5164 | 143.8135 | 143.8135 | 143.8135 | 143.8135 | 178.1985 | 143.8135 | 178.1985 | 178.1985 | 178.1985 | 143.8135 | 143.8135 | 143.8135 | 143.8135 | 143.8135 | 143.8135 | 0.012991 | 1.3215e-08 | 1.542e-15 | 0.0065156 | 0.018813 | 1.3732e-11 | 6.6853e-08 | 2.3727e-21 | 5.6936e-07 | 3.5854e-11 | 0.00036444 | 8.1386e-10 | 2.1601e-07 | 1.0772e-26 | 1.4842e-10 | 0.012991 | 0.012991 | 0.012991 | 0.019506 | 0.038319 | 0.019506 | 0.038319 | 0.038319 | 0.03832 | 0.019506 | 0.013355 | 0.012991 | 0.019507 | 0.012991 | 0.012991
421 | 157326.1752 | 15598.3835 | 5961.7603 | 67591.3523 | 37603.3671 | 15727.6413 | 12072.883 | 3104.5646 | 6238.1184 | 8117.2885 | 26638.9851 | 8515.1568 | 10102.0557 | 4050.3133 | 7075.4981 | n/a | 8462.5532 | 5337.8605 | 4786.9622 | 7674.4154 | 6817.6039 | 6418.9221 | 2283.73 | 4699.6195 | 8346.2993 | 4333.8156 | 5988.8545 | 8316.2968 | 2938.7349 | 5442.509 | 185.3635 | 169.3786 | 169.3786 | 162.7198 | 197.5828 | 106.9353 | 219.4044 | 181.121 | 219.4044 | 134.308 | 215.7015 | 79.5627 | 170.5087 | 176.6524 | 177.4181 | 174058.9864 | 10425.0806 | 4341.4419 | 70729.0818 | 33686.1956 | 13481.1082 | 5989.812 | 5140.77 | 4813.8335 | 4271.0576 | 26454.5408 | 5912.5646 | 6425.5094 | 4558.0451 | 6060.8241 | 161142.4 | 18860.4338 | 9671.0025 | 71531.4162 | 40574.0111 | 18493.9842 | 12390.7341 | 7424.5001 | 9513.4531 | 12078.657 | 28714.1563 | 10635.3912 | 13786.8061 | 7402.08 | 11268.2331 | 145.5053 | 145.5053 | 145.5053 | 145.5053 | 145.5053 | 145.5053 | 161.5171 | 145.5053 | 161.5171 | 145.5053 | 145.5053 | 145.5053 | 145.5053 | 145.5053 | 145.5053 | 0.025998 | 1.4724e-05 | 3.4223e-12 | 0.0042427 | 0.0032299 | 3.1274e-05 | 0.017065 | 3.1176e-24 | 1.2329e-08 | 2.0134e-10 | 0.0020981 | 2.7629e-06 | 2.0605e-08 | 1.4272e-18 | 1.4842e-12 | 0.025998 | 0.026013 | 0.026013 | 0.030241 | 0.033471 | 0.030272 | 0.050535 | 0.033471 | 0.050535 | 0.030272 | 0.028096 | 0.026032 | 0.030241 | 0.025998 | 0.025998
422 | 151953.5067 | 15096.2772 | 5690.6991 | 65408.6147 | 36389.1606 | 15391.99 | 11594.6541 | 3126.8495 | 5954.7969 | 7787.7626 | 25831.1308 | 8329.7273 | 9906.9106 | 3977.6123 | 6738.3757 | n/a | 10879.6983 | 5619.2202 | 4860.7067 | 11305.8621 | 8153.3041 | 8524.7842 | 2401.5546 | 4488.0156 | 9120.5641 | 4737.1508 | 4997.2521 | 7421.6355 | 3821.8124 | 5031.3165 | 199.6063 | 183.3931 | 183.3931 | 179.7071 | 211.2305 | 130.0306 | 230.9266 | 196.3721 | 230.9266 | 154.7371 | 225.204 | 105.3242 | 186.1753 | 189.9584 | 190.6495 | 170860.1275 | 10648.6695 | 4258.105 | 70145.9217 | 30805.6088 | 14518.9919 | 5651.8746 | 5056.3163 | 4495.0482 | 4572.2949 | 23597.0583 | 5841.7928 | 7161.8548 | 4661.1757 | 5949.908 | 159941.7 | 21286.9679 | 9819.2253 | 70367.0282 | 39385.4709 | 20985.4957 | 13842.6588 | 7414.5709 | 8953.5638 | 13559.959 | 26843.1091 | 9285.1446 | 14546.0903 | 8268.8611 | 10647.8246 | 69.6834 | 69.6834 | 69.6834 | 69.6834 | 69.6834 | 69.6834 | 69.6834 | 69.6834 | 69.6834 | 69.6834 | 123.1076 | 69.6834 | 69.6834 | 69.6834 | 69.6834 | 0.0016367 | 6.8861e-09 | 6.9903e-14 | 0.0020623 | 0.0029004 | 1.7395e-08 | 6.1489e-05 | 6.5281e-24 | 2.266e-08 | 1.0251e-14 | 0.0093896 | 0.0005106 | 3.4131e-10 | 1.563e-23 | 2.4507e-12 | 0.0016367 | 0.0016367 | 0.0016367 | 0.003699 | 0.0065995 | 0.003699 | 0.006661 | 0.0065995 | 0.006661 | 0.003699 | 0.011026 | 0.0021473 | 0.003699 | 0.0016367 | 0.0016367
423 | 152138.2579 | 15483.5761 | 5648.8986 | 65514.3371 | 36428.4065 | 15278.705 | 11430.6911 | 2948.1502 | 5907.3402 | 7787.5572 | 25834.8843 | 7874.8095 | 9803.5462 | 3975.2487 | 7101.0663 | n/a | 10348.8134 | 6936.1095 | 3611.6775 | 10396.1083 | 13312.2732 | 7547.3998 | 1917.9156 | 4893.5466 | 7046.9349 | 4066.4763 | 6841.48 | 6997.3113 | 3781.3459 | 5275.965 | 192.6829 | 176.5191 | 176.5191 | 171.1736 | 204.6908 | 117.8884 | 225.6541 | 188.8765 | 225.6541 | 144.1844 | 221.02 | 91.5925 | 178.4019 | 183.5069 | 184.2424 | 174959.5124 | 10242.6228 | 4293.8645 | 72578.2936 | 33999.9763 | 13605.6969 | 5791.912 | 5135.1583 | 5077.0216 | 3685.8416 | 25812.4565 | 5939.1912 | 6373.6641 | 4610.5524 | 5764.0455 | 157047.2 | 19061.947 | 11216.174 | 68174.3589 | 39633.8173 | 25834.7254 | 13305.9119 | 7043.6739 | 9959.6682 | 10475.4318 | 26770.4 | 12770.2712 | 13233.2753 | 8201.9982 | 11022.1104 | 124.9691 | 124.9691 | 124.9691 | 124.9691 | 124.9691 | 124.9691 | 124.9691 | 124.9691 | 124.9691 | 124.9691 | 130.4884 | 124.9691 | 124.9691 | 124.9691 | 124.9691 | 0.011897 | 6.3649e-06 | 3.898e-18 | 0.009856 | 0.0024179 | 3.5971e-14 | 0.00016742 | 3.3904e-24 | 1.2852e-10 | 5.3283e-08 | 0.010531 | 1.4167e-12 | 3.7188e-08 | 3.1736e-23 | 7.6088e-12 | 0.011897 | 0.011903 | 0.011903 | 0.021753 | 0.024171 | 0.021753 | 0.024338 | 0.024171 | 0.024338 | 0.021753 | 0.022429 | 0.011897 | 0.021753 | 0.011897 | 0.011897
424 | 151618.7262 | 15651.2308 | 6086.8784 | 65325.7777 | 36236.3358 | 15176.3977 | 11832.9373 | 2887.6929 | 5979.4281 | 8006.1064 | 25730.253 | 7971.0297 | 9642.8584 | 3973.6066 | 7127.7808 | n/a | 11114.1395 | 5580.1794 | 4561.6693 | 9140.7871 | 9379.3877 | 5760.9368 | 1919.0088 | 5034.3187 | 8287.6321 | 3220.7101 | 6800.1096 | 6334.8496 | 3480.5124 | 5019.1205 | 202.6143 | 186.5192 | 186.5192 | 184.0406 | 213.8577 | 137.383 | 232.4725 | 199.815 | 232.4725 | 160.7331 | 226.0347 | 114.033 | 189.9106 | 192.7241 | 193.3772 | 173467.8917 | 9755.2865 | 4357.0811 | 70370.6676 | 31940.1936 | 14109.1931 | 5786.4849 | 5095.2001 | 4983.0532 | 4278.2038 | 28339.805 | 5920.6463 | 7127.345 | 4725.13 | 6151.6478 | 158668.1 | 18669.426 | 8699.5606 | 69019.1453 | 39398.8807 | 20734.9891 | 10865.5217 | 6941.309 | 9340.6719 | 11444.1098 | 29733.5151 | 11088.8904 | 13157.0945 | 7984.9424 | 11003.2683 | 88.8919 | 88.8919 | 88.8919 | 88.8919 | 88.8919 | 88.8919 | 348.7087 | 88.8919 | 348.7087 | 88.8919 | 88.8919 | 88.8919 | 88.8919 | 88.8919 | 88.8919 | 0.0029705 | 2.7411e-05 | 4.8987e-09 | 0.0045607 | 0.0024743 | 1.5515e-08 | 0.38078 | 1.9904e-24 | 4.3076e-09 | 1.984e-09 | 0.00010378 | 1.1015e-08 | 2.0863e-08 | 3.6551e-22 | 1.0715e-11 | 0.0029705 | 0.0029979 | 0.0029979 | 0.0075312 | 0.010005 | 0.0075312 | 0.39079 | 0.010005 | 0.39079 | 0.0075312 | 0.0030743 | 0.0029705 | 0.0075312 | 0.0029705 | 0.0029705
425 | 154388.557 | 15563.9195 | 5764.0231 | 66391.8595 | 37050.4865 | 15234.2802 | 11876.7298 | 2960.7847 | 6289.6382 | 7801.277 | 26478.4592 | 8134.3963 | 9597.671 | 3935.7539 | 7035.8204 | n/a | 11323.1187 | 4525.1749 | 3894.4103 | 10687.4079 | 9262.9982 | 8381.4409 | 1921.1843 | 3361.2151 | 8813.34 | 4062.0897 | 6376.4934 | 7684.6266 | 2669.9908 | 4781.6843 | 196.159 | 179.7627 | 179.7627 | 174.5266 | 208.2929 | 120.8941 | 229.4097 | 192.3627 | 229.4097 | 147.3827 | 224.5896 | 94.4055 | 181.7719 | 186.8016 | 187.5425 | 176697.752 | 9892.4476 | 4166.7072 | 72729.3996 | 30562.7368 | 15112.8226 | 6155.8191 | 5018.9906 | 5161.9232 | 4296.9202 | 27631.17 | 6277.679 | 6430.3484 | 4659.6038 | 6018.2083 | 158779 | 20943.5589 | 8619.782 | 69662.4652 | 37836.1 | 23649.4207 | 13684.86 | 6688.2749 | 8517.6384 | 12756.6602 | 29206.3596 | 12281.3724 | 13792.975 | 6489.6946 | 10705.4926 | 138.3 | 138.3 | 138.3 | 138.3 | 180.31 | 138.3 | 180.31 | 180.31 | 180.31 | 138.3 | 138.3 | 138.3 | 138.3 | 138.3 | 138.3 | 0.017416 | 8.0483e-08 | 4.0465e-10 | 0.0061541 | 0.020769 | 9.1252e-12 | 0.00024889 | 3.9587e-22 | 1.5656e-06 | 6.4274e-13 | 0.00079353 | 1.0945e-10 | 1.1727e-09 | 4.7887e-15 | 2.6252e-11 | 0.017416 | 0.017416 | 0.017416 | 0.02357 | 0.044339 | 0.02357 | 0.044588 | 0.044339 | 0.04459 | 0.02357 | 0.018209 | 0.017416 | 0.02357 | 0.017416 | 0.017416
426 | 157822.1179 | 16056.2504 | 6090.5122 | 67770.7431 | 37674.2736 | 15639.6313 | 11947.253 | 3085.3292 | 6362.6878 | 7975.7689 | 26655.2616 | 8366.4086 | 9808.4458 | 4066.3217 | 7258.4004 | n/a | 10977.5804 | 5503.2278 | 3752.3757 | 9243.3675 | 7950.0157 | 8918.1402 | 1772.2773 | 4613.2002 | 8557.7471 | 5103.5785 | 5159.9729 | 5962.4513 | 3584.4457 | 4971.3836 | 212.9577 | 196.0782 | 196.0782 | 193.6029 | 224.7178 | 144.951 | 244.1412 | 210.0652 | 244.1412 | 169.3153 | 237.31 | 120.5868 | 199.7011 | 202.5526 | 203.2341 | 172195.224 | 10821.8246 | 4360.2197 | 69383.1884 | 30571.575 | 12913.2732 | 5760.2837 | 5075.7791 | 4938.4052 | 3990.4496 | 25756.9136 | 6046.9107 | 7121.1356 | 4757.2665 | 6145.5576 | 162188.3 | 21562.8049 | 9839.5475 | 69405 | 38412.3425 | 20345.9889 | 14579.8238 | 6787.7564 | 9551.6055 | 12323.4966 | 28329.5922 | 10914.2836 | 12872.9869 | 7934.3122 | 10733.4412 | 152.57 | 152.57 | 152.57 | 153.1805 | 204.5372 | 153.1805 | 204.5372 | 204.5372 | 204.5372 | 153.1805 | 152.57 | 153.1805 | 153.1805 | 152.57 | 152.57 | 0.018649 | 8.9197e-08 | 4.3912e-12 | 0.016987 | 0.021877 | 2.113e-07 | 2.5285e-05 | 3.4137e-21 | 2.4255e-08 | 2.1659e-11 | 0.0037616 | 3.1908e-07 | 1.6364e-07 | 5.1645e-21 | 1.484e-10 | 0.018649 | 0.018649 | 0.018649 | 0.035636 | 0.057512 | 0.035636 | 0.057538 | 0.057512 | 0.057538 | 0.035636 | 0.02241 | 0.018649 | 0.035636 | 0.018649 | 0.018649
427 | 158865.064 | 16049.2092 | 6316.2742 | 68181.1627 | 37863.7304 | 15689.8852 | 11823.8411 | 3172.305 | 6112.381 | 8339.8064 | 26875.1382 | 8055.1448 | 10242.0175 | 4145.4569 | 7250.693 | n/a | 10424.5382 | 7008.4604 | 3626.6267 | 8279.7555 | 7162.5162 | 9775.5254 | 1692.9992 | 5454.5008 | 7276.9202 | 3742.1552 | 4701.5331 | 7120.9097 | 3576.2792 | 4503.3329 | 210.8287 | 194.304 | 194.304 | 192.5018 | 222.1859 | 146.2704 | 240.7075 | 208.2134 | 240.7075 | 169.5037 | 233.6218 | 123.0372 | 198.1819 | 200.4779 | 201.1277 | 175890.1217 | 10834.8302 | 4460.8853 | 71472.2775 | 30236.6261 | 14565.9258 | 6113.9325 | 5204.4209 | 4924.8232 | 4386.773 | 27668.892 | 5991.4208 | 6613.9298 | 4781.1801 | 5937.4321 | 167389.1 | 19878.3283 | 10607.2056 | 73095.2226 | 37993.2 | 21518.942 | 15876.1579 | 6891.8202 | 10379.324 | 11464.5932 | 29641.7472 | 10682.554 | 13450.6396 | 8255.8594 | 10172.6651 | 70.23 | 70.23 | 70.23 | 70.23 | 301.49 | 70.23 | 301.49 | 301.49 | 301.49 | 70.23 | 70.23 | 70.23 | 70.23 | 70.23 | 70.23 | 0.0014699 | 4.7848e-06 | 3.9736e-13 | 0.0024051 | 0.036824 | 1.2578e-08 | 4.1531e-07 | 9.3325e-21 | 9.1191e-11 | 1.6818e-08 | 0.000796 | 1.376e-07 | 1.5827e-07 | 8.2647e-22 | 3.1835e-09 | 0.0014699 | 0.0014747 | 0.0014747 | 0.003875 | 0.040699 | 0.003875 | 0.040699 | 0.040699 | 0.040699 | 0.003875 | 0.0022659 | 0.00147 | 0.0038752 | 0.0014699 | 0.0014699
428 | 152318.552 | 15513.6461 | 5943.7896 | 65581.479 | 36534.674 | 15632.9303 | 11638.9049 | 2834.5675 | 5992.5845 | 8142.8572 | 25933.2024 | 8227.7915 | 9845.0738 | 4066.7522 | 6992.1928 | n/a | 11239.2495 | 4603.2445 | 4531.8457 | 8276.6148 | 8785.3388 | 6034.8735 | 1696.9973 | 3576.7377 | 7574.9656 | 4512.9515 | 6341.1318 | 6908.6033 | 3263.5817 | 5044.868 | 234.6635 | 217.0346 | 217.0346 | 217.6913 | 246.1324 | 174.1761 | 263.8426 | 232.7721 | 263.8426 | 196.3914 | 254.6298 | 151.9607 | 222.547 | 222.938 | 223.5594 | 174687.1527 | 10207.4319 | 4410.2667 | 70846.0141 | 32803.5095 | 13694.1448 | 6104.6716 | 5130.1608 | 4986.4793 | 4534.6473 | 27158.5599 | 5346.6195 | 7586.5278 | 4549.1379 | 6143.0296 | 158986.4 | 20964.9814 | 8936.1112 | 69583.0542 | 39894.7243 | 21305.7836 | 12052.2451 | 6703.1581 | 8563.217 | 11212.6129 | 28882.2059 | 11411.0513 | 13269.6311 | 7284.7196 | 11161.7976 | 112.3611 | 112.3611 | 112.3611 | 112.3611 | 112.3611 | 112.3611 | 158.4838 | 112.3611 | 158.4838 | 112.3611 | 112.3611 | 112.3611 | 112.3611 | 112.3611 | 112.3611 | 0.0038673 | 6.4649e-08 | 2.9949e-10 | 0.0037924 | 0.0021273 | 1.7764e-08 | 0.012536 | 8.2695e-24 | 1.8804e-07 | 1.5371e-08 | 0.00052464 | 1.2998e-08 | 4.0256e-08 | 7.4118e-18 | 1.2751e-12 | 0.0038673 | 0.0038674 | 0.0038674 | 0.0076597 | 0.009787 | 0.0076597 | 0.022323 | 0.009787 | 0.022323 | 0.0076597 | 0.004392 | 0.0038674 | 0.0076597 | 0.0038673 | 0.0038673
429 | 155918.753 | 15627.216 | 5935.8975 | 66984.0131 | 37358.3692 | 15989.3194 | 12030.845 | 2957.9479 | 6055.1146 | 7826.3669 | 26420.4653 | 8484.8059 | 9891.3388 | 3929.0826 | 7367.7485 | n/a | 7248.4395 | 5100.9265 | 4455.3325 | 6982.0927 | 8507.6777 | 8946.7016 | 1273.3408 | 4617.9984 | 6256.2951 | 4243.6647 | 6431.8451 | 8404.7313 | 3401.4059 | 5364.9964 | 213.8219 | 196.9808 | 196.9808 | 194.8681 | 225.4657 | 147.1303 | 244.5613 | 211.0604 | 244.5613 | 171.0834 | 237.5169 | 123.1771 | 200.7857 | 203.3459 | 204.016 | 169847.5816 | 9233.3241 | 4311.3806 | 68258.259 | 30845.8869 | 13214.385 | 5973.8393 | 5210.2613 | 4882.0779 | 4618.9156 | 26115.749 | 5788.5966 | 6478.9006 | 4673.7722 | 5942.4769 | 160150.7 | 16358.8202 | 9397.9072 | 69255.3916 | 36934.5796 | 20658.4627 | 14860.0409 | 6464.3021 | 9452.8762 | 10801.8106 | 29159.0137 | 11963.8418 | 14057.9319 | 7981.2781 | 11267.7733 | 154.8389 | 154.8389 | 154.8389 | 154.8389 | 338.1986 | 154.8389 | 338.1986 | 338.1986 | 338.1986 | 154.8389 | 154.8389 | 154.8389 | 154.8389 | 154.8389 | 154.8389 | 0.019775 | 0.0072069 | 1.4833e-11 | 0.012293 | 0.059235 | 3.0167e-07 | 1.5377e-05 | 5.823e-21 | 4.4309e-09 | 1.3568e-08 | 0.00077444 | 5.2881e-09 | 2.1996e-09 | 1.3547e-22 | 1.9172e-11 | 0.019775 | 0.026982 | 0.026982 | 0.032068 | 0.091304 | 0.032069 | 0.091319 | 0.091304 | 0.091319 | 0.032069 | 0.020549 | 0.019775 | 0.032068 | 0.019775 | 0.019775
430 | 153013.8384 | 15637.3482 | 5725.8921 | 65867.9844 | 36530.3082 | 15638.9843 | 11604.7805 | 3038.6234 | 6045.7786 | 8045.1156 | 26187.9796 | 8245.6798 | 9941.1861 | 4270.7452 | 7047.1758 | n/a | 11597.1755 | 6877.9018 | 4198.5534 | 7446.3923 | 9146.1794 | 5622.2661 | 2343.907 | 3726.6572 | 8113.1467 | 4415.2631 | 5423.9406 | 4822.8517 | 3127.5525 | 5386.6655 | 216.5533 | 199.9579 | 199.9579 | 199.424 | 227.6389 | 155.8665 | 245.2262 | 214.3714 | 245.2262 | 177.9277 | 237.2922 | 133.8054 | 204.5327 | 205.8203 | 206.4374 | 171476.1892 | 10923.2356 | 4397.8182 | 70664.0335 | 29890.3362 | 14772.6893 | 6082.0285 | 5132.1645 | 5040.3624 | 4655.9839 | 24864.892 | 6055.3918 | 6164.6198 | 4505.6306 | 6034.702 | 156710.9 | 21197.7112 | 10113.8199 | 70149.6866 | 36353.5285 | 23578.6687 | 11704.2946 | 7469.7716 | 8767.0196 | 12475.6305 | 27316.0921 | 11432.6324 | 10850.3715 | 5900.9201 | 11311.4675 | 169.7621 | 169.7621 | 169.7621 | 169.7621 | 341.4584 | 169.7621 | 341.4584 | 341.4584 | 341.4584 | 169.7621 | 169.7621 | 169.7621 | 169.7621 | 169.7621 | 169.7621 | 0.026253 | 5.5091e-08 | 1.5012e-14 | 0.003218 | 0.048042 | 5.4458e-11 | 0.030972 | 2.7132e-25 | 1.0326e-07 | 1.7411e-11 | 0.008074 | 1.3197e-08 | 0.0010357 | 9.0002e-10 | 8.9371e-13 | 0.026253 | 0.026253 | 0.026253 | 0.029471 | 0.077513 | 0.029471 | 0.10848 | 0.077513 | 0.10848 | 0.029471 | 0.034327 | 0.026253 | 0.030507 | 0.026253 | 0.026253
431 | 157525.6744 | 16015.6295 | 5962.3983 | 67644.328 | 37718.3593 | 15450.2787 | 11891.4676 | 2823.4659 | 5997.6815 | 8106.8456 | 26713.2165 | 8221.4115 | 10121.3918 | 4167.0914 | 7171.307 | n/a | 8927.6085 | 5931.0705 | 4062.2609 | 7692.1773 | 11403.1258 | 6256.2768 | 1956.6023 | 4388.9675 | 7687.3685 | 4624.7628 | 5151.1453 | 5898.7476 | 3819.909 | 6005.1438 | 212.3497 | 195.9483 | 195.9483 | 194.9782 | 223.4167 | 150.9344 | 241.1498 | 210.0392 | 241.1498 | 173.1784 | 233.5922 | 128.6903 | 200.2338 | 201.8593 | 202.4815 | 178375.9097 | 10338.3007 | 4078.9695 | 72826.8468 | 34237.6412 | 14271.6791 | 5800.5528 | 5082.088 | 4609.6368 | 4230.38 | 28047.8645 | 5661.912 | 6068.0507 | 4544.3439 | 5873.4162 | 163470.2 | 16464.6 | 9945.64 | 70524.5077 | 39733.5185 | 24141.8049 | 11762.6296 | 6946.8903 | 8834.0043 | 11502.2485 | 31385.6268 | 10511.0574 | 11358.9983 | 8025.5529 | 11710.76 | 120.59 | 139.32 | 139.32 | 120.59 | 120.59 | 120.59 | 361.7247 | 120.59 | 361.7247 | 120.59 | 120.59 | 120.59 | 120.59 | 120.59 | 120.59 | 0.0070191 | 0.014757 | 6.0781e-13 | 0.0081044 | 0.0073589 | 6.0783e-12 | 0.059429 | 2.5093e-25 | 5.4097e-08 | 3.0001e-09 | 4.913e-05 | 8.778e-07 | 0.00030553 | 1.63e-20 | 2.8906e-13 | 0.0070191 | 0.021776 | 0.021776 | 0.015123 | 0.022482 | 0.015123 | 0.081912 | 0.022482 | 0.081912 | 0.015123 | 0.0070682 | 0.0070199 | 0.015429 | 0.0070191 | 0.0070191
432 | 155211.7573 | 15561.4748 | 5863.8676 | 66727.3727 | 37122.698 | 15132.3424 | 12253.6637 | 3076.3193 | 6146.7164 | 7550.563 | 26309.8926 | 8093.9582 | 10142.7622 | 4092.6851 | 7235.8473 | n/a | 8656.0376 | 5365.5392 | 4280.0232 | 8556.3214 | 9136.0515 | 7734.2769 | 1789.3703 | 3637.3911 | 6844.854 | 3676.5886 | 6023.2475 | 7436.283 | 3527.0735 | 4763.3416 | 233.7089 | 216.4776 | 216.4776 | 218.2671 | 244.6313 | 178.316 | 261.0304 | 232.26 | 261.0304 | 198.8868 | 251.2897 | 157.7452 | 222.4776 | 221.9439 | 222.5194 | 173722.4235 | 11118.9108 | 4314.4748 | 69337.7915 | 31389.3404 | 14072.4453 | 6003.0239 | 5180.9694 | 4845.9975 | 4890.6833 | 25316.8866 | 5954.964 | 6778.3735 | 4552.1979 | 5816.5978 | 163025.7 | 18741.4484 | 9680.0139 | 69591.4 | 38545.7618 | 22310.7821 | 13680.8008 | 6970.3397 | 8472.4886 | 11664.2373 | 27646.5 | 11151.7967 | 13189.7564 | 6742.2621 | 10531.4393 | 89.263 | 89.263 | 89.263 | 107.2595 | 136.7678 | 107.2595 | 136.7678 | 136.7678 | 136.7678 | 107.2595 | 94.2735 | 107.2595 | 107.2595 | 89.263 | 89.263 | 0.0020491 | 1.7669e-05 | 1.1648e-12 | 0.0079907 | 0.011964 | 2.0616e-10 | 0.00082735 | 3.0817e-22 | 7.8947e-07 | 2.1915e-11 | 0.0059876 | 1.8511e-08 | 2.635e-07 | 5.1299e-15 | 3.8108e-10 | 0.0020491 | 0.0020668 | 0.0020668 | 0.01004 | 0.022004 | 0.01004 | 0.022831 | 0.022004 | 0.022832 | 0.01004 | 0.0080367 | 0.0020491 | 0.01004 | 0.0020491 | 0.0020491
433 | 156493.8162 | 15773.8767 | 6031.3412 | 67204.0647 | 37322.8165 | 15580.343 | 11856.1669 | 3082.6853 | 6045.4082 | 8097.0728 | 26451.4369 | 8207.6809 | 10060.4516 | 4169.8786 | 7088.1781 | n/a | 9515.6719 | 5883.5681 | 4653.1061 | 10148.0838 | 9538.7998 | 9025.2004 | 1690.6177 | 4621.7426 | 9742.8594 | 3637.1604 | 6064.2407 | 9909.7958 | 3958.2256 | 5276.0072 | 225.0968 | 207.8458 | 207.8458 | 207.288 | 236.621 | 162.0036 | 254.9053 | 222.8277 | 254.9053 | 184.939 | 246.6597 | 139.0681 | 212.5999 | 213.9405 | 214.5821 | 173671.7336 | 11542.9045 | 4199.3696 | 70611.2542 | 33433.6864 | 13675.0899 | 6188.4481 | 5196.5327 | 4875.2604 | 3929.3842 | 25294.8283 | 5662.8598 | 6857.2358 | 4832.5862 | 5820.7164 | 160107.6 | 20150.7764 | 9463.1376 | 68811.5602 | 38693.2702 | 22691.7897 | 13676.9485 | 6724.4504 | 8138.203 | 13394.6437 | 28076.7887 | 11482.6005 | 16060.9315 | 8584.0118 | 11044.6235 | 183.11 | 183.11 | 183.11 | 183.11 | 183.11 | 183.11 | 183.11 | 183.11 | 183.11 | 183.11 | 183.11 | 183.11 | 183.11 | 183.11 | 183.11 | 0.029232 | 1.0849e-06 | 2.5358e-11 | 0.017096 | 0.012602 | 4.2228e-10 | 0.00023801 | 6.7495e-21 | 1.9673e-06 | 3.0542e-13 | 0.003966 | 8.1167e-09 | 2.1304e-12 | 3.9277e-23 | 5.9691e-12 | 0.029232 | 0.029234 | 0.029234 | 0.046329 | 0.058931 | 0.046329 | 0.059169 | 0.058931 | 0.059171 | 0.046329 | 0.033198 | 0.029232 | 0.046329 | 0.029232 | 0.029232
434 | 153295.8206 | 15627.642 | 6053.5291 | 65983.5114 | 36658.9904 | 15296.2876 | 11699.3192 | 2963.5425 | 5714.1502 | 7962.4217 | 25957.0128 | 8203.723 | 9743.291 | 3985.2847 | 7004.8746 | n/a | 9148.9916 | 4823.9922 | 4683.8127 | 7437.4069 | 9488.1378 | 9621.0677 | 2304.944 | 4346.9272 | 5690.57 | 4911.6823 | 6064.1343 | 8795.3748 | 3438.5918 | 4843.9512 | 221.042 | 204.1739 | 204.1739 | 203.8774 | 232.248 | 160.1584 | 249.9287 | 218.9101 | 249.9287 | 182.3367 | 241.7065 | 137.9801 | 208.9552 | 210.0674 | 210.6878 | 175646.6715 | 9928.0261 | 4420.6748 | 72221.9752 | 31346.1484 | 14304.2954 | 5267.0906 | 4938.9279 | 4569.6855 | 3859.9152 | 28131.8745 | 5892.9861 | 6679.359 | 4401.1114 | 6339.2528 | 159680.2162 | 17616.3177 | 9227.6671 | 71539.1326 | 37451.9 | 22522.3333 | 14511.8679 | 7243.8719 | 8828.7127 | 8632.3852 | 31151.7568 | 11605.1204 | 15043.6338 | 7199.2032 | 11081.704 | 112.7343 | 112.7343 | 112.7343 | 112.7343 | 198.31 | 112.7343 | 198.31 | 198.31 | 198.31 | 112.7343 | 112.7343 | 112.7343 | 112.7343 | 112.7343 | 112.7343 | 0.0047948 | 0.0003348 | 1.3627e-10 | 0.0014598 | 0.020487 | 2.2307e-10 | 1.2895e-05 | 4.5172e-25 | 6.9904e-09 | 0.0014212 | 1.8514e-05 | 4.425e-09 | 1.7005e-11 | 3.7214e-18 | 2.2765e-12 | 0.0047948 | 0.0051296 | 0.0051296 | 0.0062546 | 0.026741 | 0.0062546 | 0.026754 | 0.026741 | 0.026754 | 0.0076758 | 0.0048133 | 0.0047948 | 0.0062546 | 0.0047948 | 0.0047948
435 | 153233.6215 | 15364.4626 | 5790.9508 | 65919.9697 | 36871.2816 | 15607.7881 | 11806.3278 | 2806.5329 | 5866.5011 | 8045.2081 | 26043.9165 | 7965.3939 | 9784.3685 | 3892.8675 | 7224.7612 | n/a | 11477.3777 | 5700.2268 | 3823.5075 | 8190.2521 | 9831.8669 | 8596.5273 | 1834.2098 | 3949.5703 | 6052.0323 | 4387.4997 | 5617.5641 | 7510.4339 | 2774.9509 | 5026.3121 | 201.4113 | 184.564 | 184.564 | 179.1461 | 213.8883 | 123.9537 | 235.6159 | 197.4974 | 235.6159 | 151.2085 | 230.6874 | 96.699 | 186.6083 | 191.8065 | 192.5689 | 178661.2754 | 9863.1799 | 4282.9192 | 71665.2297 | 29577.788 | 14515.3013 | 5887.4115 | 5147.2438 | 4968.758 | 4117.4574 | 27722.8936 | 6053.7285 | 8020.7402 | 4571.8761 | 6154.7875 | 160457.5 | 18474.8646 | 7383.4529 | 73148.9972 | 37454.9 | 23944.4682 | 14373.8388 | 6936.5536 | 8808.2283 | 9788.5897 | 31681.5933 | 11649.4927 | 14140.5742 | 6677.7284 | 9668.2109 | 86.4373 | 86.4373 | 86.4373 | 86.4373 | 216.91 | 86.4373 | 216.91 | 216.91 | 216.91 | 86.4373 | 86.4373 | 86.4373 | 86.4373 | 86.4373 | 86.4373 | 0.0028014 | 1.9003e-05 | 1.6321e-06 | 0.0005114 | 0.024694 | 1.8921e-11 | 2.7852e-05 | 1.6687e-25 | 2.408e-08 | 8.0317e-06 | 9.8372e-06 | 6.8783e-10 | 8.5068e-10 | 2.3349e-16 | 4.3792e-08 | 0.0028014 | 0.0028204 | 0.002822 | 0.0033128 | 0.028007 | 0.0033128 | 0.028035 | 0.028007 | 0.028035 | 0.0033208 | 0.0028112 | 0.0028014 | 0.0033128 | 0.0028014 | 0.0028014
436 | 157582.7264 | 16160.5145 | 6093.2186 | 67653.369 | 37572.6042 | 15946.2655 | 11700.8194 | 3153.1831 | 6024.0874 | 8131.4049 | 26746.5684 | 8401.0713 | 9963.8816 | 4059.3667 | 7356.8161 | n/a | 10229.5409 | 4709.1726 | 4552.4259 | 9322.9482 | 11214.8761 | 6529.5809 | 1578.2017 | 4335.0147 | 10339.1525 | 5128.1686 | 6909.6744 | 6990.7843 | 3243.7991 | 5044.6051 | 214.3027 | 197.6263 | 197.6263 | 196.2148 | 225.6619 | 150.4756 | 244.0301 | 211.8053 | 244.0301 | 173.5163 | 236.6183 | 127.4348 | 201.7569 | 203.749 | 204.3935 | 177756.2913 | 10641.7263 | 4508.7415 | 72842.4179 | 31530.0113 | 15340.9478 | 5680.609 | 5241.9685 | 4693.8756 | 4833.2921 | 27436.2723 | 6155.1946 | 7138.8817 | 4641.3686 | 6243.7887 | 161389.9 | 20453.1214 | 8939.3683 | 75072.7437 | 40723.7595 | 25756.4239 | 12210.1899 | 6820.1702 | 9028.8904 | 14538.2446 | 29033.309 | 12899.669 | 14038.766 | 6273.5359 | 10924.7937 | 168.0054 | 168.0054 | 168.0054 | 168.0054 | 168.0054 | 168.0054 | 168.0054 | 168.0054 | 168.0054 | 168.0054 | 168.0054 | 168.0054 | 168.0054 | 168.0054 | 168.0054 | 0.026253 | 1.7054e-06 | 1.1768e-09 | 0.00051132 | 0.0027612 | 7.4107e-13 | 0.0095766 | 1.323e-20 | 2.5958e-08 | 1.6536e-15 | 0.0015636 | 4.0357e-11 | 3.5763e-09 | 5.2764e-13 | 1.1534e-10 | 0.026253 | 0.026255 | 0.026255 | 0.026765 | 0.029526 | 0.026765 | 0.039102 | 0.029526 | 0.039102 | 0.026765 | 0.027817 | 0.026253 | 0.026765 | 0.026253 | 0.026253
437 | 152059.3103 | 15184.4526 | 5805.4437 | 65478.2715 | 36469.5568 | 15195.518 | 11351.7115 | 3121.3341 | 5523.6078 | 7951.3406 | 25934.3498 | 7698.2858 | 9830.3565 | 3808.8628 | 7213.2146 | n/a | 11349.1475 | 6340.5679 | 4235.7778 | 9867.0801 | 10119.8959 | 9998.6496 | 1697.7621 | 3910.3592 | 7435.7592 | 3952.6244 | 7705.1883 | 5793.9054 | 3507.8468 | 4449.4157 | 195.5963 | 179.4759 | 179.4759 | 175.0526 | 207.3441 | 123.9539 | 227.5298 | 192.1163 | 227.5298 | 149.2746 | 222.3262 | 98.6333 | 181.8377 | 186.2045 | 186.9127 | 175455.8083 | 10470.1137 | 4210.265 | 72902.9114 | 31694.4956 | 14092.5861 | 6157.6818 | 5090.1728 | 4950.6571 | 4483.9455 | 26165.9443 | 6042.5808 | 6737.902 | 4790.0174 | 6076.8909 | 158353.2325 | 21130.5612 | 10440.3329 | 70143.3135 | 37524.8 | 23724.582 | 15301.8315 | 6733.6349 | 8861.0163 | 11721.4047 | 27899.4687 | 13458.1692 | 11384.7074 | 7731.7642 | 10318.3066 | 100.5338 | 100.5338 | 100.5338 | 100.5338 | 144.67 | 100.5338 | 144.67 | 144.67 | 144.67 | 100.5338 | 100.5338 | 100.5338 | 100.5338 | 100.5338 | 100.5338 | 0.0048895 | 1.3943e-08 | 4.4917e-15 | 0.0024885 | 0.016192 | 6.3922e-12 | 3.4818e-07 | 1.6268e-20 | 1.3064e-09 | 3.461e-10 | 0.0022781 | 1.0362e-14 | 7.3878e-05 | 1.4433e-22 | 1.0471e-09 | 0.0048895 | 0.0048895 | 0.0048895 | 0.007378 | 0.02357 | 0.007378 | 0.023571 | 0.02357 | 0.023571 | 0.007378 | 0.0071675 | 0.0048895 | 0.0074519 | 0.0048895 | 0.0048895
438 | 147651.0377 | 14946.8634 | 5798.7898 | 63753.5411 | 35616.8381 | 14919.8082 | 11323.3683 | 2833.1209 | 5696.3029 | 7736.242 | 25274.5412 | 7759.3822 | 9415.0712 | 3717.6851 | 6734.6331 | n/a | 11661.0395 | 5113.6908 | 4578.0776 | 7476.4963 | 8016.7149 | 8651.0682 | 1558.6203 | 4330.5075 | 7475.0467 | 3406.9228 | 6023.4037 | 7421.0619 | 3382.5919 | 5875.5431 | 217.2333 | 200.386 | 200.386 | 199.1544 | 228.6601 | 153.3839 | 247.0621 | 214.778 | 247.0621 | 176.4671 | 239.4498 | 130.3008 | 204.6626 | 206.52 | 207.1656 | 176957.7833 | 10881.98 | 4359.2438 | 72605.0064 | 33623.729 | 14234.5051 | 6338.2087 | 5204.1512 | 5354.3905 | 4333.6403 | 26073.2379 | 6029.2841 | 6965.2953 | 4651.6914 | 6333.7128 | 153188.3003 | 20107.8197 | 9404.6346 | 65862 | 38963.354 | 20478.7202 | 14857.8769 | 6661.8715 | 9607.898 | 10256.8873 | 28925.6607 | 11831.9878 | 14114.7572 | 7809.2833 | 12195.2559 | 124.1149 | 124.1149 | 124.1149 | 126.8 | 126.8 | 126.8 | 126.8 | 126.8 | 126.8 | 126.8 | 124.1149 | 126.8 | 126.8 | 124.1149 | 124.1149 | 0.0071576 | 8.16e-08 | 3.4671e-12 | 0.012638 | 0.0019952 | 1.2052e-08 | 1.1596e-06 | 1.3479e-23 | 1.2597e-10 | 1.1332e-07 | 0.00015964 | 6.097e-11 | 1.0041e-10 | 5.8226e-24 | 2.1683e-16 | 0.0071576 | 0.0071577 | 0.0071577 | 0.019795 | 0.021791 | 0.019795 | 0.021792 | 0.021791 | 0.021792 | 0.019796 | 0.0073172 | 0.0071576 | 0.019795 | 0.0071576 | 0.0071576
439 | 155439.1051 | 15789.6422 | 5904.636 | 66838.189 | 37196.7 | 15484.5048 | 11876.0215 | 2886.198 | 5964.0137 | 7976.7649 | 26569.2393 | 8219.6712 | 9922.7127 | 4026.4469 | 7005.2769 | n/a | 8288.256 | 6016.5098 | 4189.1697 | 9741.2142 | 9820.2645 | 9151.6042 | 1782.793 | 4062.597 | 7732.6658 | 4923.8971 | 6400.1885 | 6403.9043 | 3085.4892 | 4119.6173 | 181.1578 | 165.7425 | 165.7425 | 159.956 | 192.7823 | 107.5886 | 213.3218 | 177.2876 | 213.3218 | 133.353 | 209.3438 | 81.8242 | 167.1709 | 172.589 | 173.3096 | 173017.1664 | 11175.6216 | 4154.1301 | 67950.3141 | 31220.5821 | 12596.0793 | 5790.0265 | 5051.2648 | 5073.9939 | 3941.4065 | 26063.5053 | 5609.9653 | 6809.6289 | 4620.3427 | 6114.295 | 159211.6 | 18053.5289 | 10170.6398 | 68295.8 | 39921.1962 | 21630.5438 | 14941.6307 | 6704.2578 | 9136.591 | 11621.8723 | 27449.0537 | 12010.1539 | 13141.7331 | 7548.432 | 10233.9123 | 141.9657 | 141.9657 | 141.9657 | 142.2016 | 142.2016 | 142.2016 | 142.2016 | 142.2016 | 142.2016 | 142.2016 | 141.9657 | 142.2016 | 142.2016 | 141.9657 | 141.9657 | 0.025998 | 0.00018096 | 7.8272e-14 | 0.018331 | 0.0038873 | 4.5577e-09 | 7.1101e-06 | 3.8279e-23 | 1.0138e-08 | 6.7682e-10 | 0.011873 | 7.2531e-10 | 1.0185e-07 | 1.672e-19 | 3.0588e-10 | 0.025998 | 0.026179 | 0.026179 | 0.044329 | 0.048216 | 0.044329 | 0.048223 | 0.048216 | 0.048223 | 0.044329 | 0.037871 | 0.025998 | 0.044329 | 0.025998 | 0.025998
440 | 157109.7439 | 16107.9942 | 6270.2402 | 67484.0257 | 37459.7468 | 15593.0451 | 11813.5949 | 3103.7085 | 5993.9207 | 8118.558 | 26723.8735 | 8414.2615 | 9729.0253 | 4173.1933 | 7130.4988 | n/a | 10938.792 | 5098.0136 | 4483.3457 | 10513.0259 | 10274.2082 | 8090.4116 | 2126.5364 | 4534.3102 | 6919.2684 | 3811.325 | 5683.9633 | 6718.5304 | 2884.2678 | 6534.6132 | 201.8901 | 185.4994 | 185.4994 | 181.7991 | 213.635 | 131.6377 | 233.526 | 198.6296 | 233.526 | 156.5886 | 227.724 | 106.6868 | 188.326 | 192.1297 | 192.8276 | 175720.3058 | 11618.0599 | 4262.7357 | 70984.8955 | 29974.799 | 13984.9306 | 5677.5613 | 5028.6675 | 4675.4594 | 4238.9493 | 25520.4262 | 6000.639 | 7293.8551 | 4747.3056 | 6307.8807 | 161581.7 | 22294.5518 | 9268.2493 | 71074.1625 | 38968.525 | 23587.8388 | 13006.5729 | 7096.2039 | 8491.4696 | 11035.5176 | 28563.8512 | 11136.0023 | 12594.5068 | 7508.5733 | 12771.1939 | 142.2625 | 142.2625 | 142.2625 | 142.2625 | 142.2625 | 142.2625 | 142.2625 | 142.2625 | 142.2625 | 142.2625 | 142.2625 | 142.2625 | 142.2625 | 142.2625 | 142.2625 | 0.017247 | 1.858e-08 | 7.7669e-10 | 0.0052328 | 0.011238 | 4.454e-11 | 0.0013914 | 1.4536e-22 | 2.6644e-07 | 3.067e-08 | 0.0029778 | 1.5289e-07 | 3.3263e-07 | 5.1636e-18 | 4.8236e-16 | 0.017247 | 0.017247 | 0.017247 | 0.022479 | 0.033717 | 0.022479 | 0.035109 | 0.033717 | 0.035109 | 0.022479 | 0.020224 | 0.017247 | 0.02248 | 0.017247 | 0.017247
441 | 159002.5766 | 16118.712 | 6195.9627 | 68229.0485 | 37847.6563 | 15927.319 | 12021.8285 | 3119.1364 | 5880.4308 | 8185.884 | 26874.452 | 8325.3341 | 10358.0525 | 4083.7322 | 7460.6023 | n/a | 8839.7491 | 4873.4123 | 4337.7529 | 8211.3488 | 9703.5562 | 5814.7302 | 2339.1812 | 3150.111 | 6128.0942 | 3946.1173 | 8151.1429 | 7656.2346 | 2962.6181 | 5962.4782 | 223.7726 | 206.4135 | 206.4135 | 205.1285 | 235.5506 | 157.9317 | 254.5243 | 221.2372 | 254.5243 | 181.732 | 246.6909 | 134.1314 | 210.8115 | 212.738 | 213.4038 | 172941.3554 | 10843.9938 | 4158.3185 | 72291.8384 | 32931.4849 | 15095.1713 | 5646.9072 | 5210.4193 | 4764.2312 | 4347.4577 | 24969.4641 | 6390.7701 | 6021.4655 | 4557.225 | 5791.5012 | 163308.7 | 19225.3429 | 8918.9308 | 73702.9576 | 38769.2 | 24793.5274 | 10854.1374 | 7152.9005 | 7306.8421 | 10475.5519 | 27665.5 | 14536.713 | 13635.3002 | 7490.9431 | 10794.039 | 162.242 | 162.242 | 162.242 | 162.242 | 183.43 | 162.242 | 381.7864 | 183.43 | 381.7864 | 162.242 | 170.29 | 162.242 | 162.242 | 162.242 | 162.242 | 0.019775 | 2.7522e-05 | 3.3308e-09 | 0.001719 | 0.018769 | 7.6889e-12 | 0.55634 | 1.1309e-22 | 3.7144e-05 | 6.8596e-07 | 0.013689 | 1.1252e-14 | 1.399e-07 | 1.0476e-18 | 5.4074e-10 | 0.019775 | 0.019802 | 0.019803 | 0.021494 | 0.040263 | 0.021494 | 0.5966 | 0.040263 | 0.59664 | 0.021495 | 0.033464 | 0.019775 | 0.021494 | 0.019775 | 0.019775
442 | 159983.9607 | 16097.1288 | 6172.9687 | 68612.7599 | 38148.5607 | 15984.4988 | 11836.4996 | 3057.8472 | 6025.3005 | 8297.9971 | 27105.9607 | 8475.0663 | 10400.749 | 4212.0443 | 7101.0698 | n/a | 11499.013 | 5276.5621 | 3930.8718 | 7016.1704 | 10841.3625 | 5626.0232 | 2221.8145 | 3210.521 | 7274.3127 | 5335.4275 | 5214.0548 | 7708.226 | 3659.5295 | 5254.1636 | 191.1769 | 174.7253 | 174.7253 | 167.9782 | 203.7264 | 110.8037 | 226.1008 | 186.8475 | 226.1008 | 138.8698 | 222.2218 | 82.7376 | 175.945 | 182.1834 | 182.9684 | 166664.8231 | 10016.9594 | 4291.07 | 66060.9237 | 31174.257 | 14061.6969 | 5565.8906 | 5161.313 | 4620.0265 | 4484.036 | 25064.7177 | 5724.7843 | 6490.118 | 4530.0459 | 6161.4562 | 162521.8276 | 20392.5724 | 9559.3321 | 69233.5 | 38117.3273 | 24827.5594 | 11191.9138 | 7342.6275 | 7830.5475 | 11731.1487 | 29881.7452 | 10890.5391 | 14111.744 | 8010.8753 | 11415.6199 | 199.3749 | 199.3749 | 199.3749 | 235.56 | 303.1416 | 235.56 | 339.1512 | 303.1416 | 339.1512 | 235.56 | 199.3749 | 235.56 | 235.56 | 199.3749 | 199.3749 | 0.048223 | 1.6277e-06 | 5.4704e-11 | 0.027936 | 0.042208 | 8.822e-12 | 0.19423 | 2.182e-24 | 7.3685e-06 | 3.661e-09 | 0.00081275 | 6.8154e-07 | 2.8234e-08 | 4.8605e-20 | 8.0822e-13 | 0.048223 | 0.048225 | 0.048225 | 0.076159 | 0.11837 | 0.076159 | 0.3126 | 0.11837 | 0.3126 | 0.076159 | 0.049036 | 0.048224 | 0.076159 | 0.048223 | 0.048223
443 | 151360.6562 | 15550.7564 | 5685.1053 | 65198.8118 | 36353.5407 | 15458.4692 | 11630.0356 | 2891.2135 | 6009.7937 | 8069.9973 | 25648.7104 | 8332.2207 | 9576.2324 | 3922.2049 | 7077.1077 | n/a | 10547.8077 | 4544.3801 | 2934.4115 | 9850.1865 | 10492.6585 | 7869.9397 | 1572.2757 | 4137.2779 | 7789.9402 | 4488.8808 | 5668.0134 | 7026.1627 | 3439.334 | 5040.5994 | 205.7845 | 188.9056 | 188.9056 | 184.5346 | 218.0198 | 131.6176 | 238.9485 | 202.2316 | 238.9485 | 157.8702 | 233.3331 | 105.365 | 191.5175 | 195.8818 | 196.6161 | 174682.3808 | 10341.253 | 4449.1641 | 71296.1224 | 31690.5321 | 13837.0034 | 5916.6275 | 5150.9418 | 4886.0262 | 4117.762 | 27423.636 | 5853.3657 | 6271.171 | 4808.6551 | 5918.2895 | 157700.3 | 19298.581 | 8400.5645 | 67507.8 | 39230.2186 | 23800.0754 | 12779.4673 | 6723.2176 | 8259.604 | 11497.1022 | 28806.1168 | 11402.3927 | 12042.4336 | 7713.189 | 10838.6889 | 104.2736 | 104.2736 | 104.2736 | 111.1156 | 111.1156 | 111.1156 | 111.1156 | 111.1156 | 111.1156 | 111.1156 | 104.2736 | 111.1156 | 111.1156 | 104.2736 | 104.2736 | 0.0046563 | 4.3628e-06 | 7.9111e-10 | 0.011697 | 0.0032163 | 1.5201e-11 | 0.0014956 | 3.49e-23 | 8.8477e-07 | 2.3883e-09 | 0.00036484 | 2.6595e-08 | 1.44e-06 | 2.5744e-21 | 1.7556e-11 | 0.0046563 | 0.0046607 | 0.0046607 | 0.016354 | 0.01957 | 0.016354 | 0.021065 | 0.01957 | 0.021066 | 0.016354 | 0.0050212 | 0.0046563 | 0.016355 | 0.0046563 | 0.0046563
444 | 147103.3594 | 15019.5445 | 5755.2411 | 63522.9205 | 35512.2019 | 14733.3073 | 11546.2091 | 2827.0825 | 5861.5927 | 7543.9695 | 25143.9908 | 8024.3484 | 9291.5301 | 3774.278 | 7067.6989 | n/a | 8673.6674 | 5488.2502 | 3712.4068 | 8471.4952 | 9342.9173 | 8711.816 | 1960.1567 | 4846.323 | 6384.5842 | 4018.154 | 6718.6732 | 7630.1813 | 2502.9425 | 5610.6809 | 195.9884 | 180.1551 | 180.1551 | 176.8358 | 207.2698 | 128.9546 | 226.2816 | 192.9277 | 226.2816 | 152.8027 | 220.5134 | 105.1065 | 183.0216 | 186.4923 | 187.1594 | 170539.4223 | 9948.176 | 4256.6578 | 67307.7365 | 31102.868 | 15190.9342 | 5856.0452 | 5272.782 | 4925.1456 | 4447.9229 | 27274.3733 | 6265.7996 | 6736.359 | 4582.7022 | 5817.4886 | 154719.7 | 18014.1591 | 9644.8236 | 66486.08 | 37026.9 | 23989.7515 | 14133.5612 | 7222.2387 | 9622.7685 | 10453.1071 | 27983.069 | 12819.7728 | 13763.1403 | 5572.6864 | 11340.2696 | 70.7178 | 70.7178 | 70.7178 | 77.1829 | 102.6734 | 77.1829 | 102.6734 | 102.6734 | 102.6734 | 77.1829 | 70.7178 | 77.1829 | 77.1829 | 70.7178 | 70.7178 | 0.0017698 | 2.1357e-05 | 4.5356e-13 | 0.006854 | 0.010411 | 4.3962e-13 | 2.2303e-05 | 8.0062e-27 | 4.5162e-10 | 1.0971e-08 | 0.00054119 | 3.6078e-12 | 2.0412e-10 | 1.2117e-11 | 9.1514e-13 | 0.0017698 | 0.0017911 | 0.0017911 | 0.0086237 | 0.019034 | 0.0086237 | 0.019057 | 0.019034 | 0.019057 | 0.0086237 | 0.0023109 | 0.0017698 | 0.0086237 | 0.0017698 | 0.0017698
445 | 155077.4024 | 15603.3125 | 5962.1262 | 66679.4882 | 37260.6194 | 15648.4991 | 11733.2835 | 3012.9985 | 6099.4145 | 8254.7631 | 26462.1608 | 8235.9979 | 9908.8219 | 4146.0211 | 7200.3496 | n/a | 7856.4808 | 4958.1582 | 4795.6977 | 8703.4944 | 12494.3115 | 6435.8759 | 1725.6934 | 3815.1371 | 9036.5932 | 4393.8183 | 5354.0095 | 7385.0123 | 3150.7827 | 5653.6618 | 256.7885 | 238.7881 | 238.7881 | 244.0039 | 267.3588 | 209.8016 | 281.8314 | 256.441 | 281.8314 | 227.9558 | 269.5105 | 191.6475 | 246.8403 | 243.6123 | 244.1201 | 174054.2388 | 10588.2006 | 4348.1154 | 69630.5225 | 31304.9001 | 14241.34 | 5926.0358 | 5073.8034 | 4993.0568 | 4227.8 | 25839.7852 | 5935.3792 | 6935.6838 | 4603.1296 | 6127.2044 | 162885.7 | 18320.4814 | 9215.9736 | 70313.9781 | 38849.9 | 25799.4515 | 12147.9117 | 6082.5023 | 8727.9939 | 12651.2932 | 27349.8 | 10966.2887 | 12663.7485 | 7220.7124 | 11738.7663 | 98.0513 | 98.0513 | 98.0513 | 98.0513 | 132.4378 | 98.0513 | 170.0204 | 132.4378 | 170.0204 | 98.0513 | 169.7224 | 98.0513 | 98.0513 | 98.0513 | 98.0513 | 0.0020292 | 5.5952e-05 | 6.0848e-11 | 0.0049585 | 0.01041 | 1.9438e-13 | 0.01261 | 2.5736e-18 | 1.7774e-07 | 3.5303e-11 | 0.011677 | 1.1186e-07 | 6.3947e-07 | 7.0899e-17 | 3.2239e-13 | 0.0020292 | 0.0020852 | 0.0020852 | 0.0069877 | 0.017398 | 0.0069877 | 0.030008 | 0.017398 | 0.030008 | 0.0069877 | 0.013706 | 0.0020293 | 0.0069884 | 0.0020292 | 0.0020292
446 | 149653.5854 | 15097.2615 | 5478.7583 | 64509.19 | 35911.5188 | 15176.9881 | 11590.8422 | 2847.1256 | 5868.3943 | 7967.3868 | 25541.6276 | 7961.9948 | 9746.8638 | 3849.3437 | 6931.1956 | n/a | 9902.2009 | 6086.6314 | 3466.2132 | 10862.142 | 10097.5439 | 8522.2826 | 1884.7393 | 5230.0079 | 7733.787 | 3492.6379 | 6437.3537 | 6305.5308 | 2609.125 | 4060.4132 | 222.1295 | 205.8684 | 205.8684 | 207.9752 | 232.332 | 171.2145 | 247.4756 | 220.9079 | 247.4756 | 190.2105 | 238.0154 | 152.2186 | 211.7535 | 210.9163 | 211.4476 | 175869.0135 | 12013.8932 | 4433.0358 | 74186.1546 | 32885.1063 | 14291.9579 | 5982.2281 | 5157.9575 | 4846.2855 | 4042.793 | 25655.4075 | 6015.6051 | 7347.5459 | 4462.4352 | 5885.683 | 157416.1 | 20729.9941 | 10463.5671 | 70602.8253 | 39794.5058 | 22570.9018 | 13459.9681 | 6935.6969 | 10037.6934 | 11607.8799 | 27326.6453 | 11618.5588 | 13196.6767 | 6419.2602 | 9630.0961 | 79.8402 | 79.8402 | 79.8402 | 79.8402 | 79.8402 | 79.8402 | 79.8402 | 79.8402 | 79.8402 | 79.8402 | 79.8402 | 79.8402 | 79.8402 | 79.8402 | 79.8402 | 0.0017525 | 2.8239e-08 | 6.7474e-17 | 0.00095649 | 0.0012644 | 1.2359e-10 | 0.00018387 | 6.1169e-25 | 6.4184e-11 | 6.7791e-10 | 0.0028609 | 7.8076e-10 | 3.162e-08 | 2.0454e-15 | 5.5212e-09 | 0.0017525 | 0.0017526 | 0.0017526 | 0.002709 | 0.0039734 | 0.002709 | 0.0041573 | 0.0039734 | 0.0041573 | 0.002709 | 0.0046134 | 0.0017525 | 0.0027091 | 0.0017525 | 0.0017525
447 | 155746.739 | 15546.6968 | 5866.7786 | 66918.3869 | 37249.5762 | 15518.2029 | 12063.8674 | 2926.3981 | 5927.9455 | 8050.7853 | 26434.8228 | 8032.6748 | 9837.0009 | 4146.8364 | 7301.2995 | n/a | 9297.0856 | 4948.6534 | 4574.562 | 7412.3497 | 11831.1138 | 7446.7995 | 2083.4422 | 4331.2328 | 7635.3324 | 3976.3214 | 5251.7196 | 4697.1654 | 3124.4179 | 3813.7567 | 231.0762 | 214.46 | 214.46 | 217.6964 | 241.2297 | 182.5716 | 255.8433 | 230.2055 | 255.8433 | 200.9027 | 245.4818 | 164.2406 | 221.0514 | 219.3312 | 219.8439 | 172741.1839 | 10624.4448 | 4288.4172 | 68530.3517 | 31759.2463 | 13745.6519 | 5871.813 | 5319.0742 | 4986.006 | 3855.788 | 25734.355 | 6383.2386 | 6728.6867 | 4520.7375 | 5856.0597 | 159508.5 | 19496.2304 | 9237.0707 | 70066.4137 | 38400.896 | 25273.5657 | 13139.6125 | 7383.9164 | 9293.9388 | 11381.9204 | 27125.8 | 11440.9582 | 10085.1521 | 7407.6554 | 8884.0044 | 181.1993 | 181.1993 | 181.1993 | 181.1993 | 181.1993 | 181.1993 | 181.1993 | 181.1993 | 181.1993 | 181.1993 | 181.3934 | 181.1993 | 181.1993 | 181.1993 | 181.1993 | 0.026253 | 2.6529e-06 | 2.0632e-11 | 0.0067432 | 0.015195 | 4.331e-13 | 0.0020688 | 2.5275e-26 | 3.6664e-09 | 3.6563e-09 | 0.015552 | 3.0368e-09 | 0.014273 | 9.2808e-18 | 5.9613e-06 | 0.026253 | 0.026256 | 0.026256 | 0.032997 | 0.048192 | 0.032997 | 0.050261 | 0.048192 | 0.050261 | 0.032997 | 0.041805 | 0.026253 | 0.047269 | 0.026253 | 0.026259
448 | 154412.8991 | 15403.4146 | 6067.0407 | 66424.163 | 37030.296 | 15315.7691 | 11922.4182 | 3174.6977 | 6027.4859 | 7665.2391 | 26312.943 | 8238.0909 | 9980.9811 | 3937.6042 | 6964.4712 | n/a | 6674.2128 | 5806.0172 | 3362.3745 | 8051.0875 | 12212.4701 | 8948.4674 | 2369.5601 | 4396.2282 | 8063.1751 | 3678.092 | 5906.0525 | 7778.9484 | 2793.181 | 6165.5259 | 222.3955 | 205.6726 | 205.6726 | 206.2403 | 233.2889 | 164.8369 | 250.1328 | 220.5821 | 250.1328 | 185.9657 | 241.429 | 143.7082 | 210.8722 | 211.2872 | 211.8782 | 171622.1718 | 10348.5587 | 4392.2013 | 67905.7988 | 31252.7907 | 13453.5424 | 5581.2729 | 5227.7852 | 4795.6645 | 4227.0277 | 26443.1493 | 5701.9075 | 7066.7574 | 4598.3225 | 5987.9468 | 162843 | 16821.5714 | 10095.2185 | 67958.595 | 37528.6 | 25150.5125 | 14712.2332 | 7597.3453 | 9191.8926 | 12290.2029 | 28349.0204 | 11092.46 | 13960.7058 | 7246.1034 | 12117.8727 | 70.9997 | 70.9997 | 70.9997 | 167.9153 | 251.87 | 167.9153 | 251.87 | 251.87 | 251.87 | 167.9153 | 70.9997 | 167.9153 | 167.9153 | 70.9997 | 70.9997 | 0.0013461 | 0.0012819 | 7.0972e-13 | 0.017565 | 0.026654 | 2.5258e-13 | 1.599e-05 | 2.939e-24 | 1.2349e-08 | 2.2277e-12 | 0.0021408 | 6.25e-08 | 5.364e-09 | 8.0139e-19 | 3.8152e-15 | 0.0013461 | 0.0026281 | 0.0026281 | 0.018911 | 0.045565 | 0.018911 | 0.045581 | 0.045565 | 0.045581 | 0.018911 | 0.0034869 | 0.0013462 | 0.018911 | 0.0013461 | 0.0013461
449 | 158036.5548 | 15999.5052 | 6033.9432 | 67842.4949 | 37687.2664 | 15686.7099 | 12413.6606 | 3255.2521 | 6100.4509 | 8129.746 | 26949.5925 | 8111.5048 | 10191.3433 | 3868.3386 | 7208.612 | n/a | 9767.0867 | 4509.0867 | 3902.1939 | 7590.2526 | 10760.2573 | 8123.304 | 2411.2029 | 5438.3865 | 8169.1063 | 4031.7194 | 4819.7022 | 7849.0654 | 2970.5034 | 4859.66 | 207.4265 | 191.5427 | 191.5427 | 191.0742 | 218.026 | 149.4804 | 234.8253 | 205.3529 | 234.8253 | 170.5531 | 227.2043 | 128.4077 | 195.9441 | 197.1425 | 197.7319 | 174603.7596 | 10374.7486 | 4124.9351 | 68204.1722 | 29648.768 | 15693.9858 | 5814.1619 | 5244.4215 | 4918.9917 | 4568.024 | 27142.157 | 6119.525 | 6220.8004 | 4724.0418 | 6313.2054 | 163519.7 | 19759.6353 | 8557.8218 | 69338.9 | 35758.8206 | 25443.777 | 13911.566 | 6950.5244 | 10357.3782 | 12737.1303 | 27883.4 | 9928.7611 | 13946.5658 | 7268.1452 | 11172.8653 | 127.0998 | 127.0998 | 127.0998 | 162.0732 | 327.039 | 162.0732 | 327.039 | 327.039 | 327.039 | 162.0732 | 139.3726 | 162.0732 | 162.0732 | 127.0998 | 127.0998 | 0.00941 | 5.4832e-06 | 7.3997e-09 | 0.018181 | 0.16732 | 5.6483e-13 | 0.00071854 | 3.6516e-20 | 9.1909e-11 | 9.3136e-12 | 0.011187 | 7.2889e-06 | 1.7783e-08 | 1.3835e-19 | 8.332e-12 | 0.00941 | 0.0094155 | 0.0094155 | 0.027591 | 0.19491 | 0.027591 | 0.19563 | 0.19491 | 0.19563 | 0.027591 | 0.020597 | 0.0094173 | 0.027591 | 0.00941 | 0.00941
450 | 155156.6912 | 15886.5984 | 5866.8873 | 66740.0838 | 37190.7974 | 15458.5801 | 11447.6169 | 2948.8129 | 5941.8977 | 8002.7573 | 26255.7868 | 8136.5103 | 9859.9903 | 3945.9417 | 7059.983 | n/a | 8905.1781 | 5587.2766 | 5194.3836 | 8678.158 | 10080.876 | 8889.7179 | 2134.3718 | 5357.9359 | 7199.0149 | 4150.4788 | 8164.0522 | 8224.8738 | 3256.0206 | 5194.1875 | 226.4593 | 209.2463 | 209.2463 | 209.1814 | 237.8348 | 165.1033 | 255.6882 | 224.3665 | 255.6882 | 187.4983 | 247.1455 | 142.7083 | 214.2521 | 215.1974 | 215.8238 | 173313.4888 | 10589.2179 | 4077.4522 | 71264.1854 | 31623.2275 | 14215.7796 | 5797.4849 | 5164.7932 | 5000.4044 | 4723.8078 | 26570.1844 | 6120.5317 | 7388.8088 | 4579.6293 | 6148.6553 | 163106.6 | 18458.696 | 9600.3288 | 73795.0885 | 39059.0049 | 23894.8556 | 14811.4224 | 7254.165 | 10358.3403 | 11689.6227 | 30033.8631 | 14115.9839 | 15476.6827 | 7802.9498 | 11342.8428 | 83.508 | 83.508 | 83.508 | 83.508 | 91.2278 | 83.508 | 91.2278 | 91.2278 | 91.2278 | 83.508 | 83.508 | 83.508 | 83.508 | 83.508 | 83.508 | 0.0018766 | 8.9247e-05 | 2.0058e-12 | 0.00060187 | 0.0081558 | 1.1902e-11 | 2.1437e-06 | 2.5447e-25 | 2.5317e-11 | 5.85e-10 | 0.00016316 | 1.7381e-14 | 6.1578e-12 | 1.5674e-21 | 8.3998e-13 | 0.0018766 | 0.0019659 | 0.0019659 | 0.0024785 | 0.010634 | 0.0024785 | 0.010636 | 0.010634 | 0.010636 | 0.0024785 | 0.0020398 | 0.0018766 | 0.0024785 | 0.0018766 | 0.0018766
451 | 152015.3531 | 15171.392 | 5577.4078 | 65442.9472 | 36424.6468 | 15120.0837 | 11941.8527 | 2813.1267 | 6210.3944 | 7545.5284 | 25798.8362 | 8068.2351 | 9640.7584 | 3877.78 | 7078.3016 | n/a | 7773.0585 | 5692.9264 | 4480.5689 | 10735.404 | 9274.3221 | 10260.2853 | 2056.7349 | 5141.0021 | 8285.343 | 3888.5153 | 6254.2243 | 6890.1777 | 4127.2085 | 6148.5014 | 243.9505 | 226.4005 | 226.4005 | 229.789 | 254.6821 | 192.6232 | 270.1407 | 243.0205 | 270.1407 | 212.0141 | 259.2159 | 173.2323 | 233.3464 | 231.5533 | 232.0957 | 171894.7714 | 9799.9201 | 4221.9226 | 70011.3274 | 32584.637 | 14674.6868 | 5364.8478 | 5050.61 | 4734.3482 | 4761.3163 | 27420.8031 | 5922.5008 | 6746.3201 | 4712.3724 | 5939.2948 | 157399.5 | 16766.7786 | 9908.5489 | 67629.4623 | 42118.441 | 20797.8436 | 14919.333 | 7062.3448 | 9314.8503 | 10317.3941 | 29684.4497 | 11754.8251 | 13360.6978 | 8745.6809 | 12052.0962 | 146.8787 | 146.8787 | 146.8787 | 146.8787 | 146.8787 | 146.8787 | 146.8787 | 146.8787 | 146.8787 | 146.8787 | 146.8787 | 146.8787 | 146.8787 | 146.8787 | 146.8787 | 0.0087879 | 0.00077795 | 1.0216e-14 | 0.012497 | 0.00026789 | 1.0722e-08 | 9.5551e-06 | 4.0226e-26 | 2.5173e-08 | 2.2392e-08 | 0.00012581 | 8.5462e-10 | 8.9324e-09 | 5.1351e-27 | 1.724e-14 | 0.0087879 | 0.0095659 | 0.0095659 | 0.021285 | 0.021553 | 0.021285 | 0.021563 | 0.021553 | 0.021563 | 0.021285 | 0.0089137 | 0.0087879 | 0.021285 | 0.0087879 | 0.0087879
452 | 161294.9158 | 16418.298 | 6335.4114 | 69127.1288 | 38571.1886 | 15883.9387 | 12398.3519 | 3136.1549 | 6288.5981 | 8368.0276 | 27279.6168 | 8476.117 | 10435.2624 | 4341.9721 | 7410.1708 | n/a | 10605.4664 | 5385.7984 | 3546.1339 | 10797.7451 | 9537.4286 | 8168.9461 | 1455.9292 | 3939.0066 | 4675.0509 | 4541.8804 | 6043.7447 | 7783.5064 | 3469.5932 | 5274.5217 | 225.4593 | 209.0079 | 209.0079 | 211.3323 | 235.7328 | 174.5759 | 250.9003 | 224.2906 | 250.9003 | 193.6018 | 241.2056 | 155.55 | 215.0648 | 214.0637 | 214.5959 | 170202.702 | 9391.3716 | 4030.3676 | 66509.6109 | 31258.2811 | 13261.2564 | 5663.0447 | 5184.331 | 4709.7094 | 3958.7878 | 26300.0076 | 5625.4564 | 6470.1652 | 4632.9446 | 5900.0674 | 166255.8 | 19740.0453 | 9366.366 | 69640.8354 | 41890.0168 | 22785.185 | 13846.7815 | 6621.6602 | 8648.7161 | 8633.8387 | 30620.688 | 11655.7011 | 14175.0716 | 7994.7378 | 11174.5891 | 151.25 | 151.25 | 151.25 | 263.3449 | 263.3449 | 263.3449 | 263.3449 | 263.3449 | 263.3449 | 263.3449 | 151.25 | 263.3449 | 263.3449 | 151.25 | 151.25 | 0.013775 | 1.9092e-05 | 7.6849e-10 | 0.029466 | 0.0025744 | 1.0156e-09 | 0.00081746 | 8.7084e-20 | 8.614e-07 | 0.010985 | 0.0003738 | 2.0535e-08 | 2.652e-08 | 7.6449e-19 | 4.5447e-11 | 0.013775 | 0.013794 | 0.013794 | 0.043241 | 0.045816 | 0.043241 | 0.046633 | 0.045816 | 0.046634 | 0.054227 | 0.014149 | 0.013775 | 0.043241 | 0.013775 | 0.013775
453 | 150410.5259 | 15337.17 | 5621.0998 | 64799.589 | 35951.6778 | 15106.0088 | 11546.7457 | 2977.6966 | 5901.5096 | 7800.4381 | 25844.9161 | 7695.4459 | 9300.723 | 4202.7183 | 6908.3712 | n/a | 11277.6014 | 5042.8909 | 4476.6542 | 7450.6636 | 9859.4744 | 5740.6924 | 2120.3203 | 4605.108 | 7488.0135 | 3642.3478 | 5020.3336 | 8194.8395 | 2890.764 | 5506.724 | 235.8009 | 218.8709 | 218.8709 | 222.2639 | 246.1222 | 186.691 | 260.9358 | 234.947 | 260.9358 | 205.273 | 250.3174 | 168.109 | 225.6377 | 223.8088 | 224.3286 | 171280.8837 | 10600.9003 | 4299.8977 | 68104.5929 | 33669.775 | 13961.7752 | 5769.7577 | 5107.2291 | 4768.8768 | 4493.5157 | 27252.145 | 6003.0018 | 6171.9855 | 4528.8882 | 5850.1297 | 159675.8 | 21666.8017 | 9292.5886 | 70071.6471 | 39549.2386 | 23306.1497 | 11510.4501 | 7122.8494 | 9373.9848 | 11698.3292 | 28084.5926 | 10791.4355 | 14007.3251 | 6675.0522 | 11261.5537 | 50.9153 | 50.9153 | 50.9153 | 50.9153 | 50.9153 | 50.9153 | 391.4037 | 50.9153 | 391.4037 | 50.9153 | 50.9153 | 50.9153 | 50.9153 | 50.9153 | 50.9153 | 0.00067924 | 6.2314e-09 | 1.0652e-12 | 0.0016407 | 0.001639 | 1.3362e-11 | 0.045904 | 3.0513e-24 | 2.045e-09 | 1.2758e-10 | 0.0014949 | 7.1375e-09 | 7.646e-11 | 7.5351e-14 | 3.2467e-13 | 0.00067924 | 0.00067925 | 0.00067925 | 0.00232 | 0.003959 | 0.00232 | 0.049863 | 0.003959 | 0.049863 | 0.00232 | 0.0021742 | 0.00067925 | 0.00232 | 0.00067924 | 0.00067924
454 | 149699.9523 | 15271.8836 | 5590.6309 | 64546.2035 | 35922.7685 | 15274.7518 | 11273.8606 | 2825.5111 | 5843.4907 | 7790.6394 | 25551.3902 | 8011.4569 | 9540.3534 | 3973.3153 | 6970.2884 | n/a | 7353.2437 | 5036.8158 | 4248.7306 | 9838.0761 | 8301.9491 | 9289.3016 | 1415.8326 | 4456.46 | 8178.0449 | 4476.9517 | 5864.6827 | 8505.8014 | 3883.9645 | 5565.4464 | 233.1721 | 216.1282 | 216.1282 | 218.4285 | 243.8426 | 180.1055 | 259.6422 | 231.9238 | 259.6422 | 199.9242 | 249.6674 | 160.2869 | 222.3457 | 221.3946 | 221.949 | 179661.7219 | 10670.0718 | 4268.3067 | 75453.2856 | 35170.5333 | 14720.4248 | 6501.1928 | 5166.6727 | 5146.6753 | 5024.9812 | 29160.8413 | 5949.407 | 6915.5972 | 4678.5022 | 5823.4206 | 154753.6 | 16915.2155 | 9264.2225 | 72239.8899 | 42396.9671 | 21155.332 | 15249.9944 | 6481.5053 | 9267.7353 | 11951.4261 | 28842.5663 | 11198.6478 | 14481.9986 | 8242.8668 | 11155.767 | 146.0974 | 146.0974 | 146.0974 | 146.0974 | 146.0974 | 146.0974 | 146.0974 | 146.0974 | 146.0974 | 146.0974 | 146.0974 | 146.0974 | 146.0974 | 146.0974 | 146.0974 | 0.010275 | 0.00070859 | 9.1848e-13 | 0.00034534 | 0.00012405 | 7.3417e-09 | 2.9724e-07 | 1.1027e-22 | 2.1898e-09 | 3.3334e-11 | 0.00029257 | 8.4968e-09 | 4.7674e-11 | 1.8998e-23 | 1.0779e-12 | 0.010275 | 0.010984 | 0.010984 | 0.01062 | 0.010744 | 0.01062 | 0.010745 | 0.010744 | 0.010745 | 0.01062 | 0.010568 | 0.010275 | 0.01062 | 0.010275 | 0.010275
455 | 150629.8555 | 15147.754 | 5845.4371 | 64910.4799 | 36051.4651 | 15131.124 | 11298.992 | 2857.9494 | 5529.5622 | 7781.5415 | 25832.3237 | 7899.6114 | 9411.5131 | 3886.3592 | 7070.1316 | n/a | 7997.7618 | 5223.5838 | 4515.6529 | 8838.9719 | 10157.8392 | 9024.4957 | 1873.9909 | 4183.7521 | 9376.226 | 4311.9147 | 4936.1599 | 6414.7594 | 3390.0876 | 5135.0849 | 231.6434 | 214.626 | 214.626 | 216.6145 | 242.3747 | 177.6573 | 258.3945 | 230.2896 | 258.3945 | 197.7523 | 248.6329 | 157.5623 | 220.6695 | 219.966 | 220.528 | 175970.9477 | 10249.1097 | 4277.4054 | 71862.999 | 31969.4053 | 13688.6498 | 6473.9225 | 5127.3952 | 5151.3339 | 4159.9715 | 28146.6968 | 5868.1135 | 6333.4189 | 4536.1776 | 5736.747 | 156996.4816 | 16641.558 | 8076.6757 | 70407.4612 | 37359.3 | 23426.289 | 14258.841 | 6616.586 | 8112.6088 | 13315.7975 | 27522.6899 | 10604.4735 | 12622.0783 | 6066.5517 | 10836.1319 | 116.0705 | 116.0705 | 116.0705 | 116.0705 | 142.8636 | 116.0705 | 142.8636 | 142.8636 | 142.8636 | 116.0705 | 116.0705 | 116.0705 | 116.0705 | 116.0705 | 116.0705 | 0.0044778 | 0.00099853 | 2.9338e-08 | 0.0014307 | 0.012783 | 1.0777e-11 | 6.2536e-06 | 5.0752e-23 | 6.3713e-08 | 3.3055e-14 | 0.0033986 | 7.3239e-08 | 5.2518e-08 | 2.6039e-13 | 1.6758e-11 | 0.0044778 | 0.0054764 | 0.0054764 | 0.0059085 | 0.018692 | 0.0059085 | 0.018698 | 0.018692 | 0.018698 | 0.0059085 | 0.0078764 | 0.0044779 | 0.0059086 | 0.0044778 | 0.0044778
456 | 156235.7561 | 15654.856 | 5902.7304 | 67116.1652 | 37348.6254 | 15792.9723 | 12333.2035 | 2939.4392 | 6213.2192 | 8265.6412 | 26766.6942 | 8191.9377 | 9822.3716 | 3962.083 | 7427.9847 | n/a | 11829.6536 | 5513.8945 | 3991.8238 | 8853.114 | 9555.6668 | 7009.7871 | 2029.3646 | 4413.0614 | 7701.3928 | 4160.0202 | 6288.2009 | 4545.009 | 3603.7279 | 3232.7503 | 242.0219 | 224.3375 | 224.3375 | 226.7474 | 253.0876 | 187.0364 | 269.4625 | 240.7347 | 269.4625 | 207.5767 | 259.098 | 166.4961 | 230.801 | 229.7957 | 230.3703 | 176714.0446 | 11569.9807 | 4183.3334 | 72220.7117 | 32113.9968 | 14904.2144 | 6161.3495 | 5163.3339 | 4882.015 | 4503.121 | 24775.5999 | 5932.0826 | 7016.7719 | 4514.182 | 6206.9866 | 160016.5 | 23013.6343 | 9642.6279 | 68608.4 | 38296.4 | 21748.1601 | 13132.5366 | 5688.2951 | 9256.4764 | 11032.396 | 27476.7 | 12126.6835 | 11361.5809 | 8025.5099 | 9396.1369 | 189.4756 | 189.4756 | 189.4756 | 189.8323 | 189.8974 | 189.8323 | 189.8974 | 189.8974 | 189.8974 | 189.8323 | 189.9864 | 189.8323 | 189.8323 | 189.4756 | 189.4756 | 0.026253 | 6.9819e-10 | 2.2264e-12 | 0.018075 | 0.018158 | 1.0071e-08 | 0.0046873 | 5.4635e-17 | 3.3499e-08 | 8.0037e-08 | 0.015321 | 3.443e-10 | 7.8131e-05 | 1.7597e-22 | 8.4808e-07 | 0.026253 | 0.026253 | 0.026253 | 0.044328 | 0.062487 | 0.044328 | 0.067174 | 0.062487 | 0.067174 | 0.044328 | 0.041574 | 0.026253 | 0.044407 | 0.026253 | 0.026254
457 | 149983.0022 | 15298.1103 | 5797.9729 | 64653.3698 | 36097.7435 | 15188.11 | 11225.0042 | 2823.6739 | 5846.8685 | 7913.895 | 25548.5962 | 7844.0533 | 9490.7948 | 3791.7631 | 6895.1675 | n/a | 9043.9914 | 4296.0126 | 3981.9104 | 7857.7593 | 12418.9805 | 7986.8019 | 2100.8735 | 3926.2185 | 7059.6455 | 5009.3324 | 5051.3525 | 6295.6344 | 3858.2965 | 5452.8109 | 219.4468 | 202.5563 | 202.5563 | 201.76 | 230.7929 | 156.859 | 248.8937 | 217.1379 | 248.8937 | 179.5644 | 240.9808 | 134.1536 | 207.0777 | 208.5899 | 209.225 | 173704.9499 | 10680.2032 | 4281.942 | 69322.6769 | 33095.2857 | 14561.1957 | 5472.9657 | 5145.2501 | 4845.6651 | 4757.9434 | 25929.3557 | 6136.9546 | 6103.5078 | 4718.8195 | 6047.7978 | 154603.2 | 19276.4792 | 8540.8546 | 66287.9422 | 37217.8 | 26490.4762 | 13086.767 | 7119.9791 | 8601.5835 | 11745.4888 | 26179.8881 | 10770.707 | 11742.3423 | 8233.416 | 11161.4087 | 147.0576 | 147.0576 | 147.0576 | 151.9674 | 153.9 | 151.9674 | 153.9 | 153.9 | 153.9 | 151.9674 | 185.2626 | 151.9674 | 151.9674 | 147.0576 | 147.0576 | 0.013775 | 2.109e-06 | 9.3964e-10 | 0.016344 | 0.015137 | 4.2803e-15 | 0.00015756 | 2.6875e-26 | 5.6865e-08 | 2.3406e-10 | 0.016436 | 2.2211e-08 | 3.2176e-06 | 2.3297e-25 | 5.15e-13 | 0.013775 | 0.013777 | 0.013777 | 0.03012 | 0.045256 | 0.03012 | 0.045414 | 0.045256 | 0.045414 | 0.03012 | 0.030211 | 0.013775 | 0.030123 | 0.013775 | 0.013775
458 | 153703.6199 | 15572.3098 | 6038.0643 | 66166.0792 | 36742.3861 | 15288.171 | 11914.5824 | 3040.6269 | 5955.0949 | 8125.1502 | 26079.0952 | 7789.4006 | 9605.2102 | 4066.5032 | 6974.0366 | n/a | 9513.2864 | 5338.7625 | 2878.0665 | 10206.0791 | 11944.3014 | 9018.0014 | 1876.2904 | 4267.0335 | 6922.496 | 3625.9986 | 7750.9645 | 6529.769 | 3461.9828 | 5347.4969 | 220.3111 | 203.5419 | 203.5419 | 203.3968 | 231.4139 | 160.2709 | 248.8721 | 218.2438 | 248.8721 | 182.1701 | 240.6021 | 138.3717 | 208.375 | 209.3613 | 209.9739 | 174603.6588 | 11070.4775 | 4034.3372 | 71542.5249 | 32798.225 | 13611.6465 | 5332.8649 | 5089.9081 | 4750.7063 | 4317.3352 | 24606.2256 | 5716.9467 | 7128.2958 | 4634.1448 | 6022.3374 | 160212.3 | 20537.5639 | 9373.0998 | 68350.0197 | 39024.723 | 25243.0479 | 14345.4663 | 6921.7985 | 9017.7398 | 11112.4313 | 26971.9 | 13282.4112 | 12280.7741 | 7338.6276 | 9978.6437 | 110.1346 | 110.1346 | 110.1346 | 129.6955 | 129.6955 | 129.6955 | 129.6955 | 129.6955 | 129.6955 | 129.6955 | 149.0644 | 129.6955 | 129.6955 | 110.1346 | 110.1346 | 0.0044778 | 2.2375e-07 | 4.7488e-11 | 0.012665 | 0.0055626 | 1.7615e-13 | 4.3741e-05 | 2.0893e-22 | 1.6729e-08 | 2.2126e-08 | 0.011369 | 5.5135e-14 | 6.2629e-07 | 4.0374e-18 | 1.0322e-09 | 0.0044778 | 0.0044781 | 0.0044781 | 0.017143 | 0.022705 | 0.017143 | 0.022749 | 0.022705 | 0.022749 | 0.017143 | 0.015847 | 0.0044778 | 0.017143 | 0.0044778 | 0.0044778
459 | 154859.0651 | 15343.609 | 5820.6347 | 66578.6746 | 36915.2594 | 15440.8638 | 11836.561 | 2951.6787 | 6121.131 | 7992.8026 | 26341.0289 | 8314.7251 | 9905.1349 | 4017.7202 | 7300.0318 | n/a | 11088.4782 | 6907.3827 | 4645.7544 | 8980.1243 | 9461.9263 | 9819.1052 | 2175.92 | 4196.8467 | 6952.5695 | 4237.811 | 7023.3722 | 7646.8974 | 4857.351 | 3989.5462 | 233.0472 | 216.1032 | 216.1032 | 218.7186 | 243.5728 | 181.3597 | 259.0187 | 231.9207 | 259.0187 | 200.7347 | 248.8917 | 161.9846 | 222.4594 | 221.2518 | 221.7937 | 170139.1015 | 10588.5821 | 4274.7014 | 69679.6469 | 31289.0147 | 14566.8426 | 5311.1647 | 5148.359 | 4696.4235 | 4512.9826 | 25949.4908 | 5816.1856 | 6574.0847 | 4583.8774 | 6144.0255 | 160823.2 | 20702.5603 | 11182.0841 | 72885.785 | 39950.118 | 23799.6689 | 15236.4287 | 7324.279 | 8851.9702 | 11236.4521 | 28629.9018 | 12839.5577 | 14187.382 | 9302.9284 | 9284.4717 | 129.6751 | 129.6751 | 129.6751 | 129.6751 | 129.6751 | 129.6751 | 129.6751 | 129.6751 | 129.6751 | 129.6751 | 129.6751 | 129.6751 | 129.6751 | 129.6751 | 129.6751 | 0.0064913 | 7.0114e-08 | 4.414e-17 | 0.00094591 | 0.0029125 | 1.4186e-11 | 2.6763e-06 | 1.1654e-25 | 1.1558e-07 | 4.986e-09 | 0.0014813 | 2.8761e-11 | 1.4177e-09 | 3.3377e-28 | 6.4212e-07 | 0.0064913 | 0.0064913 | 0.0064913 | 0.0074372 | 0.01035 | 0.0074372 | 0.010352 | 0.01035 | 0.010353 | 0.0074372 | 0.0079726 | 0.0064913 | 0.0074372 | 0.0064913 | 0.0064919
460 | 150968.9353 | 15094.1859 | 5693.3147 | 65054.8435 | 36132.8153 | 15193.1464 | 11495.7151 | 2925.2743 | 5772.5077 | 7757.322 | 25895.4042 | 8218.1545 | 9582.0009 | 3882.8898 | 6863.1996 | n/a | 8026.3592 | 6377.2022 | 3861.4269 | 7413.4138 | 7213.0296 | 7819.0738 | 2291.249 | 3408.1266 | 8147.0659 | 3666.2377 | 6956.4262 | 4709.9679 | 3177.9597 | 4420.2384 | 211.7301 | 195.903 | 195.903 | 196.7704 | 221.9571 | 158.3279 | 237.6366 | 210.1289 | 237.6366 | 177.9959 | 229.1873 | 138.6599 | 201.0001 | 201.1295 | 201.6796 | 177200.8202 | 10640.7599 | 4184.1307 | 72738.8683 | 33944.3552 | 14720.2351 | 5952.7357 | 5082.1697 | 5140.8942 | 5235.2545 | 27477.0805 | 5528.7961 | 6933.8822 | 4683.2997 | 6434.1857 | 156827.6 | 17184.2183 | 9078.4322 | 68810.2533 | 39114.4788 | 19840.0639 | 13856.7201 | 6931.7187 | 8497.429 | 13060.8204 | 26937.6 | 10713.5215 | 9862.3 | 5725.3586 | 10808.5241 | 116.8968 | 116.8968 | 116.8968 | 116.8968 | 116.8968 | 116.8968 | 116.8968 | 116.8968 | 116.8968 | 116.8968 | 121.6656 | 116.8968 | 139.2911 | 116.8968 | 116.8968 | 0.0063037 | 0.00021827 | 9.6752e-12 | 0.0043427 | 0.0028838 | 1.735e-07 | 4.1795e-05 | 6.9373e-24 | 5.542e-08 | 9.6833e-14 | 0.0090089 | 3.3038e-07 | 0.012169 | 1.3259e-11 | 3.0398e-12 | 0.0063037 | 0.006522 | 0.006522 | 0.010646 | 0.01353 | 0.010647 | 0.013572 | 0.01353 | 0.013572 | 0.010647 | 0.015313 | 0.0063042 | 0.022815 | 0.0063037 | 0.0063037
461 | 154964.8189 | 16201.6815 | 6027.0886 | 66625.8962 | 37153.961 | 15402.5572 | 11943.6839 | 2931.9436 | 5876.8272 | 8187.3098 | 26325.1218 | 8146.1692 | 9826.0511 | 4058.6129 | 7110.9615 | n/a | 10683.2013 | 5189.0476 | 4905.4456 | 9308.5152 | 12163.0162 | 7944.8121 | 1661.8572 | 4386.5628 | 6675.9564 | 3358.3233 | 5941.6028 | 5425.2512 | 3974.954 | 4504.6365 | 214.3312 | 197.8786 | 197.8786 | 197.2544 | 225.3452 | 153.8585 | 242.8564 | 212.135 | 242.8564 | 175.8243 | 235.0514 | 131.8927 | 202.3635 | 203.7156 | 204.33 | 175010.6708 | 10340.2592 | 4401.7145 | 71863.7174 | 31560.5996 | 13607.0922 | 5740.9798 | 5019.3463 | 4799.468 | 3842.8276 | 26490.8791 | 5673.454 | 6339.0204 | 4470.5822 | 6082.58 | 160903.6 | 18313.8369 | 8467.3861 | 71744.0005 | 38572.8 | 24749.1084 | 12915.377 | 6669.1036 | 8612.6159 | 9689.984 | 29211.6024 | 11422.8568 | 10335.9239 | 8219.1362 | 10348.4273 | 119.861 | 119.861 | 119.861 | 119.861 | 126.4661 | 119.861 | 126.4661 | 126.4661 | 126.4661 | 119.861 | 119.861 | 119.861 | 119.861 | 119.861 | 119.861 | 0.0066194 | 0.00029731 | 1.2253e-08 | 0.0019782 | 0.01202 | 1.036e-12 | 0.0026895 | 2.2316e-22 | 6.6694e-08 | 2.9318e-05 | 0.00061409 | 7.1591e-09 | 0.0049641 | 1.7976e-22 | 3.8379e-10 | 0.0066194 | 0.0069167 | 0.0069167 | 0.0085975 | 0.020618 | 0.0085975 | 0.023307 | 0.020618 | 0.023307 | 0.0086269 | 0.0072335 | 0.0066194 | 0.013562 | 0.0066194 | 0.0066194
462 | 156731.3476 | 15715.1008 | 6006.1429 | 67293.1345 | 37439.3806 | 15581.5143 | 12126.2845 | 3033.1284 | 6179.3846 | 7946.5657 | 26729.2605 | 8170.9872 | 9825.8815 | 3996.4039 | 7234.9887 | n/a | 11207.3475 | 5352.9459 | 4321.8507 | 8282.4179 | 7447.6224 | 8381.3566 | 1786.6898 | 4396.376 | 7348.2733 | 4141.5545 | 5233.2053 | 6217.5292 | 3530.1922 | 5573.075 | 212.6849 | 195.9945 | 195.9945 | 194.1061 | 224.173 | 147.2577 | 242.9345 | 210.0197 | 242.9345 | 170.7919 | 235.8215 | 123.7236 | 199.8749 | 202.2483 | 202.9066 | 172910.4711 | 10371.285 | 4200.4595 | 67617.7255 | 30654.0786 | 14465.5499 | 5536.5346 | 5230.8616 | 4794.0832 | 4363.6009 | 27965.3482 | 5927.724 | 5754.4116 | 4648.9685 | 6000.8407 | 162259.5 | 20784.4325 | 9489.0054 | 69386.3 | 38310.9965 | 20671.8962 | 13798.3912 | 6973.1514 | 9094.1592 | 10951.4743 | 31502.6027 | 10680.0531 | 11946.6408 | 7610.8607 | 11560.3157 | 128.51 | 128.51 | 128.51 | 129.22 | 181.1892 | 129.22 | 181.1892 | 181.1892 | 181.1892 | 129.22 | 128.51 | 129.22 | 129.22 | 128.51 | 128.51 | 0.0088742 | 1.941e-07 | 1.6827e-11 | 0.013486 | 0.019426 | 7.5444e-08 | 0.00040297 | 9.1602e-23 | 5.5985e-08 | 1.4695e-08 | 4.2623e-05 | 2.8916e-07 | 7.5106e-06 | 4.3325e-20 | 1.1995e-12 | 0.0088742 | 0.0088744 | 0.0088744 | 0.02236 | 0.041786 | 0.02236 | 0.042189 | 0.041786 | 0.042189 | 0.02236 | 0.0089168 | 0.0088746 | 0.022367 | 0.0088742 | 0.0088742
463 | 154085.7966 | 15373.5413 | 5675.5611 | 66266.0189 | 36945.4821 | 15185.6457 | 11900.2033 | 3018.0246 | 6137.0342 | 7498.8497 | 26348.2368 | 7745.4957 | 9664.6278 | 4170.2201 | 7178.2972 | n/a | 8003.9873 | 6408.1388 | 3861.7524 | 9870.8906 | 11348.4631 | 8425.3828 | 1693.8272 | 4421.7917 | 4551.0516 | 3938.5991 | 6733.0592 | 5222.481 | 4009.3615 | 5311.2194 | 201.723 | 185.2974 | 185.2974 | 181.4314 | 213.5324 | 130.8081 | 233.5911 | 198.4006 | 233.5911 | 155.9693 | 227.8779 | 105.6469 | 188.0458 | 191.9836 | 192.6874 | 169115.9419 | 10018.6974 | 4197.7876 | 66119.2673 | 32619.932 | 12783.3345 | 5697.3289 | 5025.2825 | 4999.2674 | 4049.0151 | 24951.4267 | 5547.4218 | 5424.4229 | 4775.9834 | 6073.2834 | 159374.4 | 17089.2848 | 10541.5264 | 67758.5 | 41271.0226 | 23424.1778 | 14093.4117 | 6713.5096 | 9397.1592 | 8600.0667 | 26833.7258 | 12123.081 | 10608.9039 | 8218.045 | 11384.5028 | 124.7146 | 124.7146 | 124.7146 | 154.1183 | 154.1183 | 154.1183 | 154.1183 | 154.1183 | 154.1183 | 154.1183 | 214.7473 | 154.1183 | 154.1183 | 124.7146 | 124.7146 | 0.0097851 | 0.00060832 | 4.8713e-16 | 0.017903 | 0.00094771 | 1.3533e-11 | 8.4826e-05 | 1.3961e-21 | 1.035e-08 | 0.00012281 | 0.020961 | 1.2724e-11 | 0.00080861 | 2.1361e-21 | 1.9392e-12 | 0.0097851 | 0.010393 | 0.010393 | 0.027689 | 0.028636 | 0.027689 | 0.028721 | 0.028636 | 0.028721 | 0.027811 | 0.030746 | 0.0097851 | 0.028497 | 0.0097851 | 0.0097851
464 | 156845.3838 | 16240.4353 | 5993.5736 | 67405.5662 | 37609.6932 | 15751.853 | 11846.5264 | 3146.0831 | 6078.0493 | 7960.5618 | 26631.8436 | 8322.6122 | 10103.954 | 4176.8076 | 7318.0983 | n/a | 7521.9474 | 5479.2652 | 4360.1161 | 9658.3462 | 10134.3606 | 9974.4275 | 2729.6046 | 3197.2969 | 7653.1626 | 3831.4947 | 5914.4061 | 6279.96 | 3348.3726 | 3819.5417 | 218.235 | 200.8013 | 200.8013 | 197.7911 | 230.495 | 146.521 | 250.9164 | 215.0895 | 250.9164 | 172.1372 | 244.1519 | 120.9047 | 204.3012 | 207.6084 | 208.3249 | 174000.5021 | 10727.3508 | 4376.205 | 70863.7295 | 30913.8244 | 13593.305 | 5859.3052 | 4980.784 | 4740.0575 | 4264.1182 | 25643.2975 | 5815.4289 | 6760.4578 | 4821.6519 | 5752.9949 | 161629.1731 | 17491.5982 | 9846.3702 | 69577.5207 | 39081.6706 | 20823.9408 | 14509.5326 | 7710.3886 | 6752.9544 | 11860.5808 | 29008.5922 | 10299.2621 | 12126.0178 | 8170.0245 | 9405.0366 | 147.2263 | 147.2263 | 147.2263 | 147.2263 | 147.2263 | 147.2263 | 147.2263 | 147.2263 | 147.2263 | 147.2263 | 147.2263 | 147.2263 | 147.2263 | 147.2263 | 147.2263 | 0.014185 | 0.0022746 | 1.5725e-12 | 0.012997 | 0.011658 | 9.1013e-08 | 2.1781e-05 | 3.567e-25 | 0.0053517 | 1.8694e-10 | 0.0013525 | 4.3184e-06 | 1.3992e-05 | 4.1486e-21 | 3.7435e-07 | 0.014185 | 0.01646 | 0.01646 | 0.027182 | 0.03884 | 0.027182 | 0.038862 | 0.03884 | 0.044214 | 0.027182 | 0.015538 | 0.014189 | 0.027196 | 0.014185 | 0.014185
465 | 148901.9819 | 15056.4289 | 5444.2119 | 64233.1961 | 35760.5914 | 15013.0584 | 11310.3339 | 3078.9086 | 5907.1229 | 7910.1826 | 25313.3373 | 7792.4407 | 9586.8596 | 3993.142 | 6784.1889 | n/a | 10884.2971 | 6076.2638 | 5087.7996 | 9477.9051 | 7044.2953 | 6907.5424 | 1917.9599 | 3641.242 | 7880.1952 | 3296.6736 | 5761.1185 | 5950.7941 | 4373.0356 | 5510.404 | 190.9465 | 174.1723 | 174.1723 | 166.2404 | 204.0059 | 105.5763 | 227.6551 | 186.1654 | 227.6551 | 135.2414 | 224.3748 | 75.9112 | 174.8547 | 182.0553 | 182.8851 | 174512.9745 | 10154.7411 | 4109.3997 | 69614.2887 | 31979.815 | 13954.8577 | 6092.5698 | 5167.9021 | 4957.1138 | 3888.9882 | 26424.0348 | 5820.0339 | 7294.7142 | 4598.6824 | 5894.0949 | 155251.7745 | 19779.0382 | 9009.9634 | 66777.7882 | 38862.2201 | 20215.053 | 12423.2122 | 6403.162 | 8386.5558 | 11598.9834 | 28078.6084 | 10967.2525 | 10069.7083 | 8786.318 | 11090.4989 | 94.5 | 94.5 | 94.5 | 94.5 | 94.5 | 94.5 | 94.5 | 94.5 | 94.5 | 94.5 | 94.5 | 94.5 | 94.5 | 94.5 | 94.5 | 0.0043485 | 2.7276e-07 | 9.9542e-13 | 0.010183 | 0.0025179 | 3.4188e-08 | 0.0015178 | 2.7752e-19 | 2.4432e-07 | 4.6944e-10 | 0.00062381 | 5.8525e-09 | 0.005273 | 6.2481e-26 | 2.6925e-13 | 0.0043485 | 0.0043487 | 0.0043487 | 0.014531 | 0.017049 | 0.014531 | 0.018567 | 0.017049 | 0.018567 | 0.014531 | 0.0049723 | 0.0043485 | 0.019804 | 0.0043485 | 0.0043485
466 | 150231.6638 | 15263.8864 | 5555.6333 | 64745.8263 | 35887.9954 | 15028.714 | 11306.2563 | 3016.1536 | 5678.3584 | 7664.4116 | 25391.6137 | 7667.9644 | 9766.8003 | 3809.0889 | 6887.2573 | n/a | 9180.7057 | 6129.997 | 4224.3308 | 11662.62 | 9193.6608 | 8796.3163 | 2712.7372 | 5123.9035 | 6691.7992 | 4829.4139 | 5625.2776 | 4769.3822 | 3831.0999 | 5329.0562 | 215.5396 | 198.7602 | 198.7602 | 197.3167 | 226.9749 | 151.2425 | 245.475 | 213.0187 | 245.475 | 174.4488 | 238.0323 | 128.0362 | 202.9039 | 204.9268 | 205.576 | 173963.2613 | 9569.6651 | 4128.1105 | 72457.9497 | 31952.5362 | 13929.2957 | 5883.9137 | 4974.9567 | 5046.2825 | 3982.2787 | 24971.6089 | 5861.4934 | 6369.6948 | 4599.8469 | 5762.6511 | 154687 | 17823.1353 | 10238.1075 | 71335.7599 | 40346.9356 | 21934.2565 | 13881.43 | 7541.2939 | 9413.0859 | 10630.778 | 26219.3 | 11196.571 | 10988.877 | 6975.1262 | 10151.3073 | 148.0902 | 148.0902 | 148.0902 | 148.0902 | 148.0902 | 148.0902 | 148.0902 | 148.0902 | 148.0902 | 148.0902 | 153.2223 | 148.0902 | 148.0902 | 148.0902 | 148.0902 | 0.015338 | 7.1629e-05 | 8.4168e-16 | 0.00070753 | 0.0007524 | 3.7378e-10 | 1.9711e-05 | 5.8391e-26 | 2.865e-10 | 1.0384e-08 | 0.012113 | 7.5325e-10 | 0.00027292 | 1.2092e-18 | 1.8047e-10 | 0.015338 | 0.01541 | 0.01541 | 0.016046 | 0.016798 | 0.016046 | 0.016818 | 0.016798 | 0.016818 | 0.016046 | 0.027451 | 0.015338 | 0.016319 | 0.015338 | 0.015338
467 | 149671.9243 | 15441.4622 | 6086.0128 | 64541.2746 | 35860.2922 | 15037.8245 | 11515.2385 | 2801.5128 | 6006.5205 | 7509.8252 | 25490.959 | 8016.1595 | 9694.3189 | 3818.6619 | 7136.9428 | n/a | 8246.8739 | 5773.2356 | 4480.3349 | 8129.6236 | 9603.6873 | 9509.8495 | 1879.4425 | 4729.4176 | 10094.3058 | 4750.646 | 6325.5913 | 7131.5598 | 4002.8122 | 4350.5035 | 211.3572 | 194.5172 | 194.5172 | 191.7561 | 223.163 | 142.5616 | 242.7726 | 208.3699 | 242.7726 | 167.1595 | 236.1444 | 117.9637 | 197.9761 | 201.0537 | 201.7417 | 174924.7683 | 9769.6752 | 4206.7477 | 72416.7895 | 32722.3984 | 14256.8866 | 5931.8358 | 5042.3361 | 4989.4306 | 4719.4988 | 26754.3952 | 5757.7274 | 7218.337 | 4773.9271 | 5967.056 | 156089.9 | 16445.5491 | 9979.9832 | 72462.8048 | 39076.2023 | 21980.674 | 15334.1853 | 6895.4787 | 9636.6482 | 14653.6045 | 31111.5412 | 11218.8187 | 14288.5968 | 8776.7393 | 7419.5 | 103.9923 | 103.9923 | 103.9923 | 103.9923 | 103.9923 | 103.9923 | 103.9923 | 103.9923 | 103.9923 | 103.9923 | 103.9923 | 103.9923 | 103.9923 | 103.9923 | 109.0297 | 0.0042228 | 0.0035975 | 1.7604e-12 | 0.00029849 | 0.0022901 | 3.4228e-10 | 6.0251e-07 | 2.4256e-25 | 1.3006e-09 | 2.8088e-18 | 8.4182e-06 | 7.9547e-09 | 2.7301e-10 | 7.2584e-28 | 0.0077425 | 0.0042228 | 0.0078203 | 0.0078203 | 0.0045213 | 0.0068114 | 0.0045213 | 0.006812 | 0.0068114 | 0.006812 | 0.0045213 | 0.0042313 | 0.0042229 | 0.0045213 | 0.0042228 | 0.011965
468 | 150881.1525 | 15236.7884 | 5806.4107 | 65016.9169 | 36255.6117 | 15345.1329 | 11629.2546 | 2996.9282 | 5935.2821 | 7977.0118 | 25669.9962 | 8132.0238 | 9889.7828 | 3917.93 | 7040.2032 | n/a | 10096.0903 | 5460.5806 | 3915.4928 | 7054.8119 | 9814.8932 | 8067.596 | 1846.8033 | 4626.1976 | 8887.6398 | 3552.25 | 6149.5241 | 5910.597 | 3623.3256 | 5519.3285 | 221.7281 | 205.0925 | 205.0925 | 205.7877 | 232.5319 | 164.894 | 249.1843 | 219.9696 | 249.1843 | 185.7825 | 240.4422 | 144.0055 | 210.3345 | 210.6432 | 211.2275 | 181390.5814 | 9991.1437 | 4051.9606 | 79279.0279 | 34317.0955 | 15324.579 | 5583.8189 | 5180.4178 | 4731.5981 | 4595.8984 | 25423.9036 | 5638.4258 | 7085.8466 | 4752.7632 | 6257.2037 | 156097.3 | 18535.9244 | 9504.8412 | 69836.7409 | 37507.6 | 23440.9722 | 12843.8339 | 6982.2211 | 9247.6957 | 12824.6382 | 26589 | 11481.9499 | 12139.5436 | 8358.3888 | 11683.9322 | 136.2677 | 136.2677 | 136.2677 | 136.2677 | 143.04 | 136.2677 | 143.04 | 143.04 | 143.04 | 136.2677 | 143.4113 | 136.2677 | 136.2677 | 136.2677 | 136.2677 | 0.0095024 | 1.1103e-05 | 1.9611e-12 | 0.0022096 | 0.013522 | 2.4585e-11 | 0.0012389 | 2.9719e-23 | 4.8313e-09 | 1.8811e-12 | 0.0107 | 4.9095e-09 | 4.7346e-06 | 1.3118e-24 | 9.853e-14 | 0.0095024 | 0.0095136 | 0.0095136 | 0.011712 | 0.025234 | 0.011712 | 0.026473 | 0.025234 | 0.026473 | 0.011712 | 0.020203 | 0.0095025 | 0.011717 | 0.0095024 | 0.0095024
469 | 153699.7845 | 15521.0033 | 6041.8994 | 66099.7054 | 36782.5598 | 15485.3315 | 11890.0682 | 2970.7325 | 6137.3577 | 7970.9831 | 26344.7846 | 8033.8349 | 9786.0084 | 3993.9246 | 7088.0705 | n/a | 10473.678 | 5539.5198 | 2927.0609 | 11439.3925 | 10973.4469 | 8636.7385 | 2024.8677 | 4886.8031 | 9887.0436 | 4038.3477 | 6135.9634 | 8120.878 | 2948.6401 | 4729.2997 | 209.0451 | 192.4043 | 192.4043 | 189.7258 | 220.6987 | 141.2257 | 240.0366 | 206.1105 | 240.0366 | 165.4828 | 233.4549 | 116.9685 | 195.8489 | 198.8503 | 199.5288 | 166958.4461 | 11042.0864 | 4204.0568 | 62663.0674 | 27279.892 | 14267.51 | 5446.4151 | 5099.3437 | 4611.0935 | 3976.0694 | 27372.7416 | 6155.726 | 6785.8324 | 4786.9935 | 6319.5715 | 159176.7238 | 21152.9644 | 9695.1766 | 65131.7282 | 38636.0845 | 25240.9569 | 14083.1536 | 7076.9114 | 9497.8966 | 13863.113 | 29870.4818 | 12291.6894 | 14856.7104 | 6246.1261 | 10336.0712 | 125.1973 | 125.1973 | 125.1973 | 310.7496 | 310.7496 | 310.7496 | 310.7496 | 310.7496 | 310.7496 | 310.7496 | 125.1973 | 310.7496 | 310.7496 | 125.1973 | 125.1973 | 0.0086178 | 4.1732e-08 | 6.6191e-12 | 0.061074 | 0.0081144 | 4.1033e-13 | 8.4409e-05 | 4.3746e-24 | 6.5132e-09 | 1.108e-14 | 0.00024088 | 4.9953e-11 | 4.7326e-11 | 2.2802e-13 | 3.4052e-10 | 0.0086178 | 0.0086179 | 0.0086179 | 0.069692 | 0.077806 | 0.069692 | 0.077891 | 0.077806 | 0.077891 | 0.069692 | 0.0088587 | 0.0086178 | 0.069692 | 0.0086178 | 0.0086178
470 | 152698.5301 | 15398.4216 | 5658.2579 | 65739.2147 | 36467.6014 | 15475.9587 | 11512.2947 | 3093.1723 | 5972.2875 | 7818.9105 | 26097.9485 | 8031.5633 | 9890.3317 | 4013.0879 | 7134.3649 | n/a | 8632.1975 | 4877.5797 | 5051.2468 | 6804.6724 | 7804.7757 | 8408.9848 | 2036.8825 | 4944.3285 | 7924.1732 | 3448.0511 | 5255.5647 | 6803.5048 | 3611.736 | 5291.3319 | 227.7265 | 210.6571 | 210.6571 | 211.4276 | 238.7977 | 169.5961 | 255.839 | 225.9421 | 255.839 | 190.9724 | 246.8323 | 148.2199 | 216.0663 | 216.3375 | 216.9354 | 173276.1298 | 9755.0324 | 4185.6728 | 68398.9494 | 32869.5941 | 14102.941 | 5843.674 | 5152.5736 | 4627.6433 | 4296.0945 | 27193.5511 | 6154.0951 | 6526.451 | 4708.7029 | 6061.7613 | 158739.3 | 17165.8299 | 9055.3524 | 70178.7296 | 37869.6 | 21821.5166 | 12871.3922 | 7176.4561 | 8238.5053 | 12203.4678 | 29365.3023 | 11340.2598 | 12147.0558 | 8132.5389 | 9424.9922 | 123.1993 | 123.1993 | 123.1993 | 123.1993 | 133.1187 | 123.1993 | 133.1187 | 133.1187 | 133.1187 | 123.1993 | 123.1993 | 123.1993 | 123.1993 | 123.1993 | 123.1993 | 0.0058297 | 0.00053891 | 7.7766e-12 | 0.0028998 | 0.011921 | 2.6988e-09 | 0.00078434 | 4.2361e-23 | 7.6567e-07 | 1.1758e-11 | 0.00033644 | 4.9059e-09 | 4.6067e-06 | 1.6872e-22 | 8.7602e-08 | 0.0058297 | 0.0063686 | 0.0063686 | 0.0087295 | 0.020651 | 0.0087295 | 0.021435 | 0.020651 | 0.021436 | 0.0087295 | 0.0061662 | 0.0058297 | 0.0087341 | 0.0058297 | 0.0058298
471 | 156060.583 | 15785.5652 | 5881.3528 | 67049.5621 | 37297.5722 | 15532.1515 | 12107.0397 | 3057.1495 | 6200.331 | 8061.5952 | 26454.7886 | 8285.2192 | 9956.4843 | 4067.7942 | 7257.0674 | n/a | 8896.261 | 6148.9816 | 3900.9833 | 8610.5498 | 7516.7921 | 7645.9738 | 1907.5268 | 4165.5903 | 6996.7947 | 2738.989 | 6911.2393 | 7128.145 | 3098.7783 | 6413.6961 | 210.9889 | 194.1365 | 194.1365 | 191.2349 | 222.838 | 141.6928 | 242.5719 | 207.9511 | 242.5719 | 166.4467 | 236.0277 | 116.9389 | 197.5241 | 200.7144 | 201.4068 | 171443.5661 | 10601.1704 | 4158.443 | 69860.5488 | 32493.7245 | 13933.504 | 5661.8675 | 5108.023 | 4785.3515 | 4683.6393 | 24617.7467 | 5749.0225 | 6560.3343 | 4633.7398 | 5969.4365 | 160366.7644 | 18396.9297 | 10293.0247 | 68746.6321 | 38990.0743 | 20146.6961 | 12775.8412 | 6970.6499 | 8458.8418 | 11407.834 | 25424.8356 | 12444.7618 | 13147.8793 | 7574.118 | 12046.5326 | 151.3843 | 151.3843 | 151.3843 | 151.3843 | 151.3843 | 151.3843 | 151.3843 | 151.3843 | 151.3843 | 151.3843 | 354.0416 | 151.3843 | 151.3843 | 151.3843 | 151.3843 | 0.018832 | 7.8019e-05 | 2.7652e-14 | 0.016329 | 0.0095358 | 2.4624e-07 | 0.0064638 | 1.8266e-22 | 1.1782e-06 | 3.4728e-09 | 0.13415 | 1.48e-10 | 1.1875e-07 | 2.9836e-19 | 9.7062e-14 | 0.018832 | 0.01891 | 0.01891 | 0.035161 | 0.044697 | 0.035161 | 0.051161 | 0.044697 | 0.051162 | 0.035161 | 0.15298 | 0.018832 | 0.035161 | 0.018832 | 0.018832
472 | 149819.9136 | 15386.3424 | 5658.3495 | 64563.1473 | 35980.3846 | 15047.3045 | 11666.0666 | 2975.7451 | 6027.558 | 7620.6184 | 25344.5055 | 7678.4563 | 9635.6596 | 3996.3611 | 6963.7348 | n/a | 8632.9882 | 6843.4961 | 4468.2646 | 5272.6507 | 14787.4532 | 9974.2159 | 1614.0577 | 4084.7097 | 8307.0393 | 5271.4244 | 6803.2295 | 5571.8045 | 3223.9766 | 4443.7647 | 231.3571 | 214.2401 | 214.2401 | 215.8055 | 242.2602 | 175.642 | 258.7191 | 229.8439 | 258.7191 | 196.2878 | 249.1791 | 154.9963 | 220.0871 | 219.7264 | 220.3039 | 171507.7616 | 9236.0535 | 4279.3009 | 67105.5173 | 30640.6033 | 13733.3389 | 5701.7743 | 5188.6652 | 4851.6993 | 4300.9715 | 28310.5955 | 5680.2515 | 5468.7159 | 4681.066 | 6079.5991 | 156972.2 | 17396.9417 | 11087.497 | 67321 | 34888.554 | 28034.3983 | 15595.7902 | 6792.0229 | 8856.209 | 12441.2108 | 30026.3846 | 12215.5809 | 9965 | 7893.4426 | 10523.3639 | 97.2526 | 97.2526 | 97.2526 | 106.7057 | 363.3903 | 106.7057 | 363.3903 | 363.3903 | 363.3903 | 106.7057 | 97.2526 | 106.7057 | 136.5164 | 97.2526 | 97.2526 | 0.0026418 | 0.00029384 | 1.04e-17 | 0.0080587 | 0.099065 | 3.6917e-17 | 5.0585e-07 | 1.6764e-22 | 5.994e-08 | 7.1223e-13 | 3.3598e-05 | 4.6844e-12 | 0.010011 | 1.7405e-21 | 3.9993e-11 | 0.0026418 | 0.0029357 | 0.0029357 | 0.010701 | 0.10977 | 0.010701 | 0.10977 | 0.10977 | 0.10977 | 0.010701 | 0.0026754 | 0.0026418 | 0.020712 | 0.0026418 | 0.0026418
473 | 155656.0703 | 16043.4695 | 5965.8688 | 66905.5297 | 37171.168 | 15615.5172 | 12065.2556 | 3028.2526 | 6307.2828 | 8132.0864 | 26410.1085 | 8380.6361 | 9679.5892 | 4279.6536 | 7263.4449 | n/a | 6445.8096 | 4980.7492 | 3652.4628 | 6862.0445 | 10649.0514 | 7425.2415 | 1398.3714 | 4706.5356 | 8442.8195 | 4066.6153 | 5116.4196 | 6239.0483 | 4571.5301 | 6109.8073 | 213.5829 | 197.5408 | 197.5408 | 198.1491 | 224.0168 | 158.5748 | 240.1244 | 211.8655 | 240.1244 | 178.7799 | 231.734 | 138.3697 | 202.5627 | 202.9099 | 203.4751 | 172955.8591 | 9513.7389 | 4232.1321 | 72108.2893 | 31554.331 | 15020.3345 | 5444.5334 | 5179.7058 | 4798.3019 | 4821.4969 | 25789.0838 | 5728.5885 | 7757.2381 | 4689.9509 | 6062.5594 | 159422.2 | 15959.5485 | 9212.8814 | 71158.5825 | 37712.2755 | 23787.8859 | 12271.2749 | 6578.0771 | 9006.0375 | 13010.6163 | 27128.1 | 10684.4082 | 13935.8864 | 9080.781 | 11844.9666 | 167.2355 | 296.3112 | 296.3112 | 167.2355 | 235.051 | 167.2355 | 235.2466 | 235.051 | 235.2466 | 167.2355 | 167.6551 | 167.2355 | 167.2355 | 167.2355 | 167.2355 | 0.026253 | 0.053216 | 6.4356e-11 | 0.0034141 | 0.025726 | 2.9119e-11 | 0.023282 | 9.4219e-21 | 1.9394e-07 | 2.5496e-12 | 0.014934 | 1.0098e-06 | 1.0578e-09 | 2.2143e-24 | 3.1646e-13 | 0.026253 | 0.07947 | 0.07947 | 0.029667 | 0.055393 | 0.029667 | 0.078675 | 0.055393 | 0.078675 | 0.029667 | 0.041187 | 0.026254 | 0.029667 | 0.026253 | 0.026253
474 | 155516.3017 | 15750.591 | 5825.1877 | 66842.958 | 37192.8104 | 15205.6377 | 11767.1483 | 2945.7564 | 6007.9022 | 8178.0389 | 26348.1516 | 8103.6827 | 9831.4819 | 4243.2078 | 7288.438 | n/a | 5063.1885 | 6688.0385 | 3371.4451 | 6315.9031 | 8789.5005 | 7171.8296 | 1709.8379 | 3678.0666 | 5518.7694 | 4388.6347 | 7205.9707 | 6185.8817 | 3627.7094 | 4444.1361 | 233.8621 | 217.6977 | 217.6977 | 223.2454 | 243.1377 | 194.4759 | 255.4479 | 233.8511 | 255.4479 | 209.9175 | 243.8298 | 179.0342 | 225.3893 | 221.8011 | 222.233 | 170818.4212 | 10455.0624 | 4331.6354 | 70366.8385 | 32148.1046 | 14512.7232 | 6048.286 | 5183.4628 | 4967.4292 | 4171.4131 | 23514.1346 | 6276.858 | 6565.8212 | 4595.7826 | 6093.9503 | 161182.3 | 15501.851 | 11010.5738 | 69106.7837 | 38018.1078 | 21680.5237 | 13181.5156 | 6880.3007 | 8606.8958 | 8966.6825 | 27200.9 | 12584.6288 | 11883.5029 | 7957.592 | 10496.6863 | 137.3031 | 326.5466 | 326.5466 | 139.5174 | 203.846 | 139.5174 | 203.846 | 203.846 | 203.846 | 139.5174 | 157.7835 | 139.5174 | 139.5174 | 137.3031 | 137.3031 | 0.0079698 | 0.071578 | 1.4157e-16 | 0.01231 | 0.02012 | 1.4355e-09 | 0.00072996 | 2.3978e-23 | 1.6966e-07 | 0.00087939 | 0.012222 | 2.0464e-11 | 9.9555e-06 | 1.6227e-19 | 7.069e-10 | 0.0079698 | 0.079548 | 0.079548 | 0.02028 | 0.0404 | 0.02028 | 0.04113 | 0.0404 | 0.04113 | 0.021159 | 0.020192 | 0.0079698 | 0.02029 | 0.0079698 | 0.0079698
475 | 153394.1441 | 15422.7181 | 5528.8252 | 65999.6371 | 36750.9035 | 15531.6152 | 11951.9468 | 2978.3734 | 6136.2184 | 8066.3527 | 26335.2116 | 8420.8342 | 9701.4788 | 4110.6275 | 7194.5765 | n/a | 10661.5343 | 4704.5136 | 4424.367 | 9703.463 | 9720.6077 | 7628.9846 | 1948.0122 | 4924.1002 | 6678.2173 | 4509.0688 | 7404.6625 | 5583.0667 | 4089.8911 | 4645.2185 | 241.1419 | 224.3801 | 224.3801 | 229.7723 | 250.8506 | 199.1281 | 263.9021 | 241.0048 | 263.9021 | 215.4997 | 252.0859 | 182.7565 | 232.1636 | 228.7306 | 229.1885 | 174517.1043 | 10322.8353 | 4200.8186 | 72007.6574 | 32070.2708 | 15192.7189 | 5929.7994 | 5130.7026 | 4931.9112 | 4193.9089 | 26106.4293 | 6058.3669 | 6792.8454 | 4464.4847 | 6077.6807 | 159015.3 | 18649.1696 | 8905.3322 | 72850.8243 | 40156.6337 | 24757.4266 | 13511.484 | 7065.7148 | 9819.1115 | 10771.9262 | 28981.099 | 13407.3294 | 11017.5121 | 8554.3758 | 10665.4911 | 140.823 | 140.823 | 140.823 | 140.823 | 140.823 | 140.823 | 140.823 | 140.823 | 140.823 | 140.823 | 140.823 | 140.823 | 140.823 | 140.823 | 140.823 | 0.0078156 | 1.4683e-05 | 5.2699e-12 | 0.00065092 | 0.0020797 | 1.7291e-12 | 0.00051675 | 6.2752e-24 | 1.4641e-09 | 7.7924e-08 | 0.00087596 | 4.4585e-12 | 0.00017987 | 1.415e-23 | 1.279e-10 | 0.0078156 | 0.0078303 | 0.0078303 | 0.0084665 | 0.010546 | 0.0084665 | 0.011063 | 0.010546 | 0.011063 | 0.0084666 | 0.0086915 | 0.0078156 | 0.0086464 | 0.0078156 | 0.0078156
476 | 150951.595 | 15456.8448 | 5465.3241 | 65031.8027 | 36173.0067 | 15077.4506 | 11200.6938 | 3032.2474 | 5698.2638 | 7845.4121 | 25753.4608 | 7894.3551 | 9681.8975 | 3799.1227 | 6733.9922 | n/a | 11190.4249 | 5272.7467 | 5752.4012 | 7710.9678 | 10922.819 | 9649.1414 | 2048.8656 | 4351.0937 | 5905.7828 | 3532.184 | 6142.6555 | 6774.4663 | 3037.2406 | 5058.5892 | 222.2476 | 206.0143 | 206.0143 | 208.2488 | 232.3998 | 171.8465 | 247.4133 | 221.0739 | 247.4133 | 190.6791 | 237.885 | 153.0138 | 211.9594 | 211.0188 | 211.5455 | 175554.7813 | 10973.2129 | 4289.0718 | 71332.7106 | 32839.6191 | 15167.6321 | 5918.463 | 4974.6322 | 5139.9046 | 5174.2007 | 25942.8926 | 5842.7028 | 6342.5872 | 4594.3385 | 6064.9126 | 154605.5 | 19846.1355 | 9512.1184 | 69402.122 | 37092 | 24948.351 | 15177.9452 | 6247.9723 | 9044.4789 | 10145.8835 | 26436.4 | 11777.3583 | 12974.7536 | 7410.1791 | 10901.5981 | 173.952 | 173.952 | 173.952 | 173.952 | 174.248 | 173.952 | 174.248 | 174.248 | 174.248 | 173.952 | 174.4567 | 173.952 | 173.952 | 173.952 | 173.952 | 0.026253 | 8.468e-07 | 3.9789e-14 | 0.0029394 | 0.018141 | 1.5297e-13 | 2.742e-07 | 5.5938e-19 | 2.1141e-09 | 4.0467e-07 | 0.015325 | 2.1977e-10 | 5.4699e-08 | 5.3383e-21 | 5.1164e-13 | 0.026253 | 0.026254 | 0.026254 | 0.029193 | 0.047334 | 0.029193 | 0.047334 | 0.047334 | 0.047334 | 0.029193 | 0.041578 | 0.026253 | 0.029193 | 0.026253 | 0.026253
477 | 154945.0062 | 16119.564 | 6032.8089 | 66610.779 | 36986.8132 | 15590.9455 | 11921.4035 | 3003.9693 | 6033.8296 | 7966.408 | 26375.3155 | 8251.6551 | 9626.6057 | 3977.4439 | 7150.77 | n/a | 9651.9968 | 4806.3625 | 4910.8938 | 9494.9413 | 11030.3171 | 8435.7065 | 2528.5804 | 4193.479 | 9145.0032 | 3365.4256 | 5516.1774 | 7421.5171 | 3802.6895 | 5268.6092 | 206.7448 | 190.3018 | 190.3018 | 187.7038 | 218.2477 | 139.8896 | 237.3172 | 203.8621 | 237.3172 | 163.8099 | 230.7824 | 115.9692 | 193.7314 | 196.6582 | 197.3273 | 174975.5736 | 10842.8624 | 4245.316 | 68035.0966 | 33772.1693 | 12459.3546 | 5556.5081 | 4975.7884 | 4555.1907 | 3686.7589 | 26778.9569 | 5703.0916 | 7145.4938 | 4466.6744 | 5910.9058 | 161326.8 | 19197.2841 | 8354.0388 | 68784.8 | 41654.403 | 23350.6717 | 13749.3147 | 7504.3688 | 8707.3696 | 12699.4621 | 29948.7825 | 11212.569 | 13448.828 | 7724.5638 | 11179.5149 | 106.8861 | 106.8861 | 106.8861 | 120.711 | 120.711 | 120.711 | 120.711 | 120.711 | 120.711 | 120.711 | 106.8861 | 120.711 | 120.711 | 106.8861 | 106.8861 | 0.004986 | 2.9483e-05 | 2.6142e-08 | 0.01282 | 0.00070661 | 8.1144e-11 | 0.00023996 | 6.3166e-26 | 1.2599e-07 | 3.1957e-12 | 0.00022593 | 3.8687e-08 | 5.7337e-09 | 7.8217e-21 | 4.8316e-12 | 0.004986 | 0.0050154 | 0.0050155 | 0.017806 | 0.018513 | 0.017806 | 0.018753 | 0.018513 | 0.018753 | 0.017806 | 0.0052119 | 0.004986 | 0.017806 | 0.004986 | 0.004986
478 | 155892.2384 | 15610.676 | 5939.6374 | 66985.199 | 37243.6245 | 15584.4348 | 11983.5892 | 3023.2611 | 5952.7169 | 7778.7001 | 26623.7357 | 8088.6443 | 9763.8317 | 4020.9875 | 7149.9867 | n/a | 9082.328 | 5552.5664 | 4624.8707 | 7027.808 | 11246.756 | 8995.2037 | 1647.0762 | 4085.0057 | 7622.5756 | 3911.8627 | 5808.3873 | 8059.6487 | 2936.1799 | 3990.6912 | 188.5707 | 171.6782 | 171.6782 | 162.705 | 201.9696 | 99.3952 | 226.5684 | 183.4127 | 226.5684 | 130.2515 | 223.8966 | 68.5388 | 171.84 | 179.8777 | 180.7409 | 176313.6009 | 8907.5019 | 3910.5546 | 71970.4139 | 31849.2979 | 13783.2607 | 5581.7958 | 5145.7446 | 4806.9005 | 4135.9364 | 27332.7067 | 6020.7936 | 7117.2671 | 4621.2777 | 6004.4503 | 161564.8 | 17421.1299 | 9398.721 | 71849.8071 | 37664.2276 | 23077.4897 | 13911.9213 | 6733.7208 | 8050.6062 | 11370.7119 | 27595.9 | 10264.4539 | 14950.6158 | 7410.1575 | 8610.3144 | 110.8396 | 110.8396 | 110.8396 | 110.8396 | 237.5238 | 110.8396 | 237.5238 | 237.5238 | 237.5238 | 110.8396 | 131.1874 | 110.8396 | 110.8396 | 110.8396 | 110.8396 | 0.0079698 | 0.00051486 | 1.5321e-11 | 0.0023514 | 0.028577 | 1.5946e-10 | 0.00018601 | 1.2588e-21 | 1.6479e-06 | 5.6093e-10 | 0.010408 | 1.2699e-06 | 2.8206e-11 | 7.1083e-19 | 9.8969e-06 | 0.0079698 | 0.0084847 | 0.0084847 | 0.010321 | 0.038898 | 0.010321 | 0.039084 | 0.038898 | 0.039086 | 0.010321 | 0.018378 | 0.0079711 | 0.010321 | 0.0079698 | 0.0079797
479 | 157131.7793 | 15888.3646 | 5886.6879 | 67470.0252 | 37505.5062 | 15914.4369 | 12070.289 | 3124.1043 | 6395.1229 | 8329.6148 | 26680.6582 | 8360.0146 | 9909.7381 | 3798.1996 | 7230.764 | n/a | 11012.2119 | 5533.007 | 3995.4926 | 9838.4417 | 9280.7491 | 7997.6625 | 1464.4197 | 5387.0569 | 5816.452 | 4200.5733 | 7518.4877 | 8024.3955 | 3499.4318 | 6105.077 | 210.8716 | 193.7138 | 193.7138 | 189.7167 | 223.1972 | 136.9295 | 244.1172 | 207.4154 | 244.1172 | 163.1713 | 238.123 | 110.6877 | 196.6067 | 200.6871 | 201.4211 | 170447.8926 | 10288.7603 | 4504.0604 | 70549.8396 | 31101.138 | 14108.7964 | 6241.6519 | 5129.3757 | 4990.2059 | 4732.4828 | 26675.6542 | 5802.5191 | 7008.7344 | 4576.8108 | 5663.3922 | 161009.3 | 20180.3722 | 9359.1674 | 70892.5322 | 39044.4797 | 22364.1455 | 13775.2145 | 6593.7955 | 9926.8629 | 9523.5349 | 29354.9348 | 13321.0068 | 14910.2299 | 8048.5426 | 11768.4692 | 162.3 | 162.3 | 162.3 | 162.3 | 162.3 | 162.3 | 162.3 | 162.3 | 162.3 | 162.3 | 162.3 | 162.3 | 162.3 | 162.3 | 162.3 | 0.025001 | 1.4357e-06 | 1.1545e-11 | 0.005794 | 0.010968 | 3.2634e-09 | 0.00035999 | 8.9586e-20 | 5.7004e-09 | 0.00014089 | 0.00088403 | 4.2459e-12 | 8.0958e-11 | 2.5157e-24 | 3.6034e-13 | 0.025001 | 0.025003 | 0.025003 | 0.030795 | 0.041763 | 0.030795 | 0.042123 | 0.041763 | 0.042123 | 0.030936 | 0.025886 | 0.025001 | 0.030795 | 0.025001 | 0.025001
480 | 153818.3558 | 15568.553 | 5830.376 | 66164.0741 | 36813.2831 | 15332.6942 | 11871.57 | 3034.4879 | 6074.4387 | 7889.1476 | 25908.77 | 7980.2099 | 9794.0638 | 3822.0717 | 6816.7578 | n/a | 10616.776 | 6263.6559 | 3626.6331 | 9454.386 | 8942.2953 | 8327.7097 | 1397.4228 | 4303.9262 | 6322.5736 | 4085.2122 | 6940.4362 | 7873.2838 | 4134.3327 | 5491.1964 | 208.5279 | 192.5122 | 192.5122 | 191.8751 | 219.2568 | 149.5651 | 236.3265 | 206.3798 | 236.3265 | 170.977 | 228.7477 | 128.1533 | 196.8623 | 198.2021 | 198.801 | 176226.2891 | 10099.6859 | 4280.5135 | 70836.5951 | 32086.6567 | 14812.9213 | 5541.2503 | 5038.3269 | 4762.1575 | 4128.9173 | 27293.968 | 6405.1143 | 6276.1646 | 4760.5808 | 5999.5866 | 159727.3 | 20882.1894 | 10544.1693 | 68376.9 | 39434.498 | 21366.2332 | 13506.9153 | 6422.7497 | 9024.7837 | 10383.4909 | 28299.6803 | 12988.4505 | 13104.9484 | 8481.7135 | 10746.483 | 116.3334 | 116.3334 | 116.3334 | 121.11 | 121.11 | 121.11 | 121.11 | 121.11 | 121.11 | 121.11 | 116.3334 | 121.11 | 121.11 | 116.3334 | 116.3334 | 0.006555 | 9.4987e-08 | 3.0683e-15 | 0.012483 | 0.0041516 | 5.2227e-09 | 0.00040484 | 7.2036e-20 | 3.7635e-08 | 1.6518e-07 | 0.0012025 | 1.1255e-12 | 5.9336e-08 | 2.6601e-26 | 2.846e-12 | 0.006555 | 0.0065551 | 0.0065551 | 0.019038 | 0.02319 | 0.019038 | 0.023595 | 0.02319 | 0.023595 | 0.019039 | 0.0077575 | 0.006555 | 0.019038 | 0.006555 | 0.006555
481 | 157818.2154 | 15722.8974 | 5781.527 | 67794.5619 | 37619.0864 | 15939.5194 | 11925.691 | 3022.5737 | 5975.9836 | 8060.4601 | 26895.2713 | 8345.7359 | 10075.3053 | 3988.5781 | 7373.7675 | n/a | 7689.4992 | 5439.4146 | 5337.3705 | 9561.9339 | 6528.8937 | 10204.0796 | 1901.4595 | 4517.1891 | 8447.9086 | 4281.6775 | 8641.0549 | 8515.7109 | 3499.3634 | 5538.9462 | 221.7598 | 204.9125 | 204.9125 | 204.8786 | 232.8862 | 161.8037 | 250.3367 | 219.7218 | 250.3367 | 183.6933 | 241.9566 | 139.914 | 209.8277 | 210.7293 | 211.3416 | 168063.4189 | 10858.6509 | 4330.0267 | 66130.3899 | 32343.6407 | 13328.5722 | 5503.5117 | 5061.2055 | 4795.63 | 4474.4504 | 25446.6348 | 5815.9321 | 6392.8095 | 4444.706 | 5976.1649 | 162129.2 | 18383.4502 | 9769.4413 | 70437.7604 | 41416.6746 | 19659.0659 | 15583.1913 | 6962.665 | 9291.0191 | 12894.859 | 29292.0122 | 14286.087 | 14590.8205 | 7845.4694 | 11515.1112 | 160.02 | 160.02 | 160.02 | 160.02 | 160.02 | 160.02 | 160.02 | 160.02 | 160.02 | 160.02 | 160.02 | 160.02 | 160.02 | 160.02 | 160.02 | 0.019392 | 6.752e-05 | 2.6835e-13 | 0.010395 | 0.0015931 | 3.1461e-06 | 1.3926e-06 | 7.7543e-23 | 5.3146e-09 | 2.564e-12 | 0.0013594 | 4.2673e-14 | 7.567e-10 | 2.5234e-21 | 5.19e-12 | 0.019392 | 0.01946 | 0.01946 | 0.029788 | 0.031381 | 0.029791 | 0.031382 | 0.031381 | 0.031382 | 0.029791 | 0.020752 | 0.019395 | 0.029788 | 0.019392 | 0.019392
482 | 156032.0454 | 15852.5601 | 5815.927 | 67032.9256 | 37325.1699 | 15573.9633 | 11931.517 | 3071.1488 | 6070.0058 | 8014.5545 | 26629.9071 | 7787.9923 | 10095.0296 | 4197.3461 | 7113.3389 | n/a | 7654.2469 | 6184.6981 | 4798.6194 | 8208.2937 | 9698.3286 | 7382.1769 | 1891.4293 | 4320.8188 | 8117.4391 | 3626.1274 | 7207.1549 | 7946.125 | 3906.5525 | 4035.4586 | 198.2058 | 182.1783 | 182.1783 | 178.7693 | 209.6378 | 130.1906 | 228.9217 | 195.0904 | 228.9217 | 154.3799 | 223.1142 | 106.0012 | 185.0538 | 188.6063 | 189.2829 | 178274.6099 | 11344.0374 | 4412.2573 | 71325.0003 | 29654.7591 | 14884.4428 | 5795.3153 | 5104.6706 | 4942.4256 | 4702.8607 | 25831.6294 | 6029.4654 | 6664.2797 | 4605.5385 | 6001.5397 | 161938.6 | 16260.5 | 10256.3711 | 71289.1094 | 37052.4529 | 22697.2612 | 13078.7922 | 6906.3999 | 9224.6445 | 12509.3998 | 28497.0568 | 12517.2101 | 13363.3046 | 7726.791 | 9661.683 | 112.21 | 135.7073 | 135.7073 | 112.21 | 314.4567 | 112.21 | 314.4567 | 314.4567 | 314.4567 | 112.21 | 112.21 | 112.21 | 112.21 | 112.21 | 112.21 | 0.0068832 | 0.016111 | 1.6703e-14 | 0.0034245 | 0.052014 | 4.0658e-10 | 0.0016363 | 5.7376e-22 | 1.4346e-08 | 1.1725e-11 | 0.0028357 | 2.4809e-12 | 1.0454e-07 | 7.7828e-19 | 1.9461e-08 | 0.0068832 | 0.022994 | 0.022994 | 0.010308 | 0.062322 | 0.010308 | 0.063958 | 0.062322 | 0.063958 | 0.010308 | 0.009719 | 0.0068832 | 0.010308 | 0.0068832 | 0.0068832
483 | 152274.1931 | 15271.3837 | 5623.0615 | 65559.0055 | 36398.678 | 15289.0808 | 11760.3426 | 2941.9752 | 6045.5793 | 7995.6512 | 25910.9797 | 7876.8119 | 9718.0503 | 3990.3524 | 7051.1612 | n/a | 9054.5447 | 5528.242 | 5027.3211 | 9964.4786 | 6281.8385 | 7891.4658 | 1983.3942 | 4699.5827 | 7757.8901 | 3710.7174 | 6702.0051 | 7197.1681 | 2891.8852 | 5474.1667 | 199.6344 | 182.9855 | 182.9855 | 177.7887 | 211.9251 | 123.5999 | 233.272 | 195.8214 | 233.272 | 150.3771 | 228.3007 | 96.8228 | 185.0896 | 190.1011 | 190.8501 | 171096.3861 | 9755.5834 | 4189.6933 | 69758.2303 | 30864.2047 | 14712.243 | 6069.4051 | 5047.1934 | 4995.6718 | 4519.0197 | 25563.6058 | 5838.6421 | 6229.9694 | 4615.5404 | 5842.4453 | 157743.3 | 18803.7282 | 9717.9353 | 67223.4 | 37527.4834 | 19392.0815 | 13955.6709 | 7024.9876 | 9695.2544 | 10674.9098 | 27052.2232 | 12540.6472 | 12500.6375 | 7275.2256 | 11290.612 | 118.73 | 118.73 | 118.73 | 133.36 | 141.3684 | 133.36 | 141.3684 | 141.3684 | 141.3684 | 133.36 | 118.73 | 133.36 | 133.36 | 118.73 | 118.73 | 0.0083689 | 6.3172e-06 | 6.3044e-14 | 0.016287 | 0.015145 | 7.7647e-07 | 7.8332e-05 | 3.5601e-24 | 1.3256e-09 | 7.892e-08 | 0.0077773 | 4.4698e-12 | 4.6023e-07 | 1.7376e-18 | 1.045e-12 | 0.0083689 | 0.0083752 | 0.0083752 | 0.024656 | 0.039801 | 0.024657 | 0.039879 | 0.039801 | 0.039879 | 0.024657 | 0.016146 | 0.0083696 | 0.024657 | 0.0083689 | 0.0083689
484 | 155653.8648 | 15680.6364 | 6000.5945 | 66917.2766 | 37340.8398 | 15739.5634 | 11823.0379 | 3074.2338 | 6149.6352 | 8234.5322 | 26247.5608 | 8043.8453 | 10003.681 | 3793.1043 | 6878.0563 | n/a | 9774.9618 | 5516.8145 | 4328.6065 | 10888.3661 | 8859.7644 | 5711.2911 | 1863.1901 | 3480.7325 | 5771.1418 | 2994.1415 | 6018.1504 | 5988.7353 | 3975.3199 | 4194.2651 | 216.9975 | 200.1537 | 200.1537 | 198.8718 | 228.4348 | 152.9968 | 246.8732 | 214.5251 | 246.8732 | 176.1256 | 239.2948 | 129.868 | 204.4025 | 206.2998 | 206.9468 | 175342.5378 | 10283.8252 | 4346.3752 | 69507.0462 | 30142.0378 | 13689.8001 | 5690.0204 | 5060.0187 | 4781.4421 | 4494.781 | 26894.7192 | 5713.2188 | 5753.3172 | 4738.302 | 6199.3811 | 163148.6639 | 19709.587 | 9848.7897 | 69459.8 | 39760.634 | 22450.5645 | 11413.9415 | 6804.8088 | 8220.3746 | 10229.3228 | 27444.0501 | 11668.9691 | 10385 | 8327.3219 | 8856.5357 | 89.9007 | 89.9007 | 89.9007 | 112.181 | 112.181 | 112.181 | 370.3098 | 112.181 | 370.3098 | 112.181 | 108.1936 | 112.181 | 114.9393 | 89.9007 | 89.9007 | 0.0025159 | 2.3755e-06 | 1.665e-12 | 0.010742 | 0.0051018 | 1.404e-09 | 0.11903 | 2.0851e-21 | 2.5721e-06 | 2.9618e-06 | 0.0073274 | 1.0898e-09 | 0.0085654 | 7.8306e-26 | 3.3867e-07 | 0.0025159 | 0.0025182 | 0.0025182 | 0.013258 | 0.01836 | 0.013258 | 0.13739 | 0.01836 | 0.13739 | 0.013261 | 0.0098432 | 0.0025159 | 0.021823 | 0.0025159 | 0.0025162
485 | 153675.0868 | 15308.8731 | 5471.6074 | 66128.7944 | 36743.614 | 15535.3542 | 11957.5089 | 2929.1188 | 5928.9152 | 8282.4028 | 26072.6427 | 8357.7605 | 9542.5453 | 4067.8087 | 7098.6161 | n/a | 9801.4933 | 4405.7837 | 3740.4058 | 8243.7575 | 6786.4773 | 8301.5584 | 1985.5582 | 5970.699 | 7752.6911 | 4591.0352 | 6187.4924 | 7191.1952 | 3747.7379 | 5401.0107 | 209.5538 | 193.2847 | 193.2847 | 192.0359 | 220.6035 | 147.7024 | 238.4212 | 207.1621 | 238.4212 | 170.0526 | 231.1082 | 125.3521 | 197.3829 | 199.2239 | 199.8491 | 172368.8425 | 9380.755 | 4156.6673 | 68385.0774 | 33564.1134 | 13786.9812 | 5654.5315 | 5075.9421 | 4870.9854 | 3920.6305 | 27858.7067 | 5958.0881 | 6703.9748 | 4638.4581 | 6027.5439 | 157706.9 | 18557.0483 | 8422.0509 | 67313.5 | 39941.5343 | 19410.8118 | 14086.0532 | 7015.4002 | 10794.5844 | 10675.775 | 28580.0827 | 11980.4805 | 13580.37 | 8037.8961 | 11172.3546 | 154.55 | 154.55 | 154.55 | 187.94 | 187.94 | 187.94 | 187.94 | 187.94 | 187.94 | 187.94 | 154.55 | 187.94 | 187.94 | 154.55 | 154.55 | 0.021593 | 1.3107e-05 | 7.7798e-11 | 0.020845 | 0.0024937 | 1.6527e-06 | 0.00010478 | 2.7356e-24 | 2.8199e-12 | 4.778e-07 | 0.0010345 | 2.1278e-09 | 2.0399e-09 | 1.6768e-21 | 3.1621e-12 | 0.021593 | 0.021606 | 0.021606 | 0.042438 | 0.044931 | 0.042439 | 0.045036 | 0.044931 | 0.045036 | 0.04244 | 0.022627 | 0.021594 | 0.042438 | 0.021593 | 0.021593
486 | 151112.424 | 15214.9389 | 5628.3359 | 65097.8197 | 36272.2344 | 15277.9917 | 11613.4581 | 2892.1788 | 6039.6731 | 7765.0296 | 25591.508 | 8070.3359 | 9652.5634 | 3940.2064 | 6929.3277 | n/a | 9294.9283 | 6530.455 | 4145.5367 | 9427.3523 | 9740.6006 | 9097.6703 | 2518.2784 | 4291.4668 | 6652.6496 | 4136.2784 | 6045.6832 | 7109.9052 | 3743.6876 | 5801.1027 | 215.9898 | 199.2493 | 199.2493 | 198.0605 | 227.3355 | 152.659 | 245.593 | 213.5623 | 245.593 | 175.5609 | 238.0064 | 129.757 | 203.5175 | 205.3351 | 205.9757 | 174339.8194 | 11216.8947 | 4304.9009 | 70139.5838 | 32819.2249 | 13543.8478 | 5785.8675 | 4997.2569 | 4859.6878 | 4511.1868 | 25376.6698 | 5722.9205 | 6856.1853 | 4621.1662 | 6095.6209 | 156724.2 | 18835.8748 | 10835.356 | 67109.1 | 39191.2049 | 23222.0484 | 14764.2378 | 7464.9353 | 9145.7546 | 11163.8364 | 27472.4001 | 11706.2037 | 13022.8906 | 8339.8538 | 11730.1236 | 124.5702 | 124.5702 | 124.5702 | 132.4571 | 132.4571 | 132.4571 | 132.4571 | 132.4571 | 132.4571 | 132.4571 | 124.5702 | 132.4571 | 132.4571 | 124.5702 | 124.5702 | 0.0074429 | 4.8957e-06 | 3.792e-17 | 0.013579 | 0.0030801 | 3.3333e-11 | 4.5691e-06 | 3.0486e-27 | 1.6734e-08 | 1.4357e-09 | 0.0024878 | 1.0961e-09 | 3.8206e-08 | 2.8105e-24 | 2.5691e-14 | 0.0074429 | 0.0074478 | 0.0074478 | 0.021022 | 0.024102 | 0.021022 | 0.024107 | 0.024102 | 0.024107 | 0.021022 | 0.0099307 | 0.0074429 | 0.021022 | 0.0074429 | 0.0074429
487 | 158892.8823 | 16013.3164 | 6363.889 | 68168.2653 | 37888.7175 | 15953.943 | 12166.2827 | 2988.2072 | 5842.6492 | 8321.3153 | 26719.4934 | 8424.0826 | 10060.6669 | 4160.1841 | 7367.8873 | n/a | 12146.0006 | 5941.8841 | 3737.3013 | 8476.3637 | 9335.9005 | 8470.914 | 1976.7203 | 5105.0181 | 8184.9023 | 4926.129 | 6831.3868 | 7422.26 | 3091.3827 | 4601.1051 | 215.2633 | 198.6621 | 198.6621 | 197.7668 | 226.4434 | 153.3812 | 244.3238 | 212.9548 | 244.3238 | 175.81 | 236.6186 | 130.9524 | 203.046 | 204.6222 | 205.2496 | 178438.3519 | 10449.338 | 4023.3707 | 74992.8451 | 33010.578 | 13216.8277 | 5853.3064 | 5072.7613 | 5123.605 | 3904.8732 | 25384.1971 | 5864.0708 | 6902.0735 | 4521.1962 | 6039.5316 | 162728.1 | 20732.522 | 9833.6548 | 75313.4046 | 38860.8 | 22042.8282 | 13556.5204 | 7008.9816 | 9499.0232 | 11864.2754 | 30075.9261 | 12411.0576 | 14180.3335 | 6719.879 | 9009.9202 | 168.8958 | 168.8958 | 168.8958 | 168.8958 | 168.9392 | 168.8958 | 168.9392 | 168.9392 | 168.9392 | 168.8958 | 168.8958 | 168.8958 | 168.8958 | 168.8958 | 168.8958 | 0.026511 | 5.6221e-07 | 6.2065e-11 | 0.0006244 | 0.017995 | 8.3879e-09 | 0.00089068 | 1.6709e-23 | 7.0804e-10 | 2.2882e-09 | 0.00033099 | 4.5258e-10 | 3.5038e-09 | 2.2074e-14 | 4.6587e-06 | 0.026511 | 0.026512 | 0.026512 | 0.027136 | 0.045131 | 0.027136 | 0.046021 | 0.045131 | 0.046021 | 0.027136 | 0.026842 | 0.026511 | 0.027136 | 0.026511 | 0.026516
488 | 149595.1872 | 14979.2804 | 5674.2595 | 64510.9934 | 35808.1775 | 14992.1483 | 11380.0405 | 2801.3104 | 6060.1064 | 7773.6943 | 25479.8433 | 7759.2611 | 9102.2913 | 3873.8653 | 6980.3325 | n/a | 7891.1505 | 5986.5018 | 3600.103 | 8404.851 | 9520.3042 | 7594.1283 | 1585.8569 | 4727.5148 | 7222.873 | 3960.2807 | 7135.2129 | 8088.6728 | 3179.2272 | 4115.4134 | 251.1548 | 233.1783 | 233.1783 | 236.9869 | 262.0625 | 199.6782 | 277.6283 | 250.3199 | 277.6283 | 219.2037 | 266.2216 | 180.1527 | 240.4732 | 238.3669 | 238.9131 | 169393.6547 | 8819.3787 | 4099.7667 | 66515.874 | 31500.9117 | 14483.5216 | 6041.3018 | 5223.9174 | 4917.6651 | 4481.8429 | 26812.3883 | 6138.8629 | 6851.889 | 4643.7897 | 5952.7946 | 153216.7 | 16624.1292 | 10028.1685 | 65957.6 | 38795.7627 | 22706.5488 | 13117.6301 | 6766.0743 | 9127.3799 | 11704.7159 | 26559.8729 | 11976.7988 | 13463.5618 | 7737.0169 | 9665.908 | 196.5581 | 196.5581 | 196.5581 | 197.1536 | 197.1536 | 197.1536 | 197.1536 | 197.1536 | 197.1536 | 197.1536 | 196.5581 | 197.1536 | 197.1536 | 196.5581 | 196.5581 | 0.026253 | 0.00065145 | 1.4469e-14 | 0.017962 | 0.0028002 | 4.137e-11 | 0.00024519 | 1.304e-24 | 2.1078e-08 | 1.0101e-10 | 0.0082924 | 2.9492e-11 | 2.2197e-10 | 6.3813e-22 | 6.6641e-09 | 0.026253 | 0.026905 | 0.026905 | 0.044215 | 0.047015 | 0.044215 | 0.04726 | 0.047015 | 0.04726 | 0.044215 | 0.034546 | 0.026253 | 0.044215 | 0.026253 | 0.026253
489 | 148639.6043 | 15251.2739 | 5568.1035 | 64142.43 | 35688.0242 | 15010.1339 | 11335.1527 | 2888.9131 | 5788.9777 | 7694.1265 | 25544.8359 | 7960.4195 | 9882.0553 | 3796.1435 | 6763.8863 | n/a | 10164.6605 | 5552.0613 | 3680.8062 | 8851.9118 | 9665.9764 | 6512.9775 | 1568.6359 | 3667.4661 | 9545.1124 | 3837.4486 | 5993.5175 | 6237.6271 | 3772.2049 | 4391.4203 | 244.5787 | 227.31 | 227.31 | 231.8451 | 254.837 | 197.9781 | 269.0937 | 244.082 | 269.0937 | 215.8614 | 257.5741 | 180.0948 | 234.785 | 232.0622 | 232.5625 | 175572.5617 | 11109.9725 | 4383.9028 | 69370.5337 | 29624.3268 | 13396.669 | 5500.3438 | 5114.1816 | 4670.9935 | 3611.3308 | 27078.0387 | 5868.5695 | 6869.0037 | 4611.9234 | 6200.5531 | 152252.6 | 21274.633 | 9935.9641 | 65600.8 | 36589.8 | 21355.7383 | 11858.771 | 6637.8175 | 8338.4597 | 12814.0432 | 27591.0802 | 10497.5798 | 11888.7413 | 8085.7283 | 9242.7663 | 190.7479 | 190.7479 | 190.7479 | 190.8789 | 191.9777 | 190.8789 | 191.9777 | 191.9777 | 191.9777 | 190.8789 | 190.7479 | 190.8789 | 190.8789 | 190.7479 | 190.7479 | 0.025998 | 1.227e-08 | 7.5891e-15 | 0.017777 | 0.018221 | 1.6227e-09 | 0.008758 | 9.6094e-23 | 1.3597e-07 | 1.9743e-13 | 0.0019265 | 1.8385e-07 | 1.2455e-05 | 1.5299e-24 | 1.3944e-08 | 0.025998 | 0.025998 | 0.025998 | 0.043775 | 0.061997 | 0.043775 | 0.070755 | 0.061997 | 0.070755 | 0.043775 | 0.027925 | 0.025998 | 0.043788 | 0.025998 | 0.025998
490 | 159176.7185 | 15833.6054 | 5874.9089 | 68317.4067 | 37889.1567 | 15957.6489 | 11822.0437 | 2989.4356 | 5937.8714 | 8274.5706 | 26928.9046 | 8379.9278 | 9899.3346 | 3857.1849 | 7410.8035 | n/a | 9783.7854 | 6322.0579 | 3714.7028 | 8153.7672 | 11342.1088 | 6187.4155 | 1973.7544 | 5014.5912 | 8043.9246 | 4113.693 | 6734.1056 | 7523.8544 | 3269.9186 | 4014.4898 | 245.6223 | 228.4418 | 228.4418 | 233.5603 | 255.676 | 201.2316 | 269.378 | 245.3395 | 269.378 | 218.4191 | 257.5283 | 184.0441 | 236.202 | 233.0091 | 233.4898 | 178358.2827 | 10700.9537 | 4244.7314 | 74760.8331 | 32572.0728 | 14958.6603 | 6186.8651 | 5146.805 | 4654.1799 | 4886.1727 | 26742.8196 | 5852.2017 | 6597.8463 | 4608.7766 | 5899.4441 | 165806.4 | 20199.2391 | 10566.7893 | 72808.631 | 39030.1 | 24486.2913 | 12329.7807 | 7078.1593 | 9641.3711 | 12852.6973 | 28269.3126 | 12314.9073 | 14000.5006 | 7799.2951 | 8280.7561 | 125.3104 | 125.3104 | 125.3104 | 125.3104 | 173.9415 | 125.3104 | 173.9415 | 173.9415 | 173.9415 | 125.3104 | 125.3104 | 125.3104 | 125.3104 | 125.3104 | 125.3104 | 0.0047948 | 1.1602e-06 | 4.4478e-15 | 0.0031219 | 0.01559 | 1.8681e-11 | 0.0097664 | 7.4286e-24 | 7.5147e-10 | 1.575e-11 | 0.0062303 | 5.228e-10 | 2.8966e-09 | 2.0689e-22 | 0.00033246 | 0.0047948 | 0.004796 | 0.004796 | 0.0079167 | 0.023506 | 0.0079167 | 0.033273 | 0.023506 | 0.033273 | 0.0079167 | 0.011025 | 0.0047948 | 0.0079167 | 0.0047948 | 0.0051273
491 | 153407.987 | 15679.5416 | 5766.4272 | 66007.0967 | 36847.9032 | 15295.7303 | 11811.2833 | 2933.1166 | 6406.4667 | 7837.2746 | 26135.2402 | 8031.3872 | 9556.3688 | 3894.9342 | 7066.8305 | n/a | 9902.5488 | 6126.2468 | 3647.8904 | 10766.8909 | 10387.8432 | 8114.0204 | 2201.027 | 4593.7776 | 9452.9312 | 3910.3749 | 8298.255 | 6467.3596 | 2842.6588 | 5670.276 | 231.146 | 214.454 | 214.454 | 217.4445 | 241.4113 | 181.5729 | 256.2986 | 230.1805 | 256.2986 | 200.2473 | 246.0569 | 162.8985 | 220.9365 | 219.4164 | 219.9388 | 175644.4901 | 10478.5239 | 4403.6086 | 71624.6314 | 31745.8431 | 14686.6747 | 5617.9258 | 5150.5937 | 4819.1985 | 4520.9462 | 26964.0259 | 5812.2191 | 6970.7466 | 4758.5683 | 5851.0523 | 160935.5 | 20338.8728 | 10529.8554 | 68637 | 39853.1061 | 24341.2179 | 13490.4462 | 7338.6207 | 9371.6761 | 13350.7773 | 27392.1 | 14000.274 | 13403.1062 | 7404.9271 | 11478.7283 | 92.6321 | 92.6321 | 92.6321 | 116.7316 | 116.7316 | 116.7316 | 116.7316 | 116.7316 | 116.7316 | 116.7316 | 102.1605 | 116.7316 | 116.7316 | 92.6321 | 92.6321 | 0.0023041 | 5.1194e-07 | 1.5829e-15 | 0.010106 | 0.0029746 | 1.9206e-12 | 0.00034909 | 5.4902e-26 | 7.195e-08 | 4.4659e-14 | 0.0066501 | 1.2588e-14 | 4.6144e-09 | 5.0241e-20 | 4.1089e-13 | 0.0023041 | 0.0023046 | 0.0023046 | 0.01241 | 0.015385 | 0.01241 | 0.015734 | 0.015385 | 0.015734 | 0.01241 | 0.0089542 | 0.0023041 | 0.01241 | 0.0023041 | 0.0023041
492 | 148813.3762 | 15112.7166 | 5748.0585 | 64219.3623 | 35852.1161 | 14942.1417 | 11737.8548 | 2900.7362 | 6085.7814 | 7641.239 | 25102.1897 | 7698.3201 | 9764.0563 | 3919.3733 | 6757.3894 | n/a | 8776.8007 | 4718.3922 | 4315.6841 | 6638.2212 | 14665.8419 | 7183.6484 | 1458.6357 | 4449.7754 | 6332.6013 | 4560.7236 | 6340.3373 | 8377.8939 | 2841.1931 | 3358.3972 | 220.9908 | 204.8041 | 204.8041 | 206.8687 | 231.1548 | 170.2031 | 246.255 | 219.7634 | 246.255 | 189.1445 | 236.8588 | 151.2617 | 210.6449 | 209.8375 | 210.3673 | 173639.1286 | 10235.4876 | 4257.6668 | 72752.654 | 33030.8588 | 14433.1813 | 5419.4063 | 5098.4617 | 4897.6176 | 4559.8132 | 24188.6139 | 5824.3633 | 7362.8072 | 4802.0804 | 6396.7597 | 154311.7 | 18271.2883 | 8969.959 | 70591.2652 | 36977.1557 | 27473.1989 | 11970.6546 | 5310.6731 | 8732.093 | 10762.5145 | 25997.1374 | 10668.7763 | 15490.5011 | 7361.5735 | 9736.2569 | 128.07 | 128.07 | 128.07 | 128.07 | 152.9422 | 128.07 | 222.4907 | 152.9422 | 222.4907 | 128.07 | 141.7915 | 128.07 | 128.07 | 128.07 | 128.07 | 0.0075898 | 1.4795e-05 | 3.4891e-11 | 0.00078623 | 0.014966 | 9.8071e-17 | 0.021223 | 2.4781e-15 | 1.5922e-07 | 4.4948e-09 | 0.010762 | 1.353e-08 | 3.1608e-12 | 1.4236e-19 | 6.8861e-10 | 0.0075898 | 0.0076046 | 0.0076046 | 0.008376 | 0.023342 | 0.008376 | 0.044565 | 0.023342 | 0.044565 | 0.008376 | 0.018352 | 0.0075898 | 0.008376 | 0.0075898 | 0.0075898
493 | 149528.9597 | 15612.3115 | 5749.5749 | 64482.2922 | 35862.1665 | 14953.6294 | 11336.5144 | 2826.586 | 5531.6334 | 7719.6179 | 25367.7102 | 7790.3386 | 9548.28 | 3782.6826 | 6822.4177 | n/a | 7798.4438 | 4669.6628 | 5140.6578 | 10145.2551 | 8313.5805 | 8389.6418 | 1280.4547 | 5488.752 | 9338.3289 | 3984.411 | 7298.3056 | 6251.4118 | 2202.3939 | 4261.3666 | 237.2951 | 220.5391 | 220.5391 | 224.9335 | 247.2503 | 192.0584 | 261.0886 | 236.811 | 261.0886 | 209.4168 | 249.9148 | 174.7 | 227.7889 | 225.1518 | 225.6373 | 172781.1344 | 10483.3769 | 4463.2654 | 70775.8958 | 31466.0696 | 14019.3202 | 5575.2378 | 5006.5526 | 4901.9335 | 4207.6677 | 27659.2733 | 5942.86 | 7149.6059 | 4587.065 | 6193.6134 | 158090.5 | 18032.1208 | 9097.6283 | 69951.3222 | 38365.8934 | 21647.3007 | 13748.0796 | 6201.5072 | 10221.4855 | 13141.2966 | 30054.0753 | 12960.2656 | 13163.3177 | 6702.5589 | 10137.68 | 66.44 | 66.44 | 66.44 | 66.44 | 66.44 | 66.44 | 66.44 | 66.44 | 66.44 | 66.44 | 66.44 | 66.44 | 66.44 | 66.44 | 66.44 | 0.001034 | 0.00011617 | 1.5355e-11 | 0.0014231 | 0.0043413 | 6.0048e-10 | 3.2661e-05 | 4.2537e-21 | 1.3055e-12 | 4.6752e-14 | 3.3587e-05 | 2.7724e-13 | 1.1903e-08 | 1.7884e-17 | 1.1101e-10 | 0.001034 | 0.0011501 | 0.0011501 | 0.0024571 | 0.0067984 | 0.0024571 | 0.0068311 | 0.0067984 | 0.0068311 | 0.0024571 | 0.0010676 | 0.001034 | 0.0024571 | 0.001034 | 0.001034
494 | 156403.308 | 16010.8092 | 5906.4921 | 67207.1908 | 37358.9461 | 15496.3696 | 12048.6078 | 2961.3774 | 6239.8854 | 7863.0205 | 26522.0313 | 8151.2403 | 10299.2919 | 4252.1172 | 7025.1829 | n/a | 7511.0134 | 6723.4537 | 4064.3873 | 9135.1034 | 11658.2691 | 6901.0848 | 1958.8344 | 3666.5121 | 5042.846 | 3944.5223 | 6857.4089 | 7552.7329 | 3119.0025 | 4327.1991 | 253.9334 | 235.9173 | 235.9173 | 240.3227 | 264.7175 | 204.2562 | 279.8502 | 253.3017 | 279.8502 | 223.2384 | 268.041 | 185.274 | 243.542 | 240.9615 | 241.4924 | 176150.574 | 10798.3579 | 4459.9283 | 71205.5532 | 32379.8497 | 14339.0306 | 6274.8075 | 4973.3039 | 5210.7856 | 4174.36 | 27002.7158 | 5882.2705 | 7799.5963 | 4697.7348 | 5955.1101 | 162097.4 | 17846.3713 | 11125.882 | 70528.5047 | 40703.7531 | 23747.9396 | 13051.1923 | 6594.2383 | 8835.5978 | 8539.9887 | 27524.9 | 11167.5367 | 15146.8293 | 7654.4373 | 9874.8091 | 149.19 | 149.19 | 149.19 | 149.19 | 149.19 | 149.19 | 149.19 | 149.19 | 149.19 | 149.19 | 151.9143 | 149.19 | 149.19 | 149.19 | 149.19 | 0.0079698 | 0.00054166 | 1.8081e-16 | 0.0061145 | 0.0023009 | 2.0212e-11 | 0.002527 | 1.2847e-21 | 2.7173e-07 | 0.0013168 | 0.0098986 | 2.5019e-08 | 3.1048e-10 | 4.9549e-18 | 2.8612e-09 | 0.0079698 | 0.0085115 | 0.0085115 | 0.014084 | 0.016385 | 0.014084 | 0.018912 | 0.016385 | 0.018913 | 0.015401 | 0.017868 | 0.0079698 | 0.014084 | 0.0079698 | 0.0079698
495 | 154706.352 | 15788.9622 | 6118.0437 | 66515.8199 | 37009.4501 | 15026.31 | 11742.9018 | 2932.4093 | 5706.4934 | 7709.9481 | 26390.7175 | 7952.1559 | 10229.6475 | 3990.4958 | 6894.4933 | n/a | 11420.6955 | 5550.8707 | 4015.6887 | 9048.1601 | 12676.0426 | 9413.4109 | 2064.0724 | 4077.7517 | 7570.8763 | 3874.6842 | 7932.0684 | 6740.9003 | 3415.5222 | 6408.7613 | 228.3691 | 212.0223 | 212.0223 | 215.481 | 238.289 | 181.5444 | 252.4473 | 227.6082 | 252.4473 | 199.3043 | 242.0775 | 163.7844 | 218.6533 | 216.7417 | 217.2384 | 174448.0781 | 9489.8506 | 4252.4018 | 70738.1733 | 31206.9443 | 13689.0997 | 5423.3746 | 5304.8831 | 4915.9292 | 3987.2687 | 27353.2406 | 6193.0351 | 7145.2568 | 4480.3703 | 5796.5075 | 160874.8003 | 20019.0461 | 9794.9725 | 69489.562 | 37961.8043 | 25505.3423 | 14379.5855 | 7218.8555 | 8543.281 | 11389.545 | 30401.8248 | 13433.9034 | 13601.2571 | 7814.7925 | 10537.891 | 122.4958 | 122.4958 | 122.4958 | 122.4958 | 177.5102 | 122.4958 | 177.5102 | 177.5102 | 177.5102 | 122.4958 | 122.4958 | 122.4958 | 122.4958 | 122.4958 | 122.4958 | 0.0056613 | 1.5626e-06 | 7.5973e-12 | 0.007424 | 0.017951 | 2.7762e-14 | 2.197e-05 | 2.3897e-25 | 2.7226e-08 | 3.0651e-10 | 0.00011928 | 1.0208e-13 | 8.2949e-08 | 3.7358e-21 | 1.9873e-11 | 0.0056613 | 0.0056629 | 0.0056629 | 0.013085 | 0.031036 | 0.013085 | 0.031058 | 0.031036 | 0.031058 | 0.013085 | 0.0057806 | 0.0056613 | 0.013085 | 0.0056613 | 0.0056613
496 | 155388.5664 | 15467.322 | 5843.9632 | 66808.181 | 37078.5868 | 15476.1729 | 11954.0283 | 2877.8442 | 6060.8638 | 8071.017 | 26493.6087 | 8251.4471 | 9608.5864 | 4014.0655 | 7185.0469 | n/a | 7684.7785 | 6157.7089 | 3746.6104 | 8626.1993 | 10254.5266 | 9204.9244 | 1846.8833 | 4416.8084 | 5387.805 | 4559.2203 | 4623.1732 | 8317.3948 | 2883.1143 | 4922.1687 | 219.616 | 203.2053 | 203.2053 | 204.1252 | 230.215 | 164.3114 | 246.4564 | 217.9629 | 246.4564 | 184.6842 | 237.6823 | 143.9386 | 208.5013 | 208.619 | 209.1889 | 174548.3263 | 10342.4034 | 4155.4416 | 72046.654 | 32076.7337 | 14815.6992 | 5669.5934 | 5026.0505 | 5049.9635 | 4015.0496 | 25636.2197 | 5988.3678 | 6351.0068 | 4627.4775 | 6087.8697 | 162947.1933 | 16635.7819 | 9641.8505 | 73137.9315 | 38563.3 | 24779.0258 | 14735.7178 | 6828.5338 | 9373.5719 | 9181.1546 | 28851.44 | 10542.041 | 14528.0016 | 7271.5918 | 10843.4383 | 89.3887 | 89.3887 | 89.3887 | 89.3887 | 122.9 | 89.3887 | 122.9 | 122.9 | 122.9 | 89.3887 | 89.3887 | 89.3887 | 89.3887 | 89.3887 | 89.3887 | 0.0024194 | 0.0024082 | 1.2053e-12 | 0.00094538 | 0.011323 | 1.3016e-12 | 1.6702e-05 | 6.1718e-24 | 6.6969e-09 | 0.00017661 | 0.0013656 | 9.0901e-07 | 6.0444e-11 | 2.9539e-18 | 4.3362e-11 | 0.0024194 | 0.0048276 | 0.0048276 | 0.0033648 | 0.014688 | 0.0033648 | 0.014705 | 0.014688 | 0.014705 | 0.0035414 | 0.003785 | 0.0024203 | 0.0033648 | 0.0024194 | 0.0024194
497 | 157580.0069 | 16048.209 | 5899.4239 | 67648.4756 | 37694.7253 | 15648.2059 | 11993.3636 | 3152.96 | 6204.4307 | 8090.746 | 26710.011 | 8217.2724 | 10197.9453 | 4063.1395 | 7187.8359 | n/a | 12661.5514 | 4920.5191 | 4758.7656 | 9114.1915 | 11967.9805 | 8750.1665 | 1947.4635 | 3964.9988 | 7707.2895 | 4095.2855 | 3645.7777 | 6476.2039 | 2881.6542 | 5321.6691 | 220.6726 | 204.0836 | 204.0836 | 204.6623 | 231.4748 | 163.6254 | 248.1715 | 218.8791 | 248.1715 | 184.5695 | 239.5275 | 142.6813 | 209.2498 | 209.6492 | 210.235 | 172506.0529 | 10908.1361 | 4255.8003 | 69857.7413 | 32910.7839 | 14269.6087 | 6140.1551 | 5192.6968 | 5004.7142 | 4517.0085 | 26188.3591 | 5904.1875 | 7668.6413 | 4746.2242 | 6032.4521 | 162428.3 | 22614.5876 | 9166.8194 | 72185.9069 | 40651.6754 | 25966.4893 | 14742.4216 | 7087.8602 | 8942.313 | 12015.598 | 27889.5918 | 9487.5652 | 13814.7452 | 6846.2784 | 11354.1212 | 148 | 148 | 148 | 148 | 148 | 148 | 148 | 148 | 148 | 148 | 148 | 148 | 148 | 148 | 148 | 0.013775 | 7.1307e-09 | 4.4855e-11 | 0.0029551 | 0.0032881 | 1.2672e-13 | 1.8775e-05 | 5.9075e-22 | 1.3263e-07 | 2.2559e-10 | 0.007742 | 0.00010835 | 3.0733e-08 | 9.2975e-16 | 2.5055e-12 | 0.013775 | 0.013775 | 0.013775 | 0.01673 | 0.020018 | 0.01673 | 0.020037 | 0.020018 | 0.020037 | 0.01673 | 0.021517 | 0.013884 | 0.01673 | 0.013775 | 0.013775
498 | 153413.7793 | 15541.0286 | 5473.6709 | 65996.4455 | 36601.5616 | 15175.0153 | 11792.7833 | 3106.6658 | 6178.8045 | 7538.6947 | 26063.6933 | 7927.0429 | 9564.766 | 3869.0757 | 7020.6108 | n/a | 8295.4018 | 6046.5022 | 4443.9075 | 7190.4146 | 7425.9568 | 6814.0111 | 1559.9607 | 5451.9075 | 6613.8856 | 3885.4941 | 5317.4614 | 7033.447 | 3520.0417 | 4839.2286 | 227.5484 | 210.0333 | 210.0333 | 209.2035 | 239.3152 | 162.6329 | 258.0887 | 225.1528 | 258.0887 | 186.182 | 249.8856 | 139.0838 | 214.7197 | 216.2911 | 216.9498 | 174081.2926 | 9751.8168 | 4442.2763 | 70025.9502 | 30867.3984 | 14769.184 | 5309.7329 | 5002.8854 | 4612.5748 | 4317.0193 | 27064.6854 | 5916.6022 | 6434.6502 | 4691.3021 | 6048.0826 | 162040.3 | 15712.0186 | 10488.7784 | 71356.7126 | 36888.5 | 20666.9089 | 12123.744 | 6562.8461 | 10064.4823 | 10925.705 | 27511.9 | 9711.0316 | 13246.8972 | 8115.2438 | 10868.4112 | 67.1542 | 241.0047 | 241.0047 | 67.1542 | 295.52 | 67.1542 | 295.52 | 295.52 | 295.52 | 67.1542 | 76.2 | 67.1542 | 67.1542 | 67.1542 | 67.1542 | 0.0011513 | 0.028264 | 5.306e-17 | 0.0016502 | 0.031938 | 1.847e-08 | 0.016098 | 8.3621e-20 | 6.4911e-10 | 9.1358e-10 | 0.0049799 | 7.0066e-06 | 9.2519e-09 | 6.7077e-24 | 8.9836e-12 | 0.0011513 | 0.029415 | 0.029415 | 0.0028014 | 0.03474 | 0.0028015 | 0.050838 | 0.03474 | 0.050838 | 0.0028015 | 0.0061312 | 0.0011583 | 0.0028015 | 0.0011513 | 0.0011513
499 | 155824.0027 | 15724.0197 | 6009.8612 | 66955.0743 | 37312.1436 | 16001.9562 | 11735.4872 | 2990.2369 | 5802.7394 | 8065.7137 | 26333.6801 | 8270.1189 | 10084.6336 | 4098.8014 | 7274.5823 | n/a | 9561.8957 | 5576.0657 | 4843.7011 | 11103.2373 | 11589.534 | 6793.6782 | 2022.7998 | 4034.1902 | 6830.0607 | 4551.9454 | 6200.6862 | 7310.3552 | 3619.9786 | 5818.6301 | 219.7328 | 202.8603 | 202.8603 | 202.202 | 231.0325 | 157.6574 | 249.0052 | 217.4742 | 249.0052 | 180.202 | 241.0126 | 135.1129 | 207.45 | 208.8511 | 209.4817 | 175713.8926 | 9818.4799 | 4108.7842 | 71889.8225 | 32688.8541 | 14954.7691 | 5960.6069 | 5050.6572 | 4913.1382 | 4546.5657 | 27539.8861 | 5946.6431 | 6268.471 | 4618.307 | 6098.7119 | 159588.2 | 17773.8507 | 8508.025 | 69780.7057 | 40894.2984 | 24319.5783 | 12301.7922 | 7014.257 | 8602.0355 | 10793.9263 | 31374.5315 | 11631.9293 | 12625.5263 | 6760.5607 | 11521.042 | 172.2819 | 172.2819 | 172.2819 | 172.2819 | 172.2819 | 172.2819 | 172.2819 | 172.2819 | 172.2819 | 172.2819 | 172.2819 | 172.2819 | 172.2819 | 172.2819 | 172.2819 | 0.026253 | 0.00029735 | 8.1617e-09 | 0.008231 | 0.001868 | 3.3573e-11 | 0.0081722 | 1.6604e-23 | 4.1314e-08 | 6.9763e-08 | 2.5931e-05 | 6.0658e-09 | 1.7959e-06 | 4.6829e-15 | 2.1217e-12 | 0.026253 | 0.026551 | 0.026551 | 0.034484 | 0.036352 | 0.034484 | 0.044525 | 0.036352 | 0.044525 | 0.034484 | 0.026279 | 0.026253 | 0.034486 | 0.026253 | 0.026253
500 | 152874.6353 | 15398.7238 | 6017.4685 | 65798.6505 | 36548.7828 | 15138.437 | 11432.0243 | 2963.6859 | 5988.984 | 8027.0873 | 25878.8056 | 7884.224 | 9636.8349 | 4091.3528 | 6659.5502 | n/a | 9755.9132 | 5880.7739 | 4320.2087 | 11282.4802 | 11116.3864 | 8660.3954 | 1435.3322 | 4689.4587 | 8543.4926 | 3269.5087 | 6102.9301 | 5920.0022 | 2847.9503 | 4370.9679 | 210.7103 | 194.3771 | 194.3771 | 193.211 | 221.7814 | 148.9002 | 239.5997 | 208.3397 | 239.5997 | 171.2511 | 232.2017 | 126.5493 | 198.5381 | 200.3165 | 200.9417 | 172984.749 | 10920.1442 | 4214.1619 | 70041.7392 | 32106.1715 | 14692.0698 | 5773.3683 | 5097.9039 | 4899.955 | 4635.5645 | 25383.9826 | 5996.0869 | 7061.0357 | 4566.1369 | 6270.886 | 159600.5 | 18608.974 | 10094.9358 | 68469.1 | 40435.2871 | 25454.1561 | 13695.9993 | 6533.2361 | 8946.7136 | 12972.5571 | 26829 | 11951.217 | 12632.6378 | 7292.4871 | 10172.0274 | 100.2069 | 100.2069 | 100.2069 | 101.6 | 101.6 | 101.6 | 101.6 | 101.6 | 101.6 | 101.6 | 135.35 | 101.6 | 101.6 | 100.2069 | 100.2069 | 0.0037925 | 1.5095e-05 | 4.2428e-13 | 0.0098615 | 0.0013393 | 5.2525e-14 | 5.3482e-05 | 2.9046e-21 | 2.9858e-08 | 1.3552e-12 | 0.010327 | 8.6578e-11 | 1.7413e-07 | 1.1093e-17 | 2.0707e-11 | 0.0037925 | 0.0038076 | 0.0038076 | 0.013654 | 0.014993 | 0.013654 | 0.015047 | 0.014993 | 0.015047 | 0.013654 | 0.01412 | 0.0037925 | 0.013654 | 0.0037925 | 0.0037925
501 | 151407.1164 | 15352.6362 | 5620.1024 | 65223.7547 | 36410.3051 | 15074.78 | 11769.6656 | 2817.1863 | 5882.6448 | 7650.1145 | 25719.3266 | 8064.2848 | 9818.4918 | 3990.6847 | 7172.0942 | n/a | 9362.8431 | 4634.7477 | 4624.6869 | 6690.2731 | 11393.3988 | 8635.212 | 1922.4706 | 3784.6968 | 6584.4947 | 4645.3585 | 5814.5567 | 8874.8948 | 4207.6181 | 5324.6238 | 236.0115 | 218.1488 | 218.1488 | 218.3473 | 247.7497 | 173.2038 | 266.0658 | 233.9324 | 266.0658 | 196.1792 | 257.0302 | 150.2285 | 223.4853 | 224.2541 | 224.8968 | 175613.4934 | 11322.6435 | 4299.3409 | 70725.6233 | 32400.8647 | 13870.3643 | 5502.5362 | 5085.5069 | 4712.2335 | 4808.2181 | 24417.2007 | 5833.7138 | 7475.3527 | 4531.426 | 5952.4814 | 156820.6 | 20192.9866 | 8851.3886 | 68517.9768 | 37604.1352 | 24726.0631 | 14067.2455 | 6982.7775 | 8449.1303 | 11049.9128 | 26552.6 | 11453.3705 | 14934.3705 | 8466.744 | 8749.9777 | 140.9283 | 140.9283 | 140.9283 | 140.9283 | 158.7762 | 140.9283 | 158.7762 | 158.7762 | 158.7762 | 140.9283 | 166.19 | 140.9283 | 140.9283 | 140.9283 | 140.9283 | 0.008451 | 2.5643e-07 | 2.0261e-11 | 0.0058467 | 0.014303 | 2.7256e-13 | 5.8805e-05 | 1.2891e-25 | 1.5283e-07 | 1.105e-09 | 0.012206 | 3.5536e-09 | 4.2212e-11 | 2.2368e-24 | 5.2304e-06 | 0.008451 | 0.0084513 | 0.0084513 | 0.014298 | 0.028601 | 0.014298 | 0.028659 | 0.028601 | 0.02866 | 0.014298 | 0.020657 | 0.0084511 | 0.014298 | 0.008451 | 0.0084563
502 | 154821.0254 | 15828.4262 | 5613.5187 | 66581.2792 | 36970.5611 | 15715.4746 | 11752.4038 | 2859.4407 | 5767.4076 | 8022.1067 | 26519.3836 | 8347.8857 | 10037.021 | 4124.8462 | 7168.2834 | n/a | 10195.19 | 5212.7809 | 3968.5414 | 9725.8844 | 11440.4045 | 8648.682 | 1605.2921 | 4331.7889 | 7662.7078 | 4357.802 | 7083.1474 | 6326.656 | 3321.5734 | 6084.5016 | 229.3956 | 211.9777 | 211.9777 | 211.9758 | 240.8905 | 167.5167 | 258.9057 | 227.3001 | 258.9057 | 190.1147 | 250.2204 | 144.9188 | 217.0771 | 217.9827 | 218.6149 | 173891.4697 | 10952.8069 | 4340.9886 | 71034.212 | 31095.8718 | 14512.671 | 5848.7118 | 4972.4167 | 4914.4066 | 4351.0074 | 26330.9027 | 5780.2017 | 6343.4784 | 4588.3044 | 6042.4266 | 164007.9 | 21029.3969 | 9546.0695 | 72111.3971 | 38873.8 | 25632.3755 | 14479.4375 | 6564.7088 | 9233.4393 | 11887.0152 | 29913.2047 | 12669.3491 | 12293.2343 | 7822.9779 | 12108.0282 | 57.18 | 57.18 | 57.18 | 57.18 | 87.97 | 57.18 | 87.97 | 87.97 | 87.97 | 57.18 | 57.18 | 57.18 | 57.18 | 57.18 | 57.18 | 0.00085042 | 1.5434e-07 | 1.788e-13 | 0.0015299 | 0.0078349 | 3.9368e-13 | 1.7076e-05 | 1.0295e-22 | 1.4321e-09 | 2.5683e-10 | 0.00030213 | 8.0627e-11 | 5.2678e-06 | 6.1976e-20 | 2.9854e-14 | 0.00085042 | 0.00085057 | 0.00085057 | 0.0023803 | 0.010215 | 0.0023803 | 0.010232 | 0.010215 | 0.010232 | 0.0023803 | 0.0011525 | 0.00085042 | 0.0023856 | 0.00085042 | 0.00085042
503 | 155214.7418 | 15601.0372 | 5717.15 | 66701.3298 | 36980.8974 | 15706.0749 | 12056.542 | 2968.4775 | 6071.5513 | 8088.1657 | 26605.339 | 8170.0359 | 9710.4349 | 3795.9714 | 7262.1181 | n/a | 9087.7636 | 6211.7516 | 4135.4074 | 8339.3302 | 8062.9713 | 6471.6197 | 1819.8444 | 3598.9386 | 6310.5921 | 4527.1111 | 7140.9923 | 7101.9623 | 3149.509 | 4346.7736 | 219.9527 | 202.9549 | 202.9549 | 201.9186 | 231.4298 | 156.2037 | 249.8322 | 217.5473 | 249.8322 | 179.2874 | 242.0197 | 133.12 | 207.3797 | 209.0891 | 209.7348 | 174745.6814 | 10060.0397 | 4469.4742 | 70746.4577 | 33796.2523 | 14951.0556 | 6153.5732 | 5066.0779 | 4948.4732 | 4760.2257 | 26800.758 | 6028.6097 | 7016.6349 | 4456.0763 | 6086.6598 | 161926.7163 | 18998.4033 | 10657.2258 | 69085.1 | 40541.4896 | 22694.7269 | 12212.9 | 6456.7223 | 8135.1188 | 10949.3178 | 29538.269 | 12971.802 | 12447.3594 | 7016.9854 | 10110.5334 | 107.0448 | 107.0448 | 107.0448 | 120.6189 | 120.6189 | 120.6189 | 273.12 | 120.6189 | 273.12 | 120.6189 | 107.0448 | 120.6189 | 120.6189 | 107.0448 | 107.0448 | 0.0041009 | 1.059e-05 | 3.7812e-16 | 0.011573 | 0.0018514 | 6.6793e-10 | 0.026724 | 8.4866e-21 | 2.3524e-06 | 3.8091e-08 | 0.0006002 | 5.2968e-12 | 5.4954e-07 | 5.4948e-19 | 4.9209e-09 | 0.0041009 | 0.0041114 | 0.0041114 | 0.015674 | 0.017525 | 0.015674 | 0.044249 | 0.017525 | 0.044252 | 0.015674 | 0.0047011 | 0.0041009 | 0.015674 | 0.0041009 | 0.0041009
504 | 154206.9759 | 15430.0916 | 5861.1986 | 66334.8536 | 36815.3957 | 15322.8833 | 11783.8576 | 3043.2602 | 6076.0583 | 7833.437 | 26029.9175 | 7740.226 | 9841.096 | 3953.5241 | 7194.8944 | n/a | 9177.0678 | 7380.5843 | 4907.8324 | 7475.0659 | 12676.2452 | 9289.3872 | 1960.3564 | 3538.3106 | 6602.8975 | 4865.4373 | 7562.328 | 8132.5879 | 2923.9963 | 5637.415 | 219.9013 | 202.8823 | 202.8823 | 201.7585 | 231.4144 | 155.7924 | 249.9083 | 217.4629 | 249.9083 | 178.9908 | 242.1413 | 132.5939 | 207.2666 | 209.0469 | 209.6959 | 172917.8343 | 10120.9764 | 4197.5796 | 70280.1139 | 31522.1185 | 13738.7228 | 5630.4138 | 5116.3111 | 4736.757 | 4189.2676 | 27112.5726 | 5299.3294 | 6498.0255 | 4661.6003 | 6276.9562 | 161688.3976 | 19274.8442 | 11578.1639 | 72215.8096 | 38550.5477 | 25983.568 | 14968.9643 | 7076.6675 | 8268.8676 | 10681.4651 | 31246.3099 | 12540.9574 | 13187.0134 | 7454.2966 | 10651.4712 | 89.9198 | 89.9198 | 89.9198 | 89.9198 | 99.3525 | 89.9198 | 99.3525 | 99.3525 | 99.3525 | 89.9198 | 89.9198 | 89.9198 | 89.9198 | 89.9198 | 89.9198 | 0.0024432 | 3.1947e-06 | 5.7148e-18 | 0.0012149 | 0.0090125 | 2.9646e-14 | 4.7267e-06 | 3.495e-23 | 1.2961e-06 | 2.5952e-08 | 1.832e-05 | 1.4977e-12 | 5.4938e-08 | 1.0249e-19 | 1.3876e-10 | 0.0024432 | 0.0024464 | 0.0024464 | 0.0036581 | 0.012671 | 0.0036581 | 0.012675 | 0.012671 | 0.012677 | 0.0036581 | 0.0024615 | 0.0024432 | 0.0036581 | 0.0024432 | 0.0024432
505 | 160559.1311 | 16059.9897 | 6038.5746 | 68855.8684 | 38364.5988 | 16208.3989 | 12377.6348 | 3067.4785 | 6208.3934 | 8352.6432 | 27235.5407 | 8614.1383 | 9987.3708 | 4197.8611 | 7577.0928 | n/a | 9214.6151 | 6035.6231 | 3915.0244 | 9717.1867 | 11364.2304 | 8913.8094 | 1951.3709 | 4832.0615 | 6404.3468 | 3121.0018 | 6629.7702 | 6349.8173 | 2975.6039 | 5255.9222 | 245.9511 | 228.2897 | 228.2897 | 231.8197 | 256.7206 | 194.6884 | 272.1818 | 245.0569 | 272.1818 | 214.0826 | 261.1109 | 175.2941 | 235.3437 | 233.4434 | 233.9859 | 178624.2421 | 10573.0497 | 4227.0886 | 74897.8953 | 34156.0483 | 14086.6562 | 5543.051 | 5230.2826 | 4631.9327 | 4344.4647 | 26388.2207 | 5892.0776 | 5589.8574 | 4644.8919 | 5966.9127 | 164436.3 | 19621.7648 | 10183.2116 | 73640.2359 | 39678.4512 | 25301.0866 | 14272.1604 | 5673.5871 | 9335.8942 | 10670.7115 | 29023.1225 | 12450.1478 | 11663.0747 | 6279.6367 | 11187.1349 | 192.8974 | 192.8974 | 192.8974 | 192.8974 | 192.8974 | 192.8974 | 192.8974 | 192.8974 | 192.8974 | 192.8974 | 192.8974 | 192.8974 | 192.8974 | 192.8974 | 192.8974 | 0.026511 | 9.086e-06 | 3.0511e-13 | 0.0026758 | 0.013647 | 6.4698e-12 | 0.00024214 | 1.2469e-15 | 2.2554e-08 | 7.4702e-07 | 0.0033727 | 1.342e-09 | 5.038e-05 | 5.0123e-12 | 1.63e-10 | 0.026511 | 0.02652 | 0.02652 | 0.029187 | 0.042834 | 0.029187 | 0.043076 | 0.042834 | 0.043076 | 0.029188 | 0.029884 | 0.026511 | 0.029237 | 0.026511 | 0.026511
506 | 156708.1066 | 16105.3461 | 6049.9982 | 67313.0078 | 37551.7073 | 15748.2593 | 11778.8263 | 2854.8019 | 5720.1508 | 8039.8586 | 26649.0108 | 8103.81 | 10230.334 | 4098.8432 | 7168.7943 | n/a | 10047.7441 | 5795.2846 | 4109.2537 | 11094.1679 | 11716.0282 | 7519.7476 | 1206.9815 | 4292.6863 | 6358.443 | 3531.9127 | 5632.2418 | 6519.2291 | 3754.5498 | 3983.0637 | 220.8536 | 204.0682 | 204.0682 | 204.0102 | 231.9452 | 161.039 | 249.3509 | 218.8147 | 249.3509 | 182.8724 | 241.017 | 139.2056 | 208.9525 | 209.8701 | 210.4808 | 169918.368 | 10151.9389 | 4116.1416 | 69667.3306 | 30421.7015 | 13973.781 | 5214.5325 | 5072.9238 | 4451.1875 | 4702.2395 | 23412.0813 | 5670.8766 | 7529.1717 | 4481.7579 | 5952.1342 | 164373.2 | 19733.083 | 9903.5262 | 71785.3186 | 41475.2037 | 25145.5091 | 12816.9144 | 6231.2054 | 8743.8737 | 10699.6825 | 25715.894 | 11119.8184 | 12658.7008 | 7926.7077 | 9200.3979 | 89.01 | 89.01 | 89.01 | 89.01 | 89.01 | 89.01 | 89.01 | 89.01 | 89.01 | 89.01 | 361.5256 | 89.01 | 89.01 | 89.01 | 89.01 | 0.0023495 | 7.9589e-06 | 1.9618e-12 | 0.0030332 | 0.0014218 | 1.5513e-12 | 0.0021422 | 6.4247e-21 | 1.1146e-08 | 9.3201e-08 | 0.11992 | 2.3031e-08 | 3.2006e-06 | 1.1356e-20 | 4.023e-07 | 0.0023495 | 0.0023575 | 0.0023575 | 0.0053827 | 0.0068045 | 0.0053827 | 0.0089467 | 0.0068045 | 0.0089467 | 0.0053828 | 0.12227 | 0.0023496 | 0.0053859 | 0.0023495 | 0.0023499
507 | 153611.5019 | 15630.8607 | 5798.2237 | 66102.4253 | 36749.1858 | 15118.3941 | 11820.7891 | 3002.8418 | 5985.6296 | 7754.179 | 26419.4261 | 7952.1215 | 9586.2463 | 4165.8323 | 7038.1698 | n/a | 10871.9425 | 5175.4012 | 4194.6477 | 9532.364 | 9928.0531 | 8468.6505 | 2161.9268 | 3292.0606 | 8281.4636 | 4412.9332 | 5478.8778 | 6738.3823 | 3196.5832 | 5724.9936 | 246.5535 | 229.5784 | 229.5784 | 235.659 | 256.2303 | 206.0198 | 268.9556 | 246.6306 | 268.9556 | 221.9821 | 256.5916 | 190.0574 | 237.7915 | 233.8201 | 234.2666 | 175250.0122 | 10892.1673 | 4219.7194 | 70848.4574 | 31132.7774 | 13923.8483 | 5771.6537 | 5202.9729 | 4904.4124 | 4117.3949 | 25922.0005 | 6008.4925 | 6529.7266 | 4620.8695 | 5867.4379 | 159155.5 | 21384.8686 | 9360.0206 | 68344.5 | 38110 | 21529.9203 | 14181.2032 | 7364.8998 | 8143.972 | 12291.5586 | 28828.1338 | 10088.1892 | 12411.1089 | 7712.3527 | 11573.5315 | 145.9986 | 145.9986 | 145.9986 | 147.1016 | 148.1835 | 147.1016 | 148.1835 | 148.1835 | 148.1835 | 147.1016 | 145.9986 | 147.1016 | 147.1016 | 145.9986 | 145.9986 | 0.0082069 | 3.4146e-08 | 4.605e-12 | 0.01229 | 0.012477 | 1.5385e-09 | 5.0607e-05 | 3.3334e-25 | 1.3074e-06 | 4.5367e-12 | 0.0012553 | 1.2888e-06 | 3.3067e-07 | 4.8381e-19 | 1.823e-13 | 0.0082069 | 0.0082069 | 0.0082069 | 0.020497 | 0.032973 | 0.020497 | 0.033024 | 0.032973 | 0.033025 | 0.020497 | 0.0094622 | 0.0082082 | 0.020497 | 0.0082069 | 0.0082069
508 | 156409.0181 | 15971.8554 | 5763.3049 | 67187.1797 | 37417.2695 | 15755.709 | 12108.8249 | 2978.8752 | 6010.1247 | 8238.5318 | 26581.3297 | 8606.0208 | 9741.7621 | 4198.9359 | 7158.5602 | n/a | 10835.7136 | 6409.2123 | 4074.1089 | 10510.2872 | 11796.5545 | 8909.7113 | 1563.4673 | 4414.6981 | 10954.072 | 3173.0676 | 6681.9589 | 7372.4485 | 3150.6079 | 4739.9094 | 226.7114 | 209.6072 | 209.6072 | 209.9882 | 237.9032 | 167.1916 | 255.2898 | 224.7871 | 255.2898 | 189.001 | 246.5155 | 145.3821 | 214.8189 | 215.4027 | 216.0128 | 172600.8795 | 10154.4549 | 4105.2686 | 69092.3039 | 30782.4724 | 14727.9161 | 5664.6618 | 5011.5952 | 4968.8997 | 4671.4932 | 28140.2445 | 5966 | 6519.0791 | 4625.4065 | 5912.1649 | 162691.1 | 20624.4685 | 10450.081 | 71903.9128 | 40970.4596 | 26102.9706 | 14490.0731 | 6575.0625 | 9313.5978 | 15459.3653 | 29630.3121 | 12392.6589 | 13727.2276 | 7491.2144 | 10540.4742 | 120.6282 | 120.6282 | 120.6282 | 120.6282 | 120.6282 | 120.6282 | 120.6282 | 120.6282 | 120.6282 | 120.6282 | 120.6282 | 120.6282 | 120.6282 | 120.6282 | 120.6282 | 0.0054978 | 6.402e-07 | 2.5685e-15 | 0.0025978 | 0.0019319 | 1.4093e-13 | 5.6026e-05 | 2.622e-21 | 6.1372e-09 | 5.2085e-17 | 0.00050495 | 1.65e-09 | 3.5557e-09 | 1.0287e-17 | 1.9174e-10 | 0.0054978 | 0.0054984 | 0.0054984 | 0.0080955 | 0.010027 | 0.0080955 | 0.010083 | 0.010027 | 0.010083 | 0.0080955 | 0.0060027 | 0.0054978 | 0.0080955 | 0.0054978 | 0.0054978
509 | 153064.1148 | 15638.4531 | 5985.3521 | 65886.6828 | 36620.5667 | 15619.6704 | 11961.6423 | 2923.3591 | 6100.2656 | 7900.1471 | 25924.5513 | 7911.9499 | 9452.7983 | 4016.1541 | 6778.4425 | n/a | 10070.5186 | 4876.1401 | 3595.2683 | 10862.2893 | 9702.8503 | 6643.9304 | 1651.0386 | 4845.2578 | 10018.5167 | 4321.8684 | 6108.2605 | 7009.7762 | 3911.1079 | 5749.7788 | 230.5601 | 213.9568 | 213.9568 | 217.1018 | 240.7279 | 181.8044 | 255.4007 | 229.6591 | 255.4007 | 200.2097 | 245.1043 | 163.3992 | 220.4957 | 218.8477 | 219.3626 | 176233.9778 | 10467.1672 | 4348.2605 | 74291.0109 | 34770.1946 | 13947.7496 | 6125.5357 | 4920.2634 | 4834.2754 | 4381.8956 | 24742.2561 | 5939.108 | 6450.9088 | 4470.7254 | 6260.8585 | 159787.6 | 19268.2858 | 9175.2006 | 69130.6667 | 42407.469 | 20425.5023 | 12472 | 6447.302 | 9524.9671 | 12917.0635 | 27573.8079 | 10305.6198 | 13295.385 | 6687.1846 | 11647.6373 | 109.89 | 109.89 | 109.89 | 109.89 | 109.89 | 109.89 | 126.4814 | 109.89 | 126.4814 | 109.89 | 109.89 | 109.89 | 109.89 | 109.89 | 109.89 | 0.0038297 | 6.1262e-06 | 9.8577e-11 | 0.0061608 | 0.00025357 | 1.6132e-07 | 0.0098594 | 2.7989e-21 | 4.398e-09 | 6.4679e-13 | 0.0036464 | 3.4485e-07 | 3.9427e-09 | 2.2971e-15 | 9.1506e-15 | 0.0038297 | 0.0038359 | 0.0038359 | 0.0099905 | 0.010244 | 0.0099907 | 0.020103 | 0.010244 | 0.020103 | 0.0099907 | 0.0074761 | 0.0038302 | 0.0099905 | 0.0038297 | 0.0038297
510 | 157363.5759 | 15819.6533 | 5781.9422 | 67567.438 | 37584.5991 | 15875.3939 | 11745.6776 | 2968.2808 | 6059.7783 | 8301.5628 | 26550.9449 | 8313.4303 | 10101.865 | 3849.2349 | 7063.039 | n/a | 8207.7592 | 5756.6558 | 4065.1619 | 8065.2943 | 13752.5373 | 6899.5519 | 2211.865 | 4836.6809 | 9460.6607 | 4568.1389 | 6658.9484 | 5758.4262 | 3409.8867 | 4387.4569 | 215.9724 | 199.7167 | 199.7167 | 200.213 | 226.5754 | 159.8413 | 242.993 | 214.1903 | 242.993 | 180.4351 | 234.5679 | 139.2474 | 204.7415 | 205.1892 | 205.7653 | 174877.2541 | 10232.5034 | 4233.0781 | 72145.5111 | 29933.1746 | 14818.9677 | 5963.8133 | 5181.4514 | 4962.049 | 4298.6215 | 27314.6303 | 6128.3023 | 7097.7173 | 4724.8658 | 6157.6601 | 163219 | 18406.9626 | 9975.3339 | 72166.168 | 37129.4689 | 28229.605 | 12739.4652 | 7380.3164 | 9688.6299 | 13553.8822 | 29764.8692 | 12650.7507 | 12685.8435 | 7866.9525 | 10481.417 | 124.3278 | 124.3278 | 124.3278 | 124.3278 | 339.8631 | 124.3278 | 339.8631 | 339.8631 | 339.8631 | 124.3278 | 124.3278 | 124.3278 | 124.3278 | 124.3278 | 124.3278 | 0.0073705 | 8.3812e-05 | 7.0511e-14 | 0.0028373 | 0.060714 | 1.0981e-15 | 0.0024112 | 9.7076e-26 | 1.5211e-09 | 7.0896e-13 | 0.00039503 | 6.8877e-11 | 1.5428e-06 | 7.6979e-23 | 1.2014e-10 | 0.0073705 | 0.0074543 | 0.0074543 | 0.010208 | 0.070922 | 0.010208 | 0.073333 | 0.070922 | 0.073333 | 0.010208 | 0.0077656 | 0.0073705 | 0.010209 | 0.0073705 | 0.0073705
511 | 156589.184 | 15855.103 | 5941.1062 | 67252.2963 | 37550.7228 | 16012.5081 | 12122.8342 | 3061.7106 | 6115.4801 | 8223.5422 | 26595.0628 | 8379.0722 | 10024.7518 | 4058.0099 | 6949.6399 | n/a | 10368.4869 | 5857.9092 | 2938.6867 | 10059.3301 | 10558.9475 | 8080.7142 | 2380.7519 | 4321.6826 | 8588.1609 | 2707.2665 | 6392.1522 | 6451.3682 | 3173.9587 | 5740.7103 | 223.5956 | 207.0532 | 207.0532 | 208.5673 | 234.1324 | 169.7547 | 250.0379 | 222.1337 | 250.0379 | 189.7062 | 240.8173 | 149.8032 | 212.7046 | 212.355 | 212.913 | 174907.6192 | 9766.2182 | 4335.3217 | 71906.6062 | 31483.5371 | 14690.4893 | 6012.0413 | 5196.8796 | 4872.4957 | 4343.0576 | 26176.2223 | 5910.344 | 6255.1325 | 4587.2504 | 6186.2811 | 161709.2 | 19813.005 | 10096.0309 | 69035.4 | 38623.2 | 24523.6368 | 13274.0555 | 7192.0315 | 8572.6784 | 12591.2185 | 27404.5 | 11916.6961 | 11764.4007 | 6299.4191 | 11876.2914 | 143.6 | 143.6 | 143.6 | 152.969 | 164.6508 | 152.969 | 164.6508 | 164.6508 | 164.6508 | 152.969 | 162.69 | 152.969 | 152.969 | 143.6 | 143.6 | 0.011441 | 3.1395e-06 | 1.8705e-13 | 0.015693 | 0.016389 | 2.0998e-11 | 0.0017031 | 1.4715e-23 | 4.0631e-07 | 3.7413e-11 | 0.013169 | 3.2957e-09 | 4.0114e-05 | 3.857e-13 | 1.3401e-14 | 0.011441 | 0.011444 | 0.011444 | 0.027134 | 0.043523 | 0.027134 | 0.045226 | 0.043523 | 0.045226 | 0.027134 | 0.02461 | 0.011441 | 0.027174 | 0.011441 | 0.011441
512 | 150663.1317 | 15322.0403 | 5760.7225 | 64898.6156 | 35871.8979 | 14940.6382 | 11501.1938 | 2887.0641 | 6050.5561 | 7611.4353 | 25794.8819 | 7720.3392 | 9533.8867 | 4105.7121 | 6935.0644 | n/a | 10965.313 | 6129.5556 | 5863.4886 | 7605.0979 | 10283.1248 | 7522.6067 | 1902.6299 | 3693.4444 | 6832.7895 | 3225.8159 | 6200.2599 | 6670.395 | 3791.2532 | 5658.332 | 259.7447 | 242.1349 | 242.1349 | 249.494 | 269.5197 | 221.1122 | 281.8858 | 260.191 | 281.8858 | 236.624 | 268.3856 | 205.6004 | 251.2156 | 246.2569 | 246.6908 | 178336.4562 | 10984.5758 | 4032.3638 | 72089.7386 | 32839.9557 | 14036.8049 | 5749.2487 | 5157.4992 | 5005.1512 | 4486.9043 | 28006.8659 | 5914.4265 | 7637.9984 | 4582.2116 | 6061.4151 | 157700.6 | 21132.4888 | 10129.6193 | 69514.1245 | 37412.3 | 22423.8551 | 13167.2554 | 7045.129 | 8607.2956 | 9860.0193 | 27979.8835 | 11678.2864 | 13896.1934 | 8025.1649 | 10880.0471 | 113.1292 | 113.1292 | 113.1292 | 113.1292 | 132.37 | 113.1292 | 132.37 | 132.37 | 132.37 | 113.1292 | 113.1292 | 113.1292 | 113.1292 | 113.1292 | 113.1292 | 0.002913 | 2.2354e-08 | 2.0242e-14 | 0.0025016 | 0.010314 | 7.1528e-11 | 0.0003189 | 5.2454e-25 | 2.255e-07 | 3.7141e-07 | 0.0016122 | 9.7946e-11 | 5.2184e-10 | 4.4234e-21 | 3.8761e-12 | 0.002913 | 0.002913 | 0.002913 | 0.0054146 | 0.015729 | 0.0054146 | 0.016048 | 0.015729 | 0.016048 | 0.005415 | 0.0045252 | 0.002913 | 0.0054146 | 0.002913 | 0.002913
513 | 158773.7299 | 15874.6042 | 6193.8225 | 68160.483 | 37965.731 | 15840.7975 | 12287.5816 | 3036.9598 | 6377.6355 | 8262.7151 | 26937.3991 | 8116.35 | 9935.8217 | 4094.1077 | 7234.7834 | n/a | 10504.9208 | 4548.6847 | 3383.4383 | 7043.6224 | 6633.7092 | 7616.6188 | 1361.7388 | 3848.9276 | 7578.5644 | 3983.1691 | 6356.9993 | 8711.0483 | 3905.1417 | 3439.0075 | 258.745 | 241.4086 | 241.4086 | 249.4558 | 268.1669 | 223.3208 | 279.7035 | 259.4639 | 279.7035 | 237.7921 | 265.8984 | 208.8495 | 250.7762 | 245.2541 | 245.6589 | 174430.9515 | 10398.9044 | 4289.9103 | 69136.883 | 30605.0258 | 13944.5717 | 5775.4315 | 5212.9503 | 5115.6487 | 4576.1117 | 27763.1724 | 5981.631 | 6493.8974 | 4553.0376 | 6044.0499 | 165759.1 | 19301.5255 | 8793.8951 | 70663.5 | 37356.8482 | 19447.1595 | 13278.1503 | 6574.6891 | 8964.5763 | 11224.9761 | 30756.2416 | 12285.2304 | 15121.8456 | 8431.7793 | 9483.0574 | 123.0528 | 123.0528 | 123.0528 | 145.3961 | 402.2504 | 145.3961 | 402.2504 | 402.2504 | 402.2504 | 145.3961 | 123.0528 | 145.3961 | 145.3961 | 123.0528 | 123.0528 | 0.0037925 | 1.1382e-05 | 6.992e-09 | 0.011203 | 0.0689 | 3.9496e-06 | 0.0027572 | 1.2323e-20 | 3.6452e-07 | 3.1626e-08 | 0.00017717 | 9.4304e-11 | 4.0722e-11 | 3.7676e-23 | 1.3295e-07 | 0.0037925 | 0.0038039 | 0.0038039 | 0.014995 | 0.083896 | 0.014999 | 0.086653 | 0.083896 | 0.086653 | 0.014999 | 0.0039697 | 0.0037964 | 0.014995 | 0.0037925 | 0.0037926
514 | 155092.8846 | 15711.184 | 5854.0328 | 66676.8069 | 37081.675 | 15504.3371 | 12016.8244 | 3059.3176 | 6059.7085 | 8070.9477 | 26509.2423 | 8055.0462 | 9830.1217 | 4195.7558 | 7075.2292 | n/a | 8531.7905 | 4613.1548 | 4546.5994 | 8379.372 | 7442.6268 | 7696.9705 | 1180.9816 | 2898.6907 | 7806.1804 | 3333.4313 | 5561.9645 | 7263.0157 | 3385.5373 | 5431.3174 | 255.2233 | 237.6115 | 237.6115 | 243.7674 | 265.3013 | 212.6729 | 278.6252 | 255.2501 | 278.6252 | 229.3861 | 265.8954 | 195.9596 | 246.0512 | 242.0528 | 242.5203 | 172939.2331 | 10798.6599 | 4340.3905 | 70992.6714 | 31332.0123 | 14844.0231 | 5877.658 | 5169.9699 | 4966.5968 | 4972.8139 | 24771.0122 | 5789.0255 | 6406.0245 | 4498.3034 | 5748.6382 | 163937.3 | 19257.7504 | 8912.6453 | 70159.1 | 38803.2 | 20594.4037 | 13574.6285 | 6246.9515 | 7865.2875 | 12461.7885 | 27004.2 | 9975.9497 | 12802.0403 | 7671.1408 | 11137.3556 | 72.32 | 72.32 | 72.32 | 86.33 | 116.66 | 86.33 | 116.66 | 116.66 | 116.66 | 86.33 | 248.76 | 86.33 | 86.33 | 72.32 | 72.32 | 0.0010647 | 7.8131e-06 | 1.4619e-10 | 0.0054468 | 0.0092197 | 7.0754e-08 | 0.00053169 | 1.1026e-18 | 7.7207e-06 | 2.2598e-11 | 0.020763 | 4.1589e-06 | 2.4424e-07 | 1.3777e-18 | 3.1295e-12 | 0.0010647 | 0.0010725 | 0.0010725 | 0.0065116 | 0.015731 | 0.0065116 | 0.016263 | 0.015731 | 0.016271 | 0.0065116 | 0.021828 | 0.001069 | 0.0065118 | 0.0010647 | 0.0010647
515 | 154274.093 | 15542.9067 | 6301.6926 | 66330.2592 | 36849.3687 | 15908.6558 | 11572.5814 | 2895.3422 | 5851.1731 | 8019.3168 | 26356.7633 | 8200.2054 | 9991.5267 | 4032.1895 | 7330.4784 | n/a | 10209.0312 | 5322.6219 | 5125.3687 | 10728.3056 | 10573.6119 | 7012.8718 | 2103.171 | 4758.6238 | 6054.0294 | 3385.2535 | 5208.6479 | 7121.5255 | 3273.9902 | 4599.0853 | 227.1955 | 210.2426 | 210.2426 | 211.2787 | 238.1231 | 170.3426 | 254.8328 | 225.5176 | 254.8328 | 191.303 | 245.7139 | 149.3823 | 215.7593 | 215.8124 | 216.3987 | 174883.3453 | 9996.6398 | 4199.9947 | 71427.552 | 31560.2066 | 13860.7967 | 5448.183 | 4944.7435 | 4513.6479 | 4347.5543 | 25443.0997 | 5956.439 | 6342.8432 | 4631.0288 | 6060.2416 | 160018.4 | 20012.371 | 9482.2166 | 69654.6643 | 39615.8267 | 21327.0377 | 11845.7548 | 7042.3145 | 8656.9717 | 10069.7837 | 27277.1 | 9777.3014 | 13278.1687 | 7723.119 | 10640.4269 | 130.704 | 130.704 | 130.704 | 130.704 | 130.704 | 130.704 | 203.6856 | 130.704 | 203.6856 | 130.704 | 149.7506 | 130.704 | 130.704 | 130.704 | 130.704 | 0.0073705 | 7.3851e-07 | 2.8547e-10 | 0.0059407 | 0.003665 | 4.3287e-08 | 0.018698 | 7.0139e-25 | 4.4832e-08 | 1.7522e-06 | 0.011072 | 2.4997e-05 | 8.5109e-08 | 2.6353e-20 | 4.466e-10 | 0.0073705 | 0.0073713 | 0.0073713 | 0.013311 | 0.016976 | 0.013311 | 0.035674 | 0.016976 | 0.035674 | 0.013313 | 0.018442 | 0.0073956 | 0.013311 | 0.0073705 | 0.0073705
516 | 155223.7169 | 15777.927 | 6056.9498 | 66723.9967 | 37229.1917 | 15805.0458 | 11716.9669 | 3045.3728 | 5950.65 | 8432.1246 | 26399.5391 | 8515.5809 | 9846.0828 | 3929.9337 | 7081.9655 | n/a | 10799.0834 | 6153.6378 | 3850.3256 | 8879.8871 | 9536.6305 | 10381.2479 | 1294.7595 | 4428.8782 | 6370.7771 | 3702.7744 | 4800.6687 | 7670.623 | 2994.6944 | 5426.2529 | 200.8218 | 184.3852 | 184.3852 | 180.2425 | 212.708 | 128.9682 | 232.9979 | 197.4016 | 232.9979 | 154.4195 | 227.4567 | 103.5169 | 186.9893 | 191.1485 | 191.8604 | 173585.5865 | 11222.4611 | 4259.4447 | 70205.3669 | 32964.5363 | 13502.5804 | 5884.8696 | 5196.1473 | 5085.5675 | 4482.8644 | 26171.7367 | 5994.2864 | 6768.987 | 4584.2203 | 6155.9207 | 160695.8 | 21839.8445 | 10406.7824 | 69837.4698 | 39161.5164 | 22318.295 | 16153.9175 | 6447.6068 | 9472.6457 | 10591.5416 | 28579.0609 | 10601.9551 | 13963.11 | 7093.0147 | 11582.1736 | 121.4009 | 121.4009 | 121.4009 | 121.4009 | 121.4009 | 121.4009 | 121.4009 | 121.4009 | 121.4009 | 121.4009 | 121.4009 | 121.4009 | 121.4009 | 121.4009 | 121.4009 | 0.0088742 | 1.8485e-08 | 9.213e-14 | 0.0068498 | 0.0077287 | 2.4842e-09 | 1.242e-07 | 7.0481e-20 | 1.8538e-09 | 1.7249e-06 | 0.0017519 | 3.2261e-06 | 2.4868e-09 | 3.998e-18 | 2.6184e-13 | 0.0088742 | 0.0088742 | 0.0088742 | 0.015724 | 0.023453 | 0.015724 | 0.023453 | 0.023453 | 0.023453 | 0.015726 | 0.010626 | 0.0088774 | 0.015724 | 0.0088742 | 0.0088742
517 | 158968.8227 | 16045.9701 | 6096.6632 | 68219.6835 | 37990.8304 | 16204.1477 | 12417.2657 | 3123.8518 | 6229.716 | 8604.9386 | 26739.2693 | 8447.7012 | 10157.0317 | 4225.0794 | 7349.2379 | n/a | 10953.4844 | 6237.202 | 3087.3175 | 8882.3001 | 10297.7628 | 7903.6702 | 2094.9727 | 4611.8127 | 6961.6892 | 4064.9951 | 5952.4209 | 7968.7899 | 4127.2769 | 6409.3558 | 223.6655 | 206.6142 | 206.6142 | 206.3734 | 234.9784 | 162.3122 | 252.8044 | 221.5309 | 252.8044 | 184.6727 | 244.455 | 139.9517 | 211.4789 | 212.5561 | 213.1816 | 169394.8698 | 9683.3201 | 4255.4356 | 69497.915 | 32927.9011 | 13354.14 | 5900.2928 | 5028.7343 | 4915.3561 | 4107.4007 | 24557.1533 | 5842.8941 | 6718.1133 | 4501.9538 | 6051.3009 | 163103.6373 | 20568.5045 | 10433.7376 | 69309.1 | 39960.6687 | 22648.8028 | 13274.963 | 7123.707 | 8998.1688 | 10379.2899 | 28401.8484 | 11482.015 | 14433.0032 | 8550.2307 | 12448.5567 | 165.7012 | 165.7012 | 165.7012 | 211.39 | 211.39 | 211.39 | 211.39 | 211.39 | 211.39 | 211.39 | 165.7012 | 211.39 | 211.39 | 165.7012 | 165.7012 | 0.022019 | 9.1822e-07 | 1.1889e-13 | 0.022228 | 0.007742 | 4.4141e-09 | 0.0040624 | 1.806e-22 | 1.2142e-07 | 1.2101e-05 | 0.0038554 | 3.8147e-08 | 2.2215e-09 | 1.9179e-22 | 2.4638e-14 | 0.022019 | 0.02202 | 0.02202 | 0.044247 | 0.051989 | 0.044247 | 0.056051 | 0.051989 | 0.056052 | 0.044259 | 0.025874 | 0.022019 | 0.044247 | 0.022019 | 0.022019
518 | 153615.8859 | 15663.3308 | 5891.8433 | 66097.3673 | 36743.4778 | 15261.1387 | 11899.9801 | 3149.6938 | 5876.9374 | 7672.005 | 25980.7052 | 8105.2249 | 9735.533 | 4093.0945 | 6917.6951 | n/a | 10787.4577 | 5298.3011 | 4384.2815 | 8927.7975 | 9795.4704 | 8805.5111 | 2399.637 | 4429.8442 | 8635.9784 | 3933.2897 | 7167.4003 | 5989.1798 | 3998.7035 | 3741.0205 | 203.8694 | 187.4967 | 187.4967 | 184.3831 | 215.4552 | 135.5881 | 234.8614 | 200.8154 | 234.8614 | 159.931 | 228.6923 | 111.2452 | 190.6308 | 193.9654 | 194.6463 | 164710.2802 | 10474.1892 | 4312.4657 | 64794.7067 | 31815.149 | 13397.1221 | 5639.5728 | 5132.4703 | 4752.2452 | 4070.5967 | 23167.3078 | 5721.9466 | 5704.6203 | 4575.4147 | 6039.9787 | 159597.3828 | 20937.4469 | 9513.1668 | 67820.1882 | 39818.5464 | 23046.7925 | 13994.6839 | 7441.1073 | 8731.6894 | 12599.275 | 26282.9 | 12850.8469 | 11615.4 | 8574.1182 | 9218.5992 | 112.1627 | 112.1627 | 112.1627 | 136.4504 | 136.4504 | 136.4504 | 136.4504 | 136.4504 | 136.4504 | 136.4504 | 258.43 | 136.4504 | 136.4504 | 112.1627 | 112.1627 | 0.0062424 | 1.1316e-07 | 4.546e-12 | 0.015927 | 0.0027771 | 4.9325e-11 | 0.00011199 | 8.9962e-24 | 3.7575e-08 | 4.8829e-13 | 0.027265 | 5.7757e-12 | 1.8487e-05 | 7.5789e-24 | 5.4915e-08 | 0.0062424 | 0.0062426 | 0.0062426 | 0.02217 | 0.024947 | 0.02217 | 0.025059 | 0.024947 | 0.025059 | 0.02217 | 0.033508 | 0.0062424 | 0.022188 | 0.0062424 | 0.0062425
519 | 152027.6024 | 15388.2558 | 5835.7518 | 65488.821 | 36465.2597 | 15321.989 | 11751.6452 | 2873.2416 | 6160.5568 | 8016.8545 | 25975.1586 | 7974.8262 | 9689.5683 | 3860.1976 | 6971.6814 | n/a | 7366.3135 | 5921.4738 | 3863.6295 | 7319.6401 | 9173.6774 | 6121.4079 | 1713.6072 | 4624.658 | 7962.4562 | 2712.0702 | 7439.2465 | 8843.7836 | 3031.9492 | 5711.4339 | 216.8196 | 200.4041 | 200.4041 | 200.5678 | 227.6114 | 159.0399 | 244.4584 | 214.9024 | 244.4584 | 180.1724 | 236.1668 | 137.9074 | 205.2983 | 206.0197 | 206.6108 | 175622.5264 | 11358.5531 | 4367.1397 | 71665.6048 | 32870.0992 | 13734.9945 | 5419.7116 | 5173.7867 | 4569.1961 | 3723.1196 | 26495.3431 | 6204.749 | 6327.6904 | 4744.9407 | 6036.812 | 157140.3 | 18463.1666 | 10288.6135 | 67236.6 | 39306.8393 | 21197.8386 | 11475.0195 | 6488.5938 | 9127.7541 | 10052.4425 | 26812.1 | 13566.2956 | 14864.874 | 6055.2567 | 11672.4459 | 136.2617 | 136.2617 | 136.2617 | 146.5829 | 146.5829 | 146.5829 | 366.6876 | 146.5829 | 366.6876 | 146.5829 | 153.3232 | 146.5829 | 146.5829 | 136.2617 | 136.2617 | 0.010478 | 2.1001e-05 | 1.6998e-14 | 0.015603 | 0.0033435 | 7.794e-09 | 0.091046 | 4.0569e-22 | 4.222e-08 | 1.8781e-06 | 0.01229 | 6.4534e-14 | 2.5158e-11 | 1.839e-13 | 5.4435e-14 | 0.010478 | 0.010499 | 0.010499 | 0.026081 | 0.029424 | 0.026081 | 0.12047 | 0.029424 | 0.12047 | 0.026083 | 0.022768 | 0.010478 | 0.026081 | 0.010478 | 0.010478
520 | 158330.7958 | 16098.3064 | 6083.8846 | 67989.0603 | 37710.7118 | 15954.1322 | 11848.2172 | 3077.5766 | 5965.2768 | 8180.435 | 26661.0122 | 8525.2217 | 9922.1738 | 3955.4878 | 7410.4847 | n/a | 12319.242 | 4694.4824 | 4447.7707 | 8198.6533 | 6548.4689 | 7019.6117 | 2004.7037 | 4729.1984 | 7595.6934 | 4379.1247 | 6716.5798 | 6594.7544 | 2737.895 | 5419.7039 | 221.188 | 204.8983 | 204.8983 | 206.6561 | 231.4969 | 169.0371 | 246.9474 | 219.8414 | 246.9474 | 188.4179 | 237.6966 | 149.6563 | 210.6057 | 210.0484 | 210.5905 | 179300.8953 | 10743.0901 | 4280.0721 | 73821.7996 | 32638.0484 | 14635.484 | 6171.3361 | 5155.5468 | 5046.7472 | 4284.5152 | 27068.7036 | 6060.3202 | 5183.9011 | 4596.9233 | 5861.3247 | 162664.2 | 21559.3321 | 8251.1545 | 73709.0751 | 38500.5 | 20657.953 | 13059.6477 | 7102.9505 | 9700.4456 | 11799.7086 | 27462.1283 | 12331.3999 | 11584.062 | 6737.1183 | 10720.9287 | 159.43 | 159.43 | 159.43 | 159.43 | 202.05 | 159.43 | 202.05 | 202.05 | 202.05 | 159.43 | 161.9395 | 159.43 | 159.43 | 159.43 | 159.43 | 0.019204 | 1.0282e-07 | 7.6576e-08 | 0.0014637 | 0.020944 | 2.6954e-07 | 0.0013337 | 6.599e-23 | 7.0116e-10 | 1.1939e-09 | 0.013368 | 1.2836e-09 | 5.0962e-05 | 4.0545e-16 | 5.4251e-10 | 0.019204 | 0.019204 | 0.019204 | 0.020667 | 0.041612 | 0.020668 | 0.042945 | 0.041612 | 0.042945 | 0.020668 | 0.032572 | 0.019204 | 0.020718 | 0.019204 | 0.019204
521 | 159364.5356 | 16060.2186 | 5990.9306 | 68354.4294 | 38179.6569 | 15980.6339 | 12328.4574 | 3149.351 | 6289.813 | 8262.578 | 27066.0031 | 8307.9755 | 10190.0511 | 4135.4638 | 7163.7138 | n/a | 9693.9521 | 3712.725 | 4257.9089 | 10077.8351 | 8562.9473 | 6316.8653 | 2450.3085 | 4351.5822 | 6038.7109 | 4123.7087 | 5059.7096 | 5434.7076 | 3219.3285 | 5628.7477 | 244.9878 | 227.5824 | 227.5824 | 231.7495 | 255.4286 | 196.7054 | 270.119 | 244.3464 | 270.119 | 215.1327 | 258.7672 | 178.278 | 234.9012 | 232.4792 | 232.9946 | 169203.7775 | 9680.6472 | 4039.2923 | 68333.7964 | 30420.683 | 14306.8966 | 5800.9709 | 5135.775 | 4881.4905 | 4819.2414 | 25838.6809 | 6039.0957 | 6887.3915 | 4610.748 | 5794.47 | 163210.1 | 19324.7993 | 7702.2173 | 69662.1 | 38853 | 22240.0567 | 12117.8363 | 7586.0835 | 9233.0727 | 10857.9524 | 29589.6896 | 11027.9053 | 11714.5992 | 7610.6511 | 11423.2177 | 192.2597 | 192.2597 | 192.2597 | 213.88 | 246.28 | 213.88 | 405.1785 | 246.28 | 405.1785 | 213.88 | 192.2597 | 213.88 | 213.88 | 192.2597 | 192.2597 | 0.026511 | 1.8411e-05 | 1.0929e-06 | 0.020025 | 0.023298 | 5.6167e-09 | 0.073305 | 1.6566e-24 | 6.2272e-08 | 1.7902e-07 | 0.0011587 | 1.3128e-07 | 0.00010348 | 7.9753e-19 | 1.3675e-12 | 0.026511 | 0.02653 | 0.026531 | 0.046536 | 0.069834 | 0.046536 | 0.14314 | 0.069834 | 0.14314 | 0.046536 | 0.02767 | 0.026511 | 0.046639 | 0.026511 | 0.026511
522 | 150751.2649 | 15566.0231 | 5825.9658 | 64958.5375 | 36143.7742 | 15294.5493 | 11430.3525 | 2978.4268 | 6116.3092 | 7914.7687 | 25834.2079 | 8284.3984 | 9969.5221 | 4170.7301 | 6791.8396 | n/a | 8758.2678 | 5799.6431 | 4403.7821 | 8969.1973 | 11884.1721 | 6396.533 | 1912.3993 | 3242.6444 | 8455.5272 | 3624.5975 | 4740.6636 | 7749.2651 | 4189.1147 | 4986.9922 | 225.0233 | 208.4285 | 208.4285 | 210.1377 | 235.5458 | 171.6304 | 251.3505 | 223.623 | 251.3505 | 191.4555 | 241.9787 | 151.8052 | 214.1993 | 213.6967 | 214.2512 | 175731.6829 | 9946.9972 | 4324.3155 | 73085.789 | 31698.6962 | 15039.7606 | 6089.8168 | 5075.1239 | 5113.6185 | 4406.0482 | 26902.6746 | 5977.3515 | 6758.989 | 4573.4407 | 6095.9743 | 158845.8 | 18592.465 | 10011.1586 | 72079.9635 | 38150.5437 | 26431.6328 | 12007 | 6890.2232 | 7905.8629 | 12592.9754 | 27039.9 | 10494.3151 | 14222.454 | 7884.0303 | 8335.0509 | 74.8259 | 74.8259 | 74.8259 | 74.8259 | 74.8259 | 74.8259 | 95.62 | 74.8259 | 95.62 | 74.8259 | 105.5295 | 74.8259 | 74.8259 | 74.8259 | 74.8259 | 0.0014699 | 2.5802e-05 | 9.1393e-14 | 0.0005121 | 0.0068787 | 8.1085e-15 | 0.0075921 | 5.4154e-23 | 8.9925e-06 | 3.6004e-12 | 0.0070259 | 1.3854e-06 | 1.7791e-09 | 8.2247e-20 | 3.9065e-06 | 0.0014699 | 0.0014957 | 0.0014957 | 0.001982 | 0.0088607 | 0.001982 | 0.016453 | 0.0088607 | 0.016462 | 0.001982 | 0.0084958 | 0.0014713 | 0.001982 | 0.0014699 | 0.0014738
523 | 158091.4242 | 16005.6197 | 5905.5041 | 67881.443 | 37682.1808 | 15921.8208 | 12029.4571 | 3073.1779 | 6087.0201 | 8321.2644 | 26640.2511 | 8244.6684 | 10235.7574 | 4206.8658 | 7338.6453 | n/a | 10355.0686 | 6347.05 | 4891.208 | 9732.4969 | 11852.4207 | 9694.3702 | 1782.3976 | 3252.3167 | 8286.8235 | 3637.3927 | 7651.3306 | 5329.3933 | 3134.9683 | 5101.962 | 216.218 | 200.0676 | 200.0676 | 200.996 | 226.643 | 161.8658 | 242.6083 | 214.5991 | 242.6083 | 181.8924 | 233.9587 | 141.8392 | 205.2919 | 205.3894 | 205.9495 | 175124.9898 | 10815.625 | 4254.9167 | 71195.2201 | 29477.2212 | 15236.7155 | 5914.6185 | 4959.2301 | 4937.5923 | 4519.3062 | 25749.9979 | 6123.8805 | 6339.9046 | 4495.2567 | 6004.8671 | 166395.6 | 20331.6936 | 10533.1667 | 72979.428 | 38749.0181 | 26103.7361 | 15495.7887 | 6699.2278 | 8090.009 | 12468.9297 | 28436.1907 | 13127.0112 | 11638.6979 | 7477.8251 | 11101.5291 | 75.6183 | 75.6183 | 75.6183 | 75.6183 | 160.2145 | 75.6183 | 160.2145 | 160.2145 | 160.2145 | 75.6183 | 75.6183 | 75.6183 | 75.6183 | 75.6183 | 75.6183 | 0.0016527 | 1.4275e-06 | 7.8285e-15 | 0.0021231 | 0.016521 | 2.8066e-13 | 2.595e-06 | 7.1192e-21 | 3.1967e-06 | 1.3401e-10 | 0.0031481 | 4.455e-12 | 0.0001701 | 1.3851e-17 | 3.7512e-11 | 0.0016527 | 0.0016542 | 0.0016542 | 0.0037759 | 0.020297 | 0.0037759 | 0.020299 | 0.020297 | 0.020302 | 0.0037759 | 0.0048009 | 0.0016527 | 0.003946 | 0.0016527 | 0.0016527
524 | 154628.4803 | 15354.027 | 5825.1025 | 66503.464 | 36924.227 | 15506.1313 | 11592.8519 | 3112.6395 | 6157.0381 | 8264.3415 | 26481.6486 | 8066.2361 | 9893.5418 | 4175.0068 | 7216.812 | n/a | 10690.3427 | 6645.6413 | 5391.7772 | 8453.5013 | 9436.7506 | 6883.9003 | 2345.502 | 4393.585 | 5155.4579 | 4017.5472 | 5296.5314 | 5803.7048 | 3163.9787 | 4432.952 | 242.2904 | 224.6722 | 224.6722 | 227.384 | 253.2367 | 188.5214 | 269.3033 | 241.1164 | 269.3033 | 208.675 | 258.7784 | 168.3677 | 231.2773 | 230.0277 | 230.5915 | 168917.7369 | 9818.8524 | 4182.2872 | 72051.3621 | 33685.4195 | 13935.281 | 5728.5024 | 5129.5359 | 4734.8656 | 4027.3257 | 23519.057 | 5795.037 | 6589.6768 | 4643.9911 | 5758.0524 | 159603.9 | 19507.1951 | 10759.6285 | 73645.179 | 38752.3604 | 23162.0317 | 11947.2 | 7177.1379 | 8463.2478 | 8987.4836 | 27384.9 | 11076.8684 | 12191.9816 | 7665.8698 | 9899.2043 | 157.4623 | 157.4623 | 157.4623 | 157.4623 | 157.4623 | 157.4623 | 181.4236 | 157.4623 | 181.4236 | 157.4623 | 160.8103 | 157.4623 | 157.4623 | 157.4623 | 157.4623 | 0.012014 | 1.4162e-06 | 7.1637e-16 | 0.00056163 | 0.0083478 | 9.511e-11 | 0.014801 | 7.1422e-23 | 8.7958e-07 | 0.0012464 | 0.011424 | 2.2095e-08 | 3.9096e-06 | 9.6546e-19 | 1.1299e-08 | 0.012014 | 0.012015 | 0.012015 | 0.012576 | 0.020923 | 0.012576 | 0.035724 | 0.020923 | 0.035725 | 0.013822 | 0.023438 | 0.012014 | 0.012579 | 0.012014 | 0.012014
525 | 154051.2108 | 15909.6526 | 5800.4992 | 66271.289 | 36892.1492 | 15840.877 | 11673.6122 | 2885.8336 | 6260.4779 | 8402.0758 | 26313.8979 | 8042.0794 | 9761.2917 | 4020.4478 | 7205.961 | n/a | 9609.6409 | 5601.5332 | 4753.5671 | 10642.3447 | 9652.6923 | 7380.49 | 1972.1466 | 5803.1309 | 9771.7907 | 4385.9367 | 6413.3514 | 7325.1552 | 3648.2372 | 4128.9784 | 218.2244 | 201.7145 | 201.7145 | 201.9206 | 229.068 | 160.247 | 245.979 | 216.3107 | 245.979 | 181.4598 | 237.6131 | 139.0342 | 206.6589 | 207.3514 | 207.9448 | 172070.9734 | 10942.6459 | 4376.2588 | 68098.3532 | 31464.3244 | 14419.654 | 5848.6869 | 5065.0351 | 4980.0174 | 4374.9079 | 27024.8246 | 5850.122 | 6640.9517 | 4545.139 | 5799.7493 | 160453.8 | 20319.4868 | 9888.492 | 68670.0434 | 40089.0921 | 23631.9463 | 12092 | 7037.1817 | 9687.1713 | 13944.4986 | 30941.8614 | 12025.2735 | 13018.1069 | 8106.9762 | 8618.5699 | 111.6159 | 111.6159 | 111.6159 | 119.2568 | 119.2568 | 119.2568 | 146.5745 | 119.2568 | 146.5745 | 119.2568 | 111.6159 | 119.2568 | 119.2568 | 111.6159 | 111.6159 | 0.0047948 | 1.0973e-06 | 1.5255e-13 | 0.011399 | 0.0025241 | 1.0262e-10 | 0.012399 | 5.5844e-25 | 6.5505e-09 | 2.4744e-13 | 4.7329e-05 | 1.9239e-10 | 7.0644e-08 | 2.6662e-22 | 1.3796e-05 | 0.0047948 | 0.0047959 | 0.0047959 | 0.016194 | 0.018718 | 0.016194 | 0.031117 | 0.018718 | 0.031117 | 0.016194 | 0.0048422 | 0.0047948 | 0.016194 | 0.0047948 | 0.0048086
526 | 156433.7044 | 15974.2795 | 5830.1316 | 67177.562 | 37150.6373 | 15718.7446 | 11677.39 | 3022.6794 | 5854.2101 | 8072.4649 | 26821.7179 | 8288.8 | 9798.0119 | 4010.2425 | 7041.4152 | n/a | 10150.8214 | 6187.0527 | 4804.8368 | 9117.155 | 9873.5518 | 8660.9298 | 2141.0757 | 4205.7076 | 8768.6112 | 3558.44 | 4906.9956 | 5639.1752 | 3860.2586 | 4698.4863 | 236.4462 | 218.9648 | 218.9648 | 220.607 | 247.5705 | 179.6863 | 264.3453 | 234.9159 | 264.3453 | 200.7283 | 254.5742 | 158.6444 | 224.9595 | 224.5563 | 225.1449 | 174080.2334 | 10375.7688 | 4466.5791 | 71595.8826 | 34454.7606 | 13723.1236 | 5928.8801 | 5155.5767 | 4809.5126 | 4103.8937 | 25295.5005 | 5872.7113 | 6404.9032 | 4490.6372 | 6406.0099 | 160352.8 | 19950.9903 | 10647.3318 | 70985.3194 | 41711.9156 | 22418.7755 | 13786.4099 | 7285.9524 | 8386.9201 | 12712.6049 | 27502.1 | 9761.7069 | 11063.2784 | 7938.7957 | 10989.5962 | 179.534 | 179.534 | 179.534 | 179.534 | 179.534 | 179.534 | 179.534 | 179.534 | 179.534 | 179.534 | 191.09 | 179.534 | 179.534 | 179.534 | 179.534 | 0.024043 | 3.2226e-06 | 1.5712e-15 | 0.0045336 | 0.00078882 | 1.4115e-09 | 9.6025e-05 | 1.5596e-24 | 1.695e-07 | 6.7938e-12 | 0.016023 | 4.4132e-05 | 0.00023285 | 1.4203e-21 | 5.3876e-12 | 0.024043 | 0.024046 | 0.024046 | 0.028577 | 0.029366 | 0.028577 | 0.029462 | 0.029366 | 0.029462 | 0.028577 | 0.040067 | 0.024087 | 0.02881 | 0.024043 | 0.024043
527 | 158952.6263 | 15995.7278 | 5971.5656 | 68206.5511 | 37952.0789 | 15962.1442 | 12317.8755 | 3098.8527 | 6173.0856 | 8298.2672 | 26785.6287 | 8163.3575 | 10012.2692 | 4117.0784 | 7298.3022 | n/a | 11984.0447 | 4418.0453 | 4360.1145 | 7156.3999 | 13615.5012 | 9920.8389 | 1534.5378 | 4621.8359 | 5986.8574 | 4345.0048 | 5359.0969 | 7744.8021 | 3383.3409 | 5332.5327 | 249.1785 | 231.5496 | 231.5496 | 236.0465 | 259.6841 | 201.174 | 274.3438 | 248.6252 | 274.3438 | 219.5628 | 262.6691 | 182.7853 | 239.1097 | 236.4361 | 236.9505 | 174596.1792 | 11373.5325 | 4347.8582 | 71203.5325 | 32471.1838 | 14393.683 | 5988.3682 | 5041.1461 | 5092.6451 | 4420.3388 | 25519.807 | 5929.5012 | 7398.4965 | 4684.6752 | 6237.291 | 164975.7374 | 23288.9772 | 8703.4035 | 70475.7 | 38622.7837 | 27602.7842 | 15745.5071 | 6530.6839 | 9634.2811 | 10000.7962 | 29500.3118 | 11288.5981 | 14061.1986 | 7988.9161 | 11236.4236 | 140.9328 | 140.9328 | 140.9328 | 149.6019 | 250.1261 | 149.6019 | 250.1261 | 250.1261 | 250.1261 | 149.6019 | 140.9328 | 149.6019 | 149.6019 | 140.9328 | 140.9328 | 0.0068832 | 1.1964e-09 | 1.691e-09 | 0.012556 | 0.023271 | 7.7622e-15 | 3.6168e-06 | 1.0058e-19 | 4.4875e-09 | 1.2599e-05 | 0.00084667 | 1.5216e-08 | 4.2857e-09 | 8.4343e-21 | 1.266e-11 | 0.0068832 | 0.0068832 | 0.0068832 | 0.019439 | 0.04271 | 0.019439 | 0.042713 | 0.04271 | 0.042713 | 0.019452 | 0.0077299 | 0.0068832 | 0.019439 | 0.0068832 | 0.0068832
528 | 157752.3172 | 15861.3056 | 5901.4112 | 67729.046 | 37681.1917 | 15753.0649 | 12042.7585 | 3124.9191 | 6142.6335 | 8246.648 | 26733.8103 | 8076.7394 | 9955.7186 | 4165.0605 | 7208.8053 | n/a | 11212.7892 | 5414.2708 | 3940.4777 | 8764.7986 | 9590.1723 | 9722.5745 | 1635.5097 | 4295.8873 | 6430.1519 | 3470.8005 | 5827.3608 | 6751.0133 | 3906.2056 | 4868.7461 | 226.5824 | 210.2833 | 210.2833 | 213.4354 | 236.5478 | 178.9303 | 250.9004 | 225.7205 | 250.9004 | 196.9339 | 240.751 | 160.9266 | 216.7369 | 215.0674 | 215.571 | 176718.1149 | 10068.6008 | 4222.0273 | 72764.6457 | 32801.6924 | 13508.2814 | 5835.4214 | 5206.929 | 4913.9921 | 4760.2093 | 25981.4625 | 5717.0997 | 7583.8123 | 4608.7458 | 5909.4937 | 165610 | 20166.59 | 9636.2982 | 71931.7102 | 39339 | 22646.0536 | 14181.3048 | 6842.4387 | 7938.9883 | 10910.1613 | 27902.9 | 11372.2606 | 12852.5035 | 8271.2514 | 10246.3398 | 88.3254 | 88.3254 | 88.3254 | 88.3254 | 112.49 | 88.3254 | 112.49 | 112.49 | 112.49 | 88.3254 | 115.4324 | 88.3254 | 88.3254 | 88.3254 | 88.3254 | 0.0021517 | 1.3663e-06 | 2.2865e-12 | 0.0036342 | 0.00997 | 8.9779e-10 | 0.0001063 | 4.9877e-21 | 9.03e-06 | 1.2662e-07 | 0.0078724 | 5.7166e-09 | 3.8304e-07 | 1.0698e-21 | 1.5138e-09 | 0.0021517 | 0.0021531 | 0.0021531 | 0.0057859 | 0.015756 | 0.0057859 | 0.015862 | 0.015756 | 0.015871 | 0.0057861 | 0.010024 | 0.0021517 | 0.0057863 | 0.0021517 | 0.0021517
529 | 157512.8627 | 15777.2982 | 5810.4995 | 67631.8811 | 37733.3874 | 15505.7478 | 12031.8974 | 3173.6679 | 6019.7933 | 7820.3605 | 26773.1562 | 8093.0828 | 10026.9976 | 4231.4075 | 7117.1529 | n/a | 11600.113 | 6537.7085 | 4328.384 | 8722.3384 | 9199.2038 | 8635.6945 | 1693.9234 | 3239.6002 | 7741.1991 | 3104.1613 | 7565.7067 | 5696.1193 | 4124.117 | 3703.3454 | 239.8125 | 222.599 | 222.599 | 226.0653 | 250.3025 | 189.9338 | 265.3511 | 238.9501 | 265.3511 | 208.8105 | 254.5443 | 171.057 | 229.4879 | 227.6152 | 228.1432 | 171470.374 | 10056.7584 | 4208.2007 | 66988.399 | 33064.3107 | 13339.2897 | 6399.2325 | 4988.6352 | 5238.9341 | 4250.9899 | 27646.2116 | 5694.7721 | 6734.4461 | 4776.8735 | 5978.0881 | 162606.1 | 21625.6714 | 10725.4092 | 69235.4 | 40780.4491 | 22395.6105 | 14498.727 | 6664.1586 | 7952.7342 | 11976.3889 | 29722.3729 | 13133.3958 | 12293.6653 | 8635.6173 | 9601.6336 | 155.29 | 155.29 | 155.29 | 180.04 | 180.04 | 180.04 | 180.04 | 180.04 | 180.04 | 180.04 | 155.29 | 180.04 | 180.04 | 155.29 | 155.29 | 0.011897 | 3.0963e-08 | 7.5081e-16 | 0.017215 | 0.0030526 | 6.8475e-10 | 4.2299e-05 | 1.329e-19 | 4.0064e-06 | 3.6951e-11 | 0.00060213 | 1.3558e-12 | 5.0099e-06 | 8.7953e-23 | 2.8199e-08 | 0.011897 | 0.011897 | 0.011897 | 0.029113 | 0.032165 | 0.029113 | 0.032207 | 0.032165 | 0.032211 | 0.029113 | 0.012499 | 0.011897 | 0.029118 | 0.011897 | 0.011897
530 | 150715.2414 | 15416.9138 | 5691.2396 | 64945.4722 | 36045.6226 | 15116.1858 | 11129.8035 | 2986.4534 | 5663.4097 | 7633.9858 | 25940.4094 | 7778.1869 | 9506.2511 | 3943.7685 | 7276.7282 | n/a | 9726.3161 | 6369.8213 | 5128.342 | 10490.6847 | 10159.0866 | 6517.9813 | 1586.4375 | 3951.5074 | 6881.5724 | 3927.4202 | 6072.1254 | 8692.9745 | 4033.3141 | 5180.0534 | 231.0141 | 213.8762 | 213.8762 | 215.278 | 241.9721 | 174.6927 | 258.5827 | 229.4414 | 258.5827 | 195.5287 | 249.1371 | 153.8567 | 219.6421 | 219.413 | 219.9958 | 171702.5557 | 10453.2347 | 4163.4998 | 71746.0082 | 33341.0683 | 15265.6327 | 5985.1895 | 5039.1733 | 5054.911 | 5007.4092 | 24894.1665 | 5892.6741 | 6779.036 | 4693.3474 | 6006.0786 | 155950 | 19982.7508 | 10518.921 | 69129.6438 | 42786.1321 | 24661.5334 | 12352.25 | 6566.2108 | 8926.2183 | 11139.5957 | 27610.9867 | 11950.9996 | 12127.6607 | 8621.4615 | 11186.132 | 141.4262 | 141.4262 | 141.4262 | 141.4262 | 141.4262 | 141.4262 | 141.4262 | 141.4262 | 141.4262 | 141.4262 | 141.4262 | 141.4262 | 141.4262 | 141.4262 | 141.4262 | 0.00941 | 5.319e-07 | 6.8597e-16 | 0.0032956 | 9.9743e-05 | 3.8686e-13 | 0.0010337 | 3.5858e-21 | 2.8972e-09 | 6.2001e-10 | 0.0035376 | 3.8822e-11 | 6.9967e-07 | 1.1943e-25 | 1.3921e-11 | 0.00941 | 0.0094106 | 0.0094106 | 0.012706 | 0.012805 | 0.012706 | 0.013839 | 0.012805 | 0.013839 | 0.012706 | 0.012948 | 0.00941 | 0.012706 | 0.00941 | 0.00941
531 | 157133.357 | 15512.3807 | 5767.2379 | 67465.582 | 37469.4488 | 15983.5071 | 11683.3186 | 3089.4449 | 5894.9452 | 8066.1351 | 26413.8361 | 8474.9446 | 10203.6608 | 4138.6545 | 6961.21 | n/a | 10032.1534 | 6734.7667 | 4959.4001 | 8866.1738 | 11347.3755 | 6262.6651 | 2118.9711 | 5074.8872 | 9729.2061 | 5227.1629 | 5432.2176 | 7866.3893 | 3321.8027 | 4594.595 | 217.866 | 201.1422 | 201.1422 | 200.5082 | 229.0615 | 156.3978 | 246.8611 | 215.6338 | 246.8611 | 178.7253 | 238.9272 | 134.0703 | 205.7013 | 207.0753 | 207.6999 | 173283.1552 | 10390.3826 | 4338.2383 | 67959.4816 | 32352.744 | 14058.0005 | 6236.64 | 5224.3607 | 4974.8276 | 4397.8582 | 26381.9685 | 5957.6361 | 7756.7186 | 4736.6737 | 6015.5979 | 163567.3 | 19385.936 | 10974.205 | 69319.3816 | 39925.1179 | 24974.376 | 12492.5051 | 7298.3318 | 10049.7149 | 13982.3643 | 30099.4762 | 11103.5538 | 14805.0079 | 8042.7764 | 10237.6929 | 113.41 | 113.41 | 113.41 | 144.2055 | 144.2055 | 144.2055 | 144.2055 | 144.2055 | 144.2055 | 144.2055 | 113.41 | 144.2055 | 144.2055 | 113.41 | 113.41 | 0.0051343 | 3.1302e-06 | 8.7794e-17 | 0.015201 | 0.0049824 | 6.0878e-12 | 0.004037 | 9.043e-24 | 7.5369e-11 | 1.3859e-14 | 0.00019316 | 2.5642e-07 | 6.7796e-10 | 7.3935e-21 | 2.0582e-10 | 0.0051343 | 0.0051374 | 0.0051374 | 0.020336 | 0.025318 | 0.020336 | 0.029355 | 0.025318 | 0.029355 | 0.020336 | 0.0053274 | 0.0051345 | 0.020336 | 0.0051343 | 0.0051343
532 | 159266.5527 | 16036.2443 | 5856.5863 | 68343.21 | 38089.2804 | 15730.595 | 12304.2874 | 3234.1205 | 6284.2111 | 8248.9819 | 26919.6847 | 8221.583 | 10368.6304 | 4106.7385 | 7315.2625 | n/a | 9647.8994 | 4684.5139 | 4770.1001 | 9106.5698 | 10034.3573 | 8780.9386 | 2249.9658 | 4607.3649 | 8977.8226 | 4027.0357 | 6806.6187 | 5997.4309 | 3191.2944 | 4953.5337 | 192.5001 | 176.8858 | 176.8858 | 173.4069 | 203.6771 | 125.7252 | 222.5892 | 189.4101 | 222.5892 | 149.4483 | 217.0326 | 102.0022 | 179.603 | 183.1899 | 183.8534 | 174360.2975 | 9989.7231 | 4206.1953 | 71949.658 | 32231.9892 | 14827.1608 | 5520.6268 | 5173.2742 | 4981.2082 | 4446.2009 | 25389.241 | 6332.5666 | 5998.3143 | 4501.7769 | 6146.6307 | 161851.5 | 18519.3224 | 8832.6093 | 70427.6606 | 39026.4404 | 22893.9391 | 13743.2469 | 7321.24 | 9001.8732 | 13346.3235 | 27564.9767 | 11982.9063 | 11054.0452 | 7427.8713 | 10933.5644 | 193.08 | 193.08 | 193.08 | 193.08 | 193.08 | 193.08 | 193.08 | 193.08 | 193.08 | 193.08 | 193.08 | 193.08 | 193.08 | 193.08 | 193.08 | 0.047553 | 0.00011685 | 2.5078e-10 | 0.013758 | 0.018615 | 4.4057e-10 | 0.00081408 | 3.3221e-22 | 1.7032e-07 | 1.2613e-12 | 0.016913 | 8.3598e-10 | 0.002827 | 3.3586e-18 | 7.8106e-11 | 0.047553 | 0.04767 | 0.04767 | 0.061311 | 0.079926 | 0.061311 | 0.08074 | 0.079926 | 0.080741 | 0.061311 | 0.064466 | 0.047553 | 0.064138 | 0.047553 | 0.047553
533 | 150064.6753 | 15310.0456 | 5883.5247 | 64679.4648 | 35934.2837 | 14580.7471 | 11549.1113 | 2816.7014 | 5635.5345 | 7607.5285 | 25489.8123 | 7503.747 | 9492.3607 | 4071.7401 | 6793.582 | n/a | 11495.0037 | 7031.3338 | 4433.5697 | 8904.933 | 10797.4924 | 8335.8313 | 1669.4609 | 3730.6434 | 6274.1947 | 4101.0406 | 5312.5201 | 5913.5732 | 3519.2612 | 5711.7862 | 219.7055 | 202.908 | 202.908 | 202.504 | 230.8919 | 158.7232 | 248.5849 | 217.5445 | 248.5849 | 180.917 | 240.4669 | 136.5293 | 207.6113 | 208.8056 | 209.4264 | 169837.4701 | 11014.0591 | 4347.5502 | 66415.1247 | 30347.3245 | 13493.325 | 5420.7728 | 5092.8653 | 4821.0892 | 4272.3277 | 25809.9196 | 6012.5878 | 6398.7071 | 4743.3259 | 5998.6865 | 156949.1278 | 21715.3629 | 11259.884 | 67032.9 | 38076.1069 | 22681.8736 | 13042.9294 | 6749.3262 | 8387.1327 | 9058.8785 | 26652.6 | 11203.8079 | 12177.6803 | 8056.8872 | 11699.0727 | 98.391 | 98.391 | 98.391 | 119.0321 | 119.0321 | 119.0321 | 119.0321 | 119.0321 | 119.0321 | 119.0321 | 108.6005 | 119.0321 | 119.0321 | 98.391 | 98.391 | 0.0031499 | 5.0182e-09 | 5.8133e-17 | 0.011328 | 0.0060315 | 8.0224e-12 | 0.0005369 | 2.6253e-24 | 3.5e-08 | 2.2098e-05 | 0.007318 | 2.0955e-10 | 5.2739e-07 | 1.4794e-21 | 7.865e-15 | 0.0031499 | 0.0031499 | 0.0031499 | 0.014478 | 0.020509 | 0.014478 | 0.021046 | 0.020509 | 0.021046 | 0.0145 | 0.010468 | 0.0031499 | 0.014478 | 0.0031499 | 0.0031499
534 | 154108.902 | 15385.9756 | 5791.0742 | 66305.9785 | 36794.8509 | 15647.6125 | 11786.7905 | 3010.9427 | 5817.0894 | 8111.8992 | 26173.6714 | 8061.4518 | 9820.2265 | 3923.6598 | 6973.3766 | n/a | 8037.8248 | 5992.3278 | 3999.4032 | 8839.0721 | 13070.9211 | 6746.6031 | 2016.1589 | 3646.5555 | 8341.8572 | 3257.6142 | 6879.9727 | 7619.1805 | 3806.8985 | 5404.1984 | 224.5197 | 208.3989 | 208.3989 | 211.6268 | 234.3483 | 177.7476 | 248.4563 | 223.7056 | 248.4563 | 195.4443 | 238.3472 | 160.0508 | 214.8407 | 213.1015 | 213.5965 | 174420.3446 | 10929.1761 | 4134.7774 | 71143.4235 | 33190.3352 | 13906.7217 | 6399.6419 | 5128.9155 | 5125.5546 | 4078.6951 | 25772.5888 | 5860.6929 | 5904.6157 | 4561.9719 | 5913.6957 | 157843.6 | 17487.9215 | 10127.1052 | 67792 | 39234.7395 | 26132.1427 | 13146.245 | 7026.6744 | 8772.1101 | 11715.9523 | 26858 | 12599.7656 | 12046.6167 | 8214.5704 | 11010.8942 | 175.5567 | 175.5567 | 175.5567 | 176.1262 | 176.1262 | 176.1262 | 176.1262 | 176.1262 | 176.1262 | 176.1262 | 176.0979 | 176.1262 | 176.1262 | 175.5567 | 175.5567 | 0.026253 | 0.00023424 | 2.9114e-14 | 0.017969 | 0.00486 | 8.2792e-14 | 0.00085932 | 2.5752e-23 | 2.0002e-08 | 1.1102e-09 | 0.015548 | 1.3867e-11 | 4.881e-06 | 7.9955e-24 | 2.5712e-12 | 0.026253 | 0.026488 | 0.026488 | 0.044222 | 0.049082 | 0.044222 | 0.049942 | 0.049082 | 0.049942 | 0.044222 | 0.041801 | 0.026253 | 0.044227 | 0.026253 | 0.026253
535 | 153773.5924 | 15839.1029 | 5791.3601 | 66156.8435 | 36861.3497 | 15444.5557 | 12074.8802 | 2986.4904 | 6223.3698 | 7917.3094 | 26266.778 | 7638.6089 | 9690.4831 | 3898.172 | 7072.257 | n/a | 8445.5807 | 4832.567 | 4947.1787 | 11515.2046 | 11032.1699 | 7549.5772 | 1432.2027 | 4862.9535 | 8430.4151 | 3683.3355 | 5481.4491 | 6150.0701 | 2663.021 | 5637.6297 | 237.2284 | 219.9903 | 219.9903 | 222.687 | 247.9277 | 184.7606 | 263.6131 | 236.0949 | 263.6131 | 204.4361 | 253.2874 | 165.085 | 226.4761 | 225.2187 | 225.7691 | 172662.0153 | 10615.2995 | 4152.7848 | 68091.7304 | 31485.2927 | 14017.8511 | 5415.025 | 5149.6976 | 4589.3421 | 4618.9945 | 26481.6126 | 5711.9333 | 6445.5506 | 4529.9173 | 6007.7984 | 158141.2447 | 17048.093 | 8970.9517 | 67801.3 | 41673.3951 | 24854.7211 | 12426.5 | 6568.9003 | 9204.2934 | 13049.4096 | 27573.5609 | 10998.0823 | 11519.5207 | 7086.9382 | 11645.4282 | 167.3766 | 167.3766 | 167.3766 | 170.2937 | 170.2937 | 170.2937 | 183.22 | 170.2937 | 183.22 | 170.2937 | 167.3766 | 170.2937 | 170.2937 | 167.3766 | 167.3766 | 0.017416 | 0.0023371 | 5.3797e-11 | 0.016575 | 0.00061428 | 9.3867e-13 | 0.015538 | 3.4731e-21 | 4.5523e-08 | 3.8673e-13 | 0.0062364 | 1.6627e-09 | 2.1961e-05 | 2.1996e-18 | 1.665e-13 | 0.017416 | 0.019753 | 0.019753 | 0.033991 | 0.034606 | 0.033991 | 0.050143 | 0.034606 | 0.050143 | 0.033991 | 0.023652 | 0.017416 | 0.034013 | 0.017416 | 0.017416
536 | 158846.458 | 15860.579 | 5811.6973 | 68180.0634 | 37977.2866 | 15874.1487 | 11925.9372 | 3038.1365 | 5702.7836 | 7994.4265 | 27130.5134 | 8482.1224 | 9752.6746 | 3940.0476 | 7234.4474 | n/a | 10934.8924 | 5101.3669 | 4111.548 | 8831.4527 | 9849.0974 | 8204.5424 | 1615.0018 | 4476.6444 | 7420.211 | 4730.3015 | 6493.7271 | 7584.8218 | 4127.2931 | 5060.3678 | 231.9511 | 214.8291 | 214.8291 | 216.5343 | 242.8225 | 176.6726 | 259.1756 | 230.4861 | 259.1756 | 197.1855 | 249.5434 | 156.1596 | 220.7522 | 220.2801 | 220.8539 | 173146.1024 | 10430.1363 | 4332.2005 | 69923.1167 | 31305.1589 | 15845.2978 | 5925.4846 | 5188.7028 | 4972.8594 | 4867.7642 | 26535.2355 | 6218.5046 | 6603.434 | 4683.7296 | 6010.8128 | 164546.9752 | 21085.3287 | 9433.5674 | 71376.0552 | 39765.2199 | 25343.1952 | 14037.0353 | 6785.3047 | 9341.7037 | 11966.5752 | 30979.337 | 12682.4317 | 13935.1558 | 7427.205 | 11062.2806 | 132.4188 | 132.4188 | 132.4188 | 132.4188 | 132.4188 | 132.4188 | 132.4188 | 132.4188 | 132.4188 | 132.4188 | 132.4188 | 132.4188 | 132.4188 | 132.4188 | 132.4188 | 0.0083689 | 1.4951e-07 | 3.2919e-12 | 0.0067897 | 0.0090277 | 1.5643e-12 | 0.00010832 | 1.0082e-21 | 4.9972e-10 | 1.4252e-10 | 0.00017651 | 1.9313e-10 | 1.6267e-09 | 1.045e-19 | 1.9348e-11 | 0.0083689 | 0.008369 | 0.008369 | 0.015159 | 0.024186 | 0.015159 | 0.024295 | 0.024186 | 0.024295 | 0.015159 | 0.0085454 | 0.0083689 | 0.015159 | 0.0083689 | 0.0083689
537 | 159011.6881 | 16014.371 | 5721.2988 | 68224.3848 | 38025.9065 | 15901.316 | 11953.8916 | 3044.6919 | 6244.9769 | 7963.8146 | 27004.337 | 8530.5577 | 10271.8191 | 4193.8041 | 7568.0529 | n/a | 9741.5796 | 6316.1927 | 5352.9704 | 9104.6773 | 9391.5754 | 9189.2965 | 1553.6586 | 3059.6401 | 8054.0924 | 4139.2297 | 5916.035 | 7688.6581 | 2971.843 | 4692.9704 | 210.3954 | 193.8677 | 193.8677 | 191.9406 | 221.7858 | 145.4205 | 240.4097 | 207.7362 | 240.4097 | 168.782 | 233.4027 | 122.0589 | 197.6798 | 200.0756 | 200.7291 | 175046.8312 | 9724.6138 | 4082.2499 | 72769.6421 | 32487.634 | 13953.6647 | 5653.9869 | 5075.0967 | 4953.9868 | 4593.8829 | 27661.705 | 5997.7287 | 6371.8265 | 4539.3206 | 5975.2525 | 164183.3 | 18832.1294 | 10390.5425 | 74291.6124 | 40234.2113 | 23026.5401 | 14616.9833 | 6513.6553 | 7887.0269 | 12362.9752 | 29365.7347 | 11880.0637 | 13952.6846 | 7387.5636 | 10501.6229 | 135.66 | 135.66 | 135.66 | 135.66 | 135.66 | 135.66 | 135.66 | 135.66 | 135.66 | 135.66 | 135.66 | 135.66 | 135.66 | 135.66 | 135.66 | 0.011667 | 5.2215e-05 | 2.3022e-15 | 0.0012012 | 0.0063361 | 5.895e-10 | 2.3303e-05 | 3.1347e-20 | 2.0846e-05 | 1.6302e-11 | 0.0014501 | 1.0392e-08 | 2.6557e-08 | 2.8643e-17 | 5.9285e-09 | 0.011667 | 0.011719 | 0.011719 | 0.012868 | 0.019204 | 0.012868 | 0.019227 | 0.019204 | 0.019248 | 0.012868 | 0.013117 | 0.011667 | 0.012868 | 0.011667 | 0.011667
538 | 158693.9347 | 15927.6847 | 5763.6772 | 68064.9173 | 37866.3687 | 16031.6639 | 12054.3181 | 3068.9065 | 6177.7642 | 8353.646 | 26921.802 | 8721.0785 | 10112.5701 | 3878.0921 | 7148.9954 | n/a | 9363.9312 | 5549.8161 | 4734.4912 | 10047.6988 | 8860.3139 | 7860.4419 | 1521.9305 | 4779.7311 | 7159.3245 | 4741.9945 | 7615.1143 | 5834.6611 | 3172.1224 | 4985.4075 | 221.8985 | 205.0834 | 205.0834 | 205.1981 | 232.9664 | 162.5399 | 250.2656 | 219.9162 | 250.2656 | 184.2397 | 241.8061 | 140.8402 | 210.0685 | 210.8497 | 211.4567 | 175659.7601 | 10101.1656 | 4224.2333 | 72951.75 | 30929.8278 | 13802.1659 | 6443.5959 | 5074.1443 | 4891.8867 | 4247.9453 | 25119.4568 | 6090.2464 | 6677.7797 | 4596.6865 | 6136.1047 | 162176.7 | 18536.9968 | 9725.2494 | 71479.2811 | 39434.6266 | 20697.8799 | 14212.9379 | 6596.0748 | 9580.5178 | 10756.5698 | 27994.6513 | 13246.6607 | 11277.1407 | 7451.509 | 11080.1122 | 187.53 | 187.53 | 187.53 | 187.53 | 187.53 | 187.53 | 187.53 | 187.53 | 187.53 | 187.53 | 187.53 | 187.53 | 187.53 | 187.53 | 187.53 | 0.032869 | 8.2946e-05 | 2.9412e-13 | 0.0059299 | 0.010834 | 3.1339e-07 | 0.0001011 | 2.1769e-20 | 5.9394e-09 | 5.0309e-07 | 0.0091479 | 7.6795e-11 | 0.000405 | 1.9999e-20 | 8.3486e-12 | 0.032869 | 0.032952 | 0.032952 | 0.038799 | 0.049633 | 0.0388 | 0.049734 | 0.049633 | 0.049734 | 0.0388 | 0.042017 | 0.03287 | 0.039204 | 0.032869 | 0.032869
539 | 156588.552 | 15897.0876 | 6165.7777 | 67260.7117 | 37287.9069 | 15845.5368 | 12033.8377 | 3104.4412 | 5989.2559 | 8002.9525 | 26662.94 | 8402.7662 | 9802.6365 | 4213.1263 | 7230.4902 | n/a | 9036.5063 | 5332.8715 | 4904.9241 | 8505.2421 | 9297.7405 | 8484.5665 | 1573.0731 | 5850.6637 | 7788.4042 | 4363.3652 | 5943.7722 | 7136.7423 | 4438.1317 | 4947.823 | 211.8188 | 195.1112 | 195.1112 | 192.9336 | 223.3909 | 145.3903 | 242.4 | 209.0507 | 242.4 | 169.235 | 235.4638 | 121.5455 | 198.8425 | 201.4475 | 202.1145 | 172031.5851 | 11392.4286 | 4241.3721 | 68886.1387 | 31312.4345 | 13041.836 | 5846.9641 | 5126.9074 | 4831.9575 | 4424.381 | 24761.1582 | 5811.7891 | 6469.5454 | 4672.2235 | 6050.7783 | 162359.5 | 17265.8831 | 8189.7917 | 71869.3628 | 38286.9766 | 22009.5765 | 14304.1306 | 6597.9806 | 10682.6212 | 11934.7853 | 28954.5234 | 11703.5614 | 13564.3876 | 8814.0552 | 10717.1013 | 123.0462 | 123.0462 | 123.0462 | 123.0462 | 162.9174 | 123.0462 | 162.9174 | 162.9174 | 162.9174 | 123.0462 | 123.0462 | 123.0462 | 123.0462 | 123.0462 | 123.0462 | 0.0075898 | 0.0016095 | 2.1953e-07 | 0.0027843 | 0.017348 | 6.2518e-09 | 7.3277e-05 | 5.2315e-20 | 8.0606e-12 | 1.7713e-10 | 0.0015367 | 1.0322e-08 | 9.7097e-09 | 8.5802e-24 | 1.2907e-10 | 0.0075898 | 0.0091993 | 0.0091995 | 0.010374 | 0.027722 | 0.010374 | 0.027796 | 0.027722 | 0.027796 | 0.010374 | 0.0091265 | 0.0075898 | 0.010374 | 0.0075898 | 0.0075898
540 | 156174.7791 | 15863.4936 | 5779.0202 | 67099.4896 | 37266.2664 | 15571.4534 | 11741.7626 | 3203.8581 | 5855.0441 | 8114.6111 | 26423.6282 | 8263.1632 | 10135.7074 | 3928.2531 | 7026.5239 | n/a | 11865.3648 | 5329.0533 | 4210.692 | 8351.4562 | 9183.7599 | 6681.828 | 2135.1227 | 4216.1547 | 8018.5624 | 5141.3412 | 7361.895 | 6883.5301 | 2830.7295 | 4068.7114 | 198.7085 | 182.437 | 182.437 | 178.3106 | 210.4816 | 127.4944 | 230.5878 | 195.3138 | 230.5878 | 152.7152 | 225.1185 | 102.2735 | 185.0014 | 189.1391 | 189.8445 | 172577.4077 | 9991.2423 | 4214.1613 | 69941.5161 | 32290.8538 | 13934.2648 | 5574.5289 | 5157.1895 | 4855.0232 | 4191.4464 | 26476.2613 | 5953.5635 | 7032.1704 | 4668.5749 | 6257.2383 | 160924.9 | 19316.433 | 8060.4406 | 69174.0241 | 38475.8 | 22440.3247 | 12049.6569 | 7053.6022 | 9029.8779 | 11768.2088 | 30962.9025 | 13079.5586 | 13753.4005 | 6912.6044 | 10325.9497 | 134.3012 | 134.3012 | 134.3012 | 134.3012 | 135.9224 | 134.3012 | 170.1088 | 135.9224 | 170.1088 | 134.3012 | 134.3012 | 134.3012 | 134.3012 | 134.3012 | 134.3012 | 0.014324 | 1.063e-05 | 1.7933e-08 | 0.01357 | 0.014456 | 7.7889e-10 | 0.017125 | 3.2215e-21 | 7.5728e-09 | 8.7976e-10 | 5.5438e-05 | 6.3963e-12 | 2.8094e-08 | 3.1124e-17 | 2.1528e-10 | 0.014324 | 0.014335 | 0.014335 | 0.027894 | 0.04235 | 0.027894 | 0.059476 | 0.04235 | 0.059476 | 0.027894 | 0.01438 | 0.014324 | 0.027894 | 0.014324 | 0.014324
541 | 159838.5154 | 16157.4145 | 6222.789 | 68549.6016 | 38102.7999 | 16076.7062 | 11969.8525 | 3076.4811 | 6049.4305 | 8286.0709 | 27055.98 | 8491.9029 | 10112.8983 | 4073.9448 | 7449.2025 | n/a | 8292.0423 | 5438.4345 | 4312.1652 | 8976.1366 | 8531.4286 | 6030.0721 | 1873.283 | 4208.2529 | 5804.5865 | 3874.2481 | 5551.9106 | 7383.4248 | 3126.0655 | 4988.2951 | 193.3697 | 177.325 | 177.325 | 172.5762 | 205.1493 | 120.938 | 225.5154 | 189.7855 | 225.5154 | 146.4848 | 220.5581 | 95.3912 | 179.4911 | 184.1137 | 184.8283 | 173863.184 | 11112.7533 | 4323.7057 | 70564.0279 | 33622.3418 | 14559.8606 | 6380.3013 | 5187.1092 | 5114.3097 | 4696.2867 | 25521.17 | 5604.5326 | 5746.4526 | 4546.0659 | 6020.475 | 162326.8 | 19020.2117 | 9697.5402 | 69751.1931 | 39084.2785 | 22746.9892 | 12218.3734 | 6580.9922 | 9157.9625 | 10289.7731 | 28330.4181 | 11023.2433 | 12813.3774 | 7637.0314 | 10668.9701 | 199.33 | 199.33 | 199.33 | 199.33 | 199.33 | 199.33 | 199.33 | 199.33 | 199.33 | 199.33 | 199.33 | 199.33 | 199.33 | 199.33 | 199.33 | 0.048903 | 4.9822e-05 | 3.7803e-11 | 0.021113 | 0.017936 | 2.2209e-09 | 0.020571 | 3.1598e-20 | 1.6936e-08 | 3.0121e-06 | 0.006909 | 4.0995e-07 | 9.8844e-07 | 1.6804e-19 | 9.7526e-10 | 0.048903 | 0.048953 | 0.048953 | 0.070016 | 0.087952 | 0.070016 | 0.10852 | 0.087952 | 0.10852 | 0.070019 | 0.055812 | 0.048903 | 0.070017 | 0.048903 | 0.048903
542 | 155291.9728 | 15886.5304 | 6044.1295 | 66744.0924 | 37157.3091 | 15565.2582 | 11780.7679 | 3009.7928 | 6130.2767 | 7857.8314 | 26315.6231 | 8058.3496 | 9972.5224 | 4060.3081 | 7108.8118 | n/a | 7150.4158 | 6950.8442 | 4679.5613 | 8663.9188 | 12813.541 | 10420.7305 | 1716.3498 | 5776.4229 | 9056.1437 | 4125.1243 | 4919.1155 | 6773.8926 | 3564.6901 | 5167.8451 | 239.9635 | 221.7295 | 221.7295 | 221.6797 | 252.009 | 175.0298 | 270.9063 | 237.7532 | 270.9063 | 198.7342 | 261.8448 | 151.3253 | 227.0423 | 228.0286 | 228.6916 | 166273.7122 | 10759.454 | 4231.6276 | 65079.5541 | 31101.5885 | 12928.9638 | 5862.0339 | 5103.13 | 5116.3418 | 4252.6632 | 25482.1772 | 5916.1807 | 6328.5098 | 4727.3291 | 5774.75 | 157840.5202 | 16141.7699 | 11127.8719 | 67309.1233 | 38819.7153 | 25053.7048 | 16163.2723 | 6757.3798 | 10844.3647 | 12862.4069 | 28711.4015 | 10592.8962 | 12850.9024 | 8110.5192 | 10923.6951 | 239.4914 | 239.4914 | 239.4914 | 274.5343 | 274.5343 | 274.5343 | 274.5343 | 274.5343 | 274.5343 | 274.5343 | 239.4914 | 274.5343 | 274.5343 | 239.4914 | 239.4914 | 0.047111 | 0.023298 | 8.9833e-16 | 0.028477 | 0.009734 | 9.2732e-13 | 1.5538e-07 | 6.561e-22 | 1.2211e-11 | 6.0173e-13 | 0.0012617 | 2.1643e-07 | 4.2017e-07 | 6.3009e-22 | 1.4266e-11 | 0.047111 | 0.070409 | 0.070409 | 0.075588 | 0.085322 | 0.075588 | 0.085322 | 0.085322 | 0.085322 | 0.075588 | 0.048373 | 0.047112 | 0.075589 | 0.047111 | 0.047111
543 | 155143.9855 | 15535.4553 | 5572.6371 | 66672.6573 | 37068.661 | 15444.1567 | 11819.8801 | 3178.1268 | 6410.3604 | 8070.6453 | 26484.1077 | 8099.7583 | 9933.1308 | 4023.3338 | 7361.8485 | n/a | 8704.7389 | 6391.8146 | 4281.3426 | 8061.6579 | 9666.0715 | 7677.4803 | 2242.3377 | 4299.7795 | 8527.2441 | 3721.8838 | 4864.6677 | 8334.4937 | 2968.5843 | 5679.6464 | 221.6367 | 204.9575 | 204.9575 | 205.4769 | 232.5133 | 164.0766 | 249.3503 | 219.8117 | 249.3503 | 185.1967 | 240.6993 | 142.9565 | 210.1186 | 210.5698 | 211.1606 | 172144.7829 | 9603.6031 | 4000.4177 | 67990.6478 | 32191.9015 | 14449.2418 | 5651.7426 | 5201.2491 | 4915.7968 | 4280.2816 | 26670.757 | 6056.102 | 6887.9899 | 4711.6364 | 6132.4084 | 160952.2999 | 15350.542 | 9786.1323 | 69204.131 | 38480 | 23979.8132 | 13329.2229 | 6016.2249 | 9215.5763 | 12807.5257 | 28106.979 | 10785.2697 | 14075.6836 | 7680.2207 | 11812.0548 | 126.8405 | 307.4363 | 307.4363 | 126.8405 | 130.8827 | 126.8405 | 130.8827 | 130.8827 | 130.8827 | 126.8405 | 126.8405 | 126.8405 | 126.8405 | 126.8405 | 126.8405 | 0.0072279 | 0.064175 | 2.2065e-14 | 0.010751 | 0.012065 | 9.0176e-12 | 0.00056748 | 2.5505e-16 | 1.4719e-07 | 4.233e-12 | 0.0039921 | 1.1165e-07 | 2.5969e-09 | 3.5324e-20 | 9.1607e-13 | 0.0072279 | 0.071403 | 0.071403 | 0.017979 | 0.030044 | 0.017979 | 0.030611 | 0.030044 | 0.030611 | 0.017979 | 0.01122 | 0.007228 | 0.017979 | 0.0072279 | 0.0072279
544 | 158804.7573 | 15831.4413 | 5688.0229 | 68152.9048 | 37878.0403 | 15741.6589 | 11862.0827 | 3205.0186 | 6151.1263 | 8295.8608 | 27176.5629 | 8088.818 | 10008.3414 | 4095.3088 | 7078.1708 | n/a | 8625.2473 | 6214.8853 | 4333.3015 | 8456.9877 | 11204.9952 | 8408.519 | 2176.6453 | 3704.3185 | 7777.6261 | 5101.3192 | 5248.3275 | 7567.3186 | 3292.8017 | 5913.9875 | 226.8133 | 209.7096 | 209.7096 | 210.119 | 237.9977 | 167.3875 | 255.3613 | 224.899 | 255.3613 | 189.168 | 246.569 | 145.6069 | 214.9363 | 215.4974 | 216.1066 | 171640.2584 | 10169.4421 | 4210.1528 | 70392.2217 | 32640.481 | 14002.9822 | 5640.9677 | 5240.9987 | 5066.6543 | 4431.8013 | 25857.9578 | 5835.3811 | 6892.6623 | 4500.8535 | 6183.3262 | 161594.9 | 17780.0893 | 9756.6381 | 69797.8231 | 38794.8687 | 24013.2774 | 13219.6867 | 7417.6441 | 8019.9728 | 12107.1274 | 29902.5185 | 10846.5086 | 14322.9809 | 7526.9551 | 12090.8137 | 219.11 | 219.11 | 219.11 | 219.11 | 219.11 | 219.11 | 219.11 | 219.11 | 219.11 | 219.11 | 219.11 | 219.11 | 219.11 | 219.11 | 219.11 | 0.044546 | 0.00039249 | 1.0261e-13 | 0.016975 | 0.018856 | 2.6763e-11 | 0.00088533 | 5.2196e-23 | 6.5391e-06 | 6.1502e-10 | 0.00088154 | 7.757e-08 | 1.488e-09 | 8.8913e-19 | 1.3799e-14 | 0.044546 | 0.044939 | 0.044939 | 0.061521 | 0.080377 | 0.061521 | 0.081263 | 0.080377 | 0.081269 | 0.061521 | 0.045428 | 0.044546 | 0.061521 | 0.044546 | 0.044546
545 | 159432.6565 | 16116.1851 | 6052.8574 | 68400.5809 | 37982.9235 | 15718.2269 | 12160.875 | 3087.6284 | 6038.9389 | 8095.2776 | 26916.9781 | 8072.8447 | 10114.4774 | 4248.6654 | 7249.7334 | n/a | 8569.4262 | 6106.8452 | 4100.1172 | 7577.0177 | 6840.5249 | 7483.0075 | 2074.1139 | 4110.2073 | 7269.7635 | 4526.6352 | 6886.6531 | 4904.0427 | 3613.1556 | 5761.9336 | 216.4867 | 199.4876 | 199.4876 | 197.5291 | 228.1961 | 149.7351 | 247.3326 | 213.7599 | 247.3326 | 173.7396 | 240.1105 | 125.7306 | 203.4211 | 205.8663 | 206.5378 | 171266.5751 | 9166.1366 | 4240.2713 | 69859.1421 | 31561.812 | 14409.5839 | 5890.1497 | 5026.617 | 4976.6012 | 4466.3959 | 26333.3961 | 5994.0351 | 7584.2534 | 4550.984 | 5986.086 | 163032.9154 | 17696.7629 | 10339.4164 | 71034.4997 | 38465.2701 | 20170.7088 | 13418.9976 | 7049.3309 | 9079.1085 | 11634.7594 | 28598.8314 | 11902.6882 | 11686.9961 | 8059.4395 | 11683.2196 | 179.1574 | 179.1574 | 179.1574 | 179.1574 | 251.1503 | 179.1574 | 251.1503 | 251.1503 | 251.1503 | 179.1574 | 179.1574 | 179.1574 | 179.1574 | 179.1574 | 179.1574 | 0.030696 | 0.0010194 | 1.341e-13 | 0.010562 | 0.027312 | 4.2793e-07 | 0.0012806 | 1.6384e-22 | 2.2764e-08 | 1.4628e-09 | 0.0038101 | 4.3318e-10 | 8.2039e-05 | 6.0903e-20 | 6.8894e-13 | 0.030696 | 0.031716 | 0.031716 | 0.041258 | 0.06857 | 0.041258 | 0.069851 | 0.06857 | 0.069851 | 0.041258 | 0.034506 | 0.030697 | 0.04134 | 0.030696 | 0.030696
546 | 155937.4301 | 15523.8338 | 5953.6941 | 67005.9563 | 37321.5947 | 15478.2953 | 11947.1647 | 2980.2334 | 6144.4243 | 7923.2396 | 26514.982 | 8129.6956 | 10093.6939 | 4130.2627 | 7276.5648 | n/a | 10937.8667 | 3420.3659 | 3548.5906 | 7608.5489 | 10391.396 | 8917.1229 | 2059.0494 | 5036.3409 | 8125.4181 | 2670.2626 | 6545.9151 | 4215.1967 | 2542.5043 | 4375.2625 | 195.3907 | 178.6909 | 178.6909 | 172.1941 | 208.041 | 114.9497 | 230.4732 | 191.1186 | 230.4732 | 143.0883 | 226.31 | 86.8111 | 180.1167 | 186.1683 | 186.9553 | 179058.4403 | 11176.9247 | 4291.7202 | 76014.8215 | 34629.6102 | 15157.5272 | 5884.556 | 5259.8505 | 4986.6507 | 4644.1945 | 27379.999 | 5971.4992 | 5694.8423 | 4699.7363 | 5898.7538 | 159730.7 | 21928.5914 | 7688.5861 | 72787.7336 | 38302.4 | 23494.7038 | 14404.1365 | 5908.2025 | 9956.8916 | 11229.1933 | 27318.1 | 12003.6143 | 9910.039 | 7219.1406 | 8373.0969 | 152.8485 | 152.8485 | 152.8485 | 152.8485 | 153.2996 | 152.8485 | 153.2996 | 153.2996 | 153.2996 | 152.8485 | 153.3722 | 152.8485 | 307.2324 | 152.8485 | 152.8485 | 0.025998 | 6.2607e-09 | 8.8008e-07 | 0.0013393 | 0.017638 | 3.6186e-11 | 4.1415e-05 | 9.6967e-18 | 8.2361e-10 | 3.1915e-09 | 0.013244 | 3.9916e-10 | 0.079697 | 5.3333e-17 | 8.6396e-05 | 0.025998 | 0.025998 | 0.025999 | 0.027337 | 0.044975 | 0.027337 | 0.045016 | 0.044975 | 0.045016 | 0.027337 | 0.039242 | 0.025998 | 0.10703 | 0.025998 | 0.026084
547 | 151684.1927 | 15057.6061 | 5511.6999 | 65339.2105 | 36424.439 | 15380.7876 | 11646.32 | 2909.2265 | 5895.7322 | 8027.4085 | 25762.5081 | 8197.0136 | 9775.0377 | 4007.4525 | 7029.968 | n/a | 6487.2293 | 6381.7279 | 4421.9484 | 8570.022 | 7749.7685 | 7413.6987 | 2165.1802 | 4974.5468 | 6100.2119 | 3395.8143 | 6483.4427 | 6594.6662 | 3602.3829 | 4457.921 | 184.5333 | 168.6987 | 168.6987 | 162.344 | 196.577 | 107.6277 | 218.0015 | 180.4148 | 218.0015 | 134.5023 | 214.1786 | 80.7532 | 169.947 | 175.8401 | 176.5919 | 169329.018 | 10008.6606 | 4169.3695 | 66646.3599 | 29765.0753 | 13641.2283 | 5415.6527 | 5047.7957 | 4966.3706 | 4207.429 | 25378.5386 | 6055.4722 | 6527.1827 | 4448.4127 | 6124.7807 | 156833.9 | 15393.3 | 9505.4075 | 66798.8591 | 37583.2482 | 21262.7968 | 12575.3022 | 7081.5759 | 9940.9174 | 10186.1409 | 26499.253 | 12532.2148 | 10267.0488 | 7953.9956 | 8840.0884 | 115.1 | 143.49 | 143.49 | 141.3808 | 141.3808 | 141.3808 | 141.3808 | 141.3808 | 141.3808 | 141.3808 | 150.4996 | 141.3808 | 141.3808 | 115.1 | 115.1 | 0.010076 | 0.01837 | 7.2311e-14 | 0.018012 | 0.014759 | 8.1331e-09 | 0.002837 | 6.5464e-25 | 1.2802e-10 | 1.0453e-06 | 0.01414 | 5.2164e-11 | 0.0052798 | 1.1228e-21 | 1.1478e-06 | 0.010076 | 0.028446 | 0.028446 | 0.028088 | 0.042847 | 0.028088 | 0.045684 | 0.042847 | 0.045684 | 0.028089 | 0.024216 | 0.010076 | 0.033368 | 0.010076 | 0.010077
548 | 153391.5751 | 15602.3842 | 5513.2604 | 66030.0214 | 36799.9765 | 15423.4787 | 11780.6792 | 2866.3909 | 6019.4827 | 7889.9879 | 26039.109 | 8200.5391 | 9944.4784 | 3883.6148 | 7200.2054 | n/a | 7586.9665 | 4565.2768 | 4597.9542 | 11168.0411 | 11028.2683 | 8721.3681 | 1842.3755 | 6447.3803 | 7502.4003 | 4327.07 | 5330.6515 | 7453.2495 | 3563.8776 | 5505.6556 | 202.5423 | 186.0741 | 186.0741 | 182.2766 | 214.3627 | 131.6987 | 234.411 | 199.2386 | 234.411 | 156.8469 | 228.6327 | 106.5504 | 188.8715 | 192.7569 | 193.4603 | 168402.8717 | 9502.966 | 4177.1594 | 65127.7941 | 30844.172 | 13021.023 | 5552.4469 | 4995.1791 | 4825.2363 | 4045.582 | 26218.4 | 5882.6001 | 6927.2899 | 4516.1046 | 5976.9885 | 161139.6 | 16147 | 8742.4362 | 66992.9 | 40872.9131 | 23585.1913 | 14273.8149 | 6793.8546 | 11272.6166 | 11350.1823 | 27934.4791 | 10946.9516 | 14290.5911 | 7899.4822 | 11475.8441 | 76.86 | 113.43 | 113.43 | 204.8 | 204.8 | 204.8 | 204.8 | 204.8 | 204.8 | 204.8 | 76.86 | 204.8 | 204.8 | 76.86 | 76.86 | 0.0020095 | 0.011353 | 1.3511e-11 | 0.023269 | 0.0011646 | 2.3071e-11 | 3.3886e-05 | 6.7915e-24 | 6.45e-13 | 1.3889e-09 | 0.0025569 | 9.8017e-08 | 1.1763e-09 | 1.1972e-22 | 1.4109e-12 | 0.0020095 | 0.013363 | 0.013363 | 0.025279 | 0.026444 | 0.025279 | 0.026477 | 0.026444 | 0.026477 | 0.025279 | 0.0045664 | 0.0020096 | 0.025279 | 0.0020095 | 0.0020095
549 | 152508.6866 | 15401.2472 | 5527.6146 | 65656.7229 | 36564.5278 | 15513.988 | 11690.2316 | 3081.5241 | 6019.9333 | 8149.4233 | 25897.2062 | 8040.7238 | 9429.8311 | 3912.8409 | 7199.3261 | n/a | 8907.8608 | 4001.8652 | 4470.7618 | 8575.116 | 8986.5556 | 8596.9683 | 1561.6327 | 4159.2716 | 6292.6747 | 4405.125 | 8604.9561 | 7983.1978 | 3788.7604 | 6090.4067 | 222.3055 | 205.6668 | 205.6668 | 206.5041 | 233.0757 | 165.9225 | 249.6184 | 220.5962 | 249.6184 | 186.6734 | 240.7837 | 145.1717 | 210.9855 | 211.181 | 211.7615 | 173367.0127 | 10702.261 | 4474.331 | 71518.0812 | 31375.0596 | 14938.4542 | 5959.5109 | 5144.2221 | 4834.6959 | 4567.0426 | 26820.5338 | 5977.552 | 7678.2563 | 4541.4847 | 6058.4124 | 158370.2 | 18893.4218 | 8402.9962 | 70678.4731 | 38095.7756 | 22887.9097 | 14537.5792 | 6598.5548 | 8993.9675 | 10742.4173 | 29070.1588 | 14478.2081 | 15347.3541 | 6936.6886 | 11769.8191 | 123.96 | 123.96 | 123.96 | 123.96 | 123.96 | 123.96 | 123.96 | 123.96 | 123.96 | 123.96 | 123.96 | 123.96 | 123.96 | 123.96 | 123.96 | 0.006555 | 7.5174e-06 | 1.5938e-10 | 0.0020055 | 0.010674 | 1.9863e-10 | 1.1596e-05 | 2.9158e-20 | 2.9715e-08 | 1.5272e-07 | 0.00037313 | 1.3517e-15 | 6.2179e-13 | 1.7171e-17 | 2.6824e-13 | 0.006555 | 0.0065625 | 0.0065625 | 0.0085605 | 0.019234 | 0.0085605 | 0.019246 | 0.019234 | 0.019246 | 0.0085607 | 0.0069281 | 0.006555 | 0.0085605 | 0.006555 | 0.006555
550 | 156173.1049 | 15854.0661 | 6162.6698 | 67132.8902 | 37443.0759 | 15738.5914 | 11895.7189 | 3065.7792 | 5910.2963 | 7970.0304 | 26556.3659 | 8236.1953 | 9805.7488 | 4042.0118 | 7128.7347 | n/a | 8355.1962 | 7466.574 | 4170.7903 | 9206.6496 | 9519.8456 | 9792.1718 | 1997.7479 | 4272.2464 | 6981.0033 | 4043.8025 | 4749.5657 | 7932.6064 | 3306.7291 | 5861.5271 | 236.4998 | 219.1436 | 219.1436 | 221.2362 | 247.4286 | 181.6485 | 263.7161 | 235.1416 | 263.7161 | 202.0793 | 253.7188 | 161.2178 | 225.3418 | 224.5728 | 225.1442 | 174917.2607 | 10542.9821 | 4182.2052 | 73640.0377 | 31877.3541 | 13346.0872 | 5782.87 | 5075.8783 | 5121.256 | 4253.3338 | 25354.3876 | 5516.2454 | 7302.6962 | 4726.4322 | 6264.9958 | 163475.0704 | 18317.8783 | 11634.3791 | 74511.3244 | 39004.7 | 22572.0328 | 14994.8418 | 6984.2262 | 8943.1024 | 11050.6371 | 27798.3901 | 10155.6111 | 15001.2025 | 7837.4613 | 11918.523 | 102.8458 | 102.8458 | 102.8458 | 102.8458 | 126.02 | 102.8458 | 126.02 | 126.02 | 126.02 | 102.8458 | 110.2823 | 102.8458 | 102.8458 | 102.8458 | 102.8458 | 0.0028847 | 0.00011436 | 1.543e-16 | 0.00050628 | 0.010733 | 1.0277e-09 | 6.5618e-06 | 1.9644e-22 | 1.7284e-08 | 1.0592e-08 | 0.006999 | 5.1352e-06 | 2.9798e-11 | 9.002e-21 | 5.9906e-14 | 0.0028847 | 0.0029991 | 0.0029991 | 0.003391 | 0.014124 | 0.003391 | 0.01413 | 0.014124 | 0.01413 | 0.003391 | 0.0098837 | 0.0028898 | 0.003391 | 0.0028847 | 0.0028847
551 | 151314.4189 | 15380.0465 | 5654.6548 | 65196.3976 | 36130.7394 | 14778.0246 | 11561.1229 | 2930.3367 | 5705.3513 | 7713.4615 | 25774.0915 | 7741.1582 | 9972.3364 | 3909.3581 | 6750.5477 | n/a | 10442.0578 | 4477.3171 | 4525.0998 | 9730.6371 | 9313.6788 | 7900.9242 | 1872.6852 | 4477.3964 | 9128.6235 | 4661.7773 | 7059.4157 | 6962.871 | 3660.1282 | 4868.6142 | 236.792 | 219.0687 | 219.0687 | 219.9593 | 248.2645 | 176.7295 | 265.8866 | 234.9708 | 265.8866 | 198.8342 | 256.4768 | 154.6247 | 224.7334 | 224.9427 | 225.561 | 173698.5905 | 9672.3323 | 4030.8005 | 71188.9211 | 32411.3298 | 13002.8957 | 6079.6887 | 5097.4395 | 4994.5984 | 3962.7098 | 25921.4146 | 5584.2069 | 7646.4729 | 4768.2774 | 6011.7233 | 158121.2 | 19168.0901 | 8495.7176 | 68820.2942 | 40758.7359 | 22290.8745 | 13204.2819 | 6960.7247 | 8907.7948 | 13080.9332 | 29649.4919 | 12628.3226 | 13054.412 | 8082.1056 | 10776.8375 | 109.1586 | 109.1586 | 109.1586 | 109.1586 | 109.1586 | 109.1586 | 109.1586 | 109.1586 | 109.1586 | 109.1586 | 109.1586 | 109.1586 | 109.1586 | 109.1586 | 109.1586 | 0.0034394 | 3.5653e-06 | 3.1107e-10 | 0.0047433 | 0.0006648 | 5.2967e-11 | 0.00034953 | 5.611e-24 | 4.4101e-09 | 6.0181e-14 | 0.00012705 | 9.7324e-13 | 1.8705e-07 | 2.6332e-23 | 1.2691e-12 | 0.0034394 | 0.003443 | 0.003443 | 0.0081827 | 0.0088475 | 0.0081827 | 0.0091971 | 0.0088475 | 0.0091971 | 0.0081827 | 0.0035665 | 0.0034394 | 0.0081829 | 0.0034394 | 0.0034394
552 | 158962.1515 | 16233.9994 | 6222.13 | 68188.1827 | 37925.1956 | 15905.1831 | 11960.1485 | 2897.3911 | 6359.0279 | 8082.426 | 27104.346 | 8218.5335 | 10076.3582 | 4284.752 | 7229.6235 | n/a | 10219.8016 | 4903.743 | 4413.7722 | 8015.7176 | 10813.0764 | 9578.784 | 2128.1098 | 4326.2036 | 5423.2735 | 3298.6501 | 5410.0305 | 6655.3515 | 3501.4826 | 5859.8895 | 211.5265 | 195.6163 | 195.6163 | 196.1401 | 221.8945 | 156.7124 | 237.9328 | 209.7955 | 237.9328 | 176.8305 | 229.6623 | 136.5943 | 200.5545 | 200.9623 | 201.5251 | 175279.3903 | 9795.8439 | 4334.7394 | 71820.726 | 30397.9516 | 14752.3305 | 5998.6179 | 5111.6229 | 4978.4641 | 4920.9264 | 24804.2267 | 5932.3323 | 6827.7071 | 4594.8942 | 6025.3302 | 165229.8 | 19815.4455 | 9188.2823 | 72238.1722 | 38196.0692 | 24540.4069 | 15506.4019 | 7197.3328 | 9293.7677 | 10118.1999 | 27901.5768 | 11276.9628 | 11352.7586 | 7841.4768 | 11593.4197 | 114.8449 | 114.8449 | 114.8449 | 114.8449 | 278.2784 | 114.8449 | 278.2784 | 278.2784 | 278.2784 | 114.8449 | 158.6163 | 114.8449 | 114.8449 | 114.8449 | 114.8449 | 0.0059448 | 9.4992e-06 | 8.1945e-10 | 0.0040544 | 0.032664 | 1.332e-11 | 1.9604e-06 | 1.0567e-25 | 7.4734e-08 | 2.0336e-06 | 0.013701 | 2.3061e-08 | 0.0002567 | 1.2707e-18 | 9.4991e-13 | 0.0059448 | 0.0059543 | 0.0059543 | 0.0099992 | 0.042663 | 0.0099992 | 0.042665 | 0.042663 | 0.042665 | 0.010001 | 0.019646 | 0.0059448 | 0.010256 | 0.0059448 | 0.0059448
553 | 156134.9316 | 16011.2477 | 6142.9964 | 67069.1676 | 37317.4546 | 15547.7146 | 11752.6537 | 3105.0527 | 5951.8102 | 8117.5874 | 26519.2944 | 8298.1149 | 9869.9356 | 4074.2215 | 6991.346 | n/a | 10903.1104 | 5815.1297 | 4898.6391 | 7371.8699 | 7352.2543 | 9463.1912 | 1598.329 | 2817.5889 | 6354.3457 | 4980.844 | 5499.7004 | 7252.348 | 3407.6515 | 6805.6573 | 229.4272 | 212.5826 | 212.5826 | 214.5868 | 240.0405 | 176.1059 | 255.8692 | 228.0997 | 255.8692 | 195.9611 | 246.1837 | 156.2507 | 218.5838 | 217.8588 | 218.4142 | 175173.1732 | 10372.0429 | 4116.4331 | 69458.2834 | 31591.8748 | 13162.9467 | 5706.3728 | 5085.1514 | 4906.2257 | 3981.345 | 27570.5857 | 5916.8175 | 5812.5898 | 4600.0368 | 5877.5528 | 162197.6243 | 20782.9532 | 9917.8628 | 71694.2778 | 38298.7 | 19029.901 | 15103.9641 | 6581.8804 | 7663.4146 | 9634.8906 | 27891.9949 | 11365.618 | 12949.2378 | 6471.0535 | 12677.9101 | 126.5899 | 126.5899 | 126.5899 | 126.5899 | 176.83 | 126.5899 | 176.83 | 176.83 | 176.83 | 126.5899 | 126.5899 | 126.5899 | 126.5899 | 126.5899 | 126.5899 | 0.0063037 | 4.9537e-07 | 4.569e-12 | 0.0027342 | 0.017629 | 4.5781e-06 | 2.87e-06 | 6.4207e-20 | 1.0365e-05 | 2.5695e-05 | 0.0057693 | 2.539e-08 | 1.6658e-07 | 7.5276e-14 | 1.9561e-16 | 0.0063037 | 0.0063042 | 0.0063042 | 0.0090379 | 0.026667 | 0.0090425 | 0.02667 | 0.026667 | 0.02668 | 0.0090682 | 0.012073 | 0.0063083 | 0.0090381 | 0.0063037 | 0.0063037
554 | 152813.2668 | 15650.1492 | 5628.2101 | 65784.8725 | 36662.0877 | 15567.2216 | 11530.0621 | 2983.111 | 5801.8095 | 8228.515 | 26016.3468 | 8022.4117 | 9419.3258 | 3901.0847 | 7126.6957 | n/a | 11131.5199 | 5720.915 | 5476.1333 | 9265.048 | 11025.9873 | 8375.5641 | 1731.4352 | 4930.8348 | 7198.3843 | 3943.3637 | 6012.1012 | 7324.6907 | 4017.7586 | 5246.6025 | 239.009 | 222.4031 | 222.4031 | 227.7743 | 248.6201 | 197.4807 | 261.5271 | 238.8833 | 261.5271 | 213.671 | 249.8021 | 181.2904 | 230.1298 | 226.7054 | 227.1583 | 174230.6942 | 10535.5859 | 4250.5146 | 71942.3024 | 31191.5436 | 14284.3457 | 6374.4868 | 5092.6957 | 5023.214 | 4391.9731 | 27118.5341 | 5889.894 | 7289.1156 | 4535.0126 | 5933.1972 | 159385.9168 | 20731.3058 | 9872.3296 | 73743.2441 | 38236.3 | 24887.533 | 13925.0694 | 6068.0209 | 9278.8487 | 11324.4573 | 27878.7978 | 11745.0952 | 14470.2064 | 8338.3712 | 11179.7997 | 117.1374 | 117.1374 | 117.1374 | 117.1374 | 122.12 | 117.1374 | 122.12 | 122.12 | 122.12 | 117.1374 | 117.1374 | 117.1374 | 117.1374 | 117.1374 | 117.1374 | 0.0041818 | 1.7919e-07 | 2.3813e-14 | 0.00032094 | 0.010315 | 1.4323e-12 | 3.864e-05 | 1.4673e-18 | 1.5014e-09 | 1.5823e-08 | 0.0026786 | 6.4831e-10 | 2.3137e-11 | 1.0897e-24 | 3.8957e-12 | 0.0041818 | 0.004182 | 0.004182 | 0.0045027 | 0.014818 | 0.0045027 | 0.014857 | 0.014818 | 0.014857 | 0.0045027 | 0.0068604 | 0.0041818 | 0.0045027 | 0.0041818 | 0.0041818
555 | 154089.2471 | 15991.0155 | 6377.3148 | 66270.7072 | 36883.4923 | 15315.5542 | 11934.3053 | 2951.7538 | 6277.4028 | 7783.3977 | 26259.9953 | 7969.5658 | 9966.4022 | 3971.6745 | 7039.9749 | n/a | 6891.9852 | 5370.0752 | 4349.534 | 7946.5862 | 11771.0033 | 10354.0476 | 1526.3499 | 5289.2837 | 6627.3722 | 4082.3166 | 6043.7155 | 7225.9461 | 3264.6573 | 4285.8427 | 227.9043 | 211.1814 | 211.1814 | 213.2068 | 238.432 | 175.0844 | 254.1179 | 226.5988 | 254.1179 | 194.7605 | 244.4795 | 155.4083 | 217.1583 | 216.4101 | 216.9604 | 176572.7196 | 11081.9227 | 4299.421 | 71696.6646 | 33712.6484 | 14033.7193 | 6070.3711 | 5073.4573 | 4738.5725 | 4544.5578 | 26772.761 | 5920.5847 | 7196.7516 | 4716.9336 | 6042.2846 | 159610.5668 | 16394.3 | 9661.5962 | 68316.4 | 38127.7 | 24130.8993 | 16424.4186 | 6434.1073 | 10027.8562 | 10977.03 | 29253.6544 | 10485.377 | 13935.3978 | 7906.591 | 10314.5273 | 135.8267 | 159.3767 | 159.3767 | 142.6769 | 149.4799 | 142.6769 | 149.4799 | 149.4799 | 149.4799 | 142.6769 | 135.8267 | 142.6769 | 142.6769 | 135.8267 | 135.8267 | 0.008451 | 0.01643 | 1.9379e-10 | 0.013591 | 0.013874 | 3.6104e-12 | 1.3481e-07 | 7.157e-21 | 1.5822e-09 | 4.1839e-09 | 0.00051888 | 2.0695e-07 | 5.4698e-09 | 8.5703e-22 | 2.5754e-10 | 0.008451 | 0.024881 | 0.024881 | 0.022042 | 0.035917 | 0.022042 | 0.035917 | 0.035917 | 0.035917 | 0.022042 | 0.0089699 | 0.0084513 | 0.022042 | 0.008451 | 0.008451
556 | 155589.0047 | 16038.3895 | 5887.6202 | 66882.4467 | 37311.9856 | 15896.8187 | 11868.2045 | 2821.2205 | 5795.0191 | 7986.2847 | 26702.4447 | 8505.2114 | 9920.3771 | 4065.5878 | 7168.9022 | n/a | 10204.7472 | 7257.0441 | 4800.8565 | 9522.5627 | 8675.0509 | 7825.663 | 1827.9548 | 4682.8215 | 8393.4483 | 2889.6384 | 5702.1622 | 8081.4659 | 3342.3829 | 4595.552 | 232.5882 | 215.5169 | 215.5169 | 217.5674 | 243.3395 | 178.6121 | 259.3659 | 231.2496 | 259.3659 | 198.7153 | 249.5377 | 158.509 | 221.6092 | 220.859 | 221.4213 | 176004.2387 | 10534.443 | 4275.3309 | 71261.95 | 32846.2915 | 14614.8472 | 6158.3791 | 5109.282 | 5059.8199 | 4187.9617 | 25987.364 | 5904.9264 | 6793.6143 | 4532.2632 | 6320.1028 | 161699.7 | 18573.9346 | 11502.175 | 70174.7178 | 39729.1597 | 23061.0981 | 13243.8421 | 6937.2369 | 9133.4413 | 12499.91 | 27513.2025 | 11459.7886 | 13833.4802 | 7281.1461 | 10915.6548 | 126.8074 | 126.8074 | 126.8074 | 126.8074 | 126.8074 | 126.8074 | 126.8074 | 126.8074 | 126.8074 | 126.8074 | 168.8494 | 126.8074 | 126.8074 | 126.8074 | 126.8074 | 0.0060032 | 0.00010322 | 1.2975e-17 | 0.0061636 | 0.0051051 | 5.3167e-10 | 0.00084296 | 2.6472e-25 | 2.9002e-09 | 9.8983e-12 | 0.013207 | 6.0352e-08 | 6.3549e-09 | 7.5361e-18 | 2.514e-11 | 0.0060032 | 0.0061064 | 0.0061064 | 0.012167 | 0.017272 | 0.012167 | 0.018115 | 0.017272 | 0.018115 | 0.012167 | 0.01921 | 0.0060032 | 0.012167 | 0.0060032 | 0.0060032
557 | 155498.2614 | 15610.8954 | 5699.5782 | 66859.9846 | 37205.1947 | 15190.6775 | 12002.3963 | 2978.899 | 6116.8709 | 7799.9127 | 26535.0133 | 7961.7438 | 9829.7226 | 4167.7476 | 7069.057 | n/a | 10520.5599 | 5644.0175 | 5129.5933 | 9129.5849 | 9757.3264 | 8070.4589 | 1618.751 | 5159.5637 | 6983.3854 | 4048.4802 | 6105.2914 | 7083.9549 | 3933.2224 | 4939.2175 | 227.571 | 210.3912 | 210.3912 | 210.7357 | 238.822 | 167.6639 | 256.3158 | 225.6249 | 256.3158 | 189.6078 | 247.5271 | 145.7199 | 215.6056 | 216.2224 | 216.8362 | 171298.8587 | 10214.2953 | 4203.2578 | 69854.3848 | 30148.5881 | 13234.4987 | 5625.2156 | 5201.9216 | 4879.982 | 3812.8177 | 26869.464 | 5975.5077 | 6710.1335 | 4710.1109 | 6422.5049 | 159249.9 | 19502.4737 | 8631.9937 | 70946.9641 | 38397.622 | 20448.7622 | 13501.6744 | 6713.6726 | 9952.5457 | 8962.6031 | 28785.4626 | 11371.3361 | 13630.4884 | 7707.4333 | 10079.0408 | 178.6179 | 178.6179 | 178.6179 | 178.6179 | 178.6179 | 178.6179 | 178.6179 | 178.6179 | 178.6179 | 178.6179 | 178.6179 | 178.6179 | 178.6179 | 178.6179 | 178.6179 | 0.026511 | 3.1809e-06 | 1.9746e-10 | 0.0037751 | 0.014647 | 3.4682e-08 | 0.000623 | 4.7893e-22 | 6.8324e-10 | 0.00011264 | 0.0016057 | 2.6052e-09 | 8.6521e-09 | 5.306e-19 | 1.2652e-09 | 0.026511 | 0.026514 | 0.026514 | 0.030286 | 0.044933 | 0.030286 | 0.045556 | 0.044933 | 0.045556 | 0.030399 | 0.028117 | 0.026511 | 0.030286 | 0.026511 | 0.026511
558 | 156461.2129 | 15664.4702 | 5802.216 | 67202.7849 | 37387.4683 | 15474.4961 | 11943.045 | 3027.9804 | 6027.5011 | 7999.8922 | 26693.9425 | 7921.0009 | 9738.7512 | 4197.4983 | 6825.6141 | n/a | 10664.6322 | 4137.8308 | 3850.7099 | 8744.6382 | 10346.5587 | 9529.9217 | 1723.6145 | 3249.7279 | 7262.3022 | 3664.0901 | 6611.9107 | 7940.4383 | 3813.7143 | 6557.9411 | 224.3317 | 207.2449 | 207.2449 | 207.0566 | 235.6549 | 163.0231 | 253.4757 | 222.2111 | 253.4757 | 185.3772 | 245.075 | 140.6689 | 212.148 | 213.1851 | 213.8104 | 168932.3964 | 10265.6172 | 4220.1781 | 69355.9967 | 32090.6054 | 13981.7188 | 6002.9524 | 5183.9543 | 5082.8622 | 4526.7241 | 24122.7476 | 6117.0061 | 7376.4297 | 4539.2777 | 6073.6764 | 160377.9 | 20868.9494 | 8358.0089 | 69869.2479 | 40041.0665 | 23087.0959 | 15307.9969 | 6789.1688 | 8332.5901 | 10812.3447 | 27034 | 12464.4167 | 14299.3679 | 8173.292 | 12631.6175 | 170.4581 | 170.4581 | 170.4581 | 170.4581 | 170.4581 | 170.4581 | 170.4581 | 170.4581 | 170.4581 | 170.4581 | 269.45 | 170.4581 | 170.4581 | 170.4581 | 170.4581 | 0.024279 | 1.3421e-07 | 3.2064e-09 | 0.010161 | 0.0041821 | 1.0216e-10 | 3.2174e-06 | 7.3179e-22 | 7.0376e-07 | 4.1483e-08 | 0.026121 | 9.1756e-12 | 3.4106e-10 | 6.2066e-21 | 4.3335e-17 | 0.024279 | 0.024279 | 0.024279 | 0.034441 | 0.038623 | 0.034441 | 0.038626 | 0.038623 | 0.038627 | 0.034441 | 0.0504 | 0.024279 | 0.034441 | 0.024279 | 0.024279
559 | 148604.4185 | 15089.4012 | 5733.4053 | 64123.8168 | 35753.0475 | 14995.8731 | 11366.4301 | 2843.792 | 5946.3031 | 7796.2152 | 25477.3715 | 7749.7487 | 9612.9683 | 4037.4787 | 6844.5871 | n/a | 7413.1144 | 4674.665 | 5722.4909 | 8392.2947 | 10011.758 | 7763.6376 | 1622.1926 | 4080.252 | 8901.9388 | 4323.9889 | 6786.6907 | 6575.7822 | 3079.4314 | 4737.2507 | 233.8252 | 216.5009 | 216.5009 | 217.9973 | 244.8824 | 177.1492 | 261.6106 | 232.263 | 261.6106 | 198.1327 | 252.0115 | 156.1658 | 222.3718 | 222.077 | 222.6639 | 171523.3029 | 10518.114 | 4340.1745 | 69167.0765 | 32327.5036 | 14729.3763 | 5477.5785 | 5159.2937 | 4805.1331 | 4318.0119 | 26746.8953 | 5970.9941 | 7008.6129 | 4629.0113 | 6039.9583 | 156144 | 17628.5284 | 8942.7395 | 67901.0691 | 37323.9 | 22414.0343 | 12980.4161 | 6352.0863 | 8885.3851 | 11236.9507 | 26599.5 | 12413.5848 | 13425.9951 | 7241.4427 | 10758.3091 | 87.95 | 87.95 | 87.95 | 87.95 | 116.6724 | 87.95 | 116.6724 | 116.6724 | 116.6724 | 87.95 | 119.67 | 87.95 | 87.95 | 87.95 | 87.95 | 0.0019706 | 6.9994e-05 | 3.5903e-11 | 0.0041369 | 0.0099891 | 9.1579e-11 | 0.00035109 | 9.9758e-22 | 2.9514e-08 | 1.2461e-09 | 0.0077775 | 3.065e-12 | 5.8238e-09 | 6.6856e-18 | 3.4397e-12 | 0.0019706 | 0.0020406 | 0.0020406 | 0.0061075 | 0.016097 | 0.0061075 | 0.016448 | 0.016097 | 0.016448 | 0.0061075 | 0.0097481 | 0.0019706 | 0.0061075 | 0.0019706 | 0.0019706
560 | 156821.9137 | 15785.3196 | 5812.1584 | 67359.7223 | 37461.88 | 15386.9174 | 11881.5368 | 3139.4224 | 5901.4434 | 7699.1432 | 26674.245 | 8048.9235 | 9988.6331 | 4115.3074 | 7152.0365 | n/a | 8422.2795 | 4937.3446 | 4839.0547 | 8733.7913 | 9971.0429 | 7181.1895 | 2002.9479 | 4609.2413 | 8281.0632 | 4145.6633 | 5530.8594 | 6688.0209 | 2791.1151 | 3908.7283 | 211.4594 | 194.6967 | 194.6967 | 192.2322 | 223.1397 | 143.9027 | 242.4336 | 208.5847 | 242.4336 | 168.1047 | 235.6539 | 119.7007 | 198.2911 | 201.1279 | 201.8049 | 173283.8051 | 9052.7592 | 4102.9928 | 71775.8455 | 32663.8997 | 14221.1407 | 6004.8162 | 5054.0599 | 4861.663 | 4335.6542 | 24811.7142 | 5899.1014 | 6494.1254 | 4616.6805 | 5634.4305 | 163523.5 | 17311.4387 | 9005.0375 | 73239.8726 | 39428.8634 | 23589.6836 | 12776.4056 | 7012.4078 | 9325.8043 | 12292.2174 | 27448.6 | 11151.9608 | 12918.0463 | 6947.9955 | 9531.7588 | 104.5 | 104.5 | 104.5 | 104.5 | 104.5 | 104.5 | 104.5 | 104.5 | 104.5 | 104.5 | 164.09 | 104.5 | 104.5 | 104.5 | 104.5 | 0.0043062 | 0.0010751 | 5.3149e-11 | 0.0012849 | 0.0075802 | 1.9721e-11 | 0.0032942 | 9.9779e-22 | 2.5765e-09 | 2.905e-12 | 0.013905 | 1.3708e-08 | 3.4958e-07 | 7.9819e-16 | 5.4644e-08 | 0.0043062 | 0.0053813 | 0.0053813 | 0.0055911 | 0.013171 | 0.0055911 | 0.016465 | 0.013171 | 0.016465 | 0.0055911 | 0.018212 | 0.0043062 | 0.0055914 | 0.0043062 | 0.0043062
561 | 152975.8473 | 15515.5134 | 5842.7996 | 65808.1799 | 36543.821 | 15256.6977 | 11802.5309 | 3025.1019 | 5905.0664 | 8154.3084 | 26278.2432 | 7726.4672 | 9540.9255 | 4016.8029 | 6718.2095 | n/a | 7555.9132 | 5296.5366 | 4866.8304 | 8435.0077 | 9413.0762 | 6703.6909 | 1971.8568 | 4581.07 | 6858.2841 | 3030.7975 | 6512.1912 | 6463.5862 | 2218.6892 | 4583.3352 | 207.3345 | 190.8507 | 190.8507 | 188.2665 | 218.8608 | 140.3795 | 237.9614 | 204.4517 | 237.9614 | 164.3389 | 231.3974 | 116.42 | 194.2996 | 197.2175 | 197.8877 | 175639.8776 | 10136.1348 | 4284.7381 | 74173.348 | 34224.2698 | 14925.3184 | 6016.0328 | 5164.5953 | 4925.8982 | 4324.7811 | 25951.9216 | 5938.2147 | 6599.2585 | 4609.986 | 6137.2333 | 160013.6 | 17250.548 | 9581.2747 | 73115.8808 | 40951.5775 | 22297.6971 | 12374.3237 | 7136.4521 | 9506.9681 | 10067.7677 | 27978.1191 | 12258.6059 | 12852.1447 | 6493.3752 | 10458.5023 | 92.4568 | 92.4568 | 92.4568 | 92.4568 | 92.4568 | 92.4568 | 97.5463 | 92.4568 | 97.5463 | 92.4568 | 92.4568 | 92.4568 | 92.4568 | 92.4568 | 92.4568 | 0.0031192 | 0.00060318 | 1.7591e-12 | 0.00048311 | 0.0008457 | 3.4489e-10 | 0.00812 | 1.019e-23 | 1.1095e-09 | 3.9837e-06 | 0.0034985 | 5.5401e-12 | 4.1536e-08 | 2.0837e-14 | 6.3261e-12 | 0.0031192 | 0.0037224 | 0.0037224 | 0.0036023 | 0.004448 | 0.0036023 | 0.012568 | 0.004448 | 0.012568 | 0.0036063 | 0.0066177 | 0.0031192 | 0.0036024 | 0.0031192 | 0.0031192
562 | 155919.7127 | 15677.9945 | 6027.2147 | 66972.6413 | 37301.9762 | 15905.6984 | 11615.208 | 2930.9337 | 6108.4903 | 8123.2478 | 26536.2508 | 8403.9468 | 9783.2504 | 4151.4641 | 7517.2579 | n/a | 11203.2169 | 5869.5031 | 2996.2666 | 7612.7673 | 9110.9958 | 7126.9206 | 2265.1598 | 2670.1313 | 7825.2809 | 3470.9329 | 6363.2963 | 5365.8532 | 3601.0601 | 4747.3648 | 219.1265 | 201.7594 | 201.7594 | 199.2172 | 231.2252 | 149.1702 | 251.206 | 216.1521 | 251.206 | 174.2337 | 244.1746 | 124.1066 | 205.4894 | 208.4196 | 209.1207 | 172448.0951 | 10633.7373 | 4131.8661 | 68534.0123 | 30931.0566 | 14825.1504 | 5590.963 | 5181.729 | 5162.4277 | 4269.7193 | 26586.3786 | 5859.9336 | 6244.0701 | 4628.9326 | 6014.4379 | 163317.4 | 21474.5542 | 9960.4691 | 69641.5 | 37365.2887 | 23719.7025 | 12685.1483 | 7400.7888 | 7790.8591 | 12061.8002 | 28255.112 | 12039.9862 | 11575.2233 | 8038.5928 | 10297.4027 | 93.0606 | 93.0606 | 93.0606 | 106.9247 | 324.7623 | 106.9247 | 324.7623 | 324.7623 | 324.7623 | 106.9247 | 93.0606 | 106.9247 | 106.9247 | 93.0606 | 93.0606 | 0.0027204 | 3.2115e-08 | 1.0887e-12 | 0.010104 | 0.038923 | 1.0495e-10 | 0.001874 | 2.3621e-26 | 1.4634e-05 | 2.2784e-10 | 0.0034868 | 2.1947e-09 | 2.7391e-05 | 1.0165e-20 | 1.2178e-08 | 0.0027204 | 0.0027205 | 0.0027205 | 0.012824 | 0.051747 | 0.012824 | 0.053621 | 0.051747 | 0.053636 | 0.012824 | 0.0062072 | 0.0027204 | 0.012852 | 0.0027204 | 0.0027204
563 | 158087.7499 | 16015.9048 | 6192.7436 | 67844.6142 | 37732.8402 | 15943.8973 | 12207.0445 | 3260.8875 | 6214.6043 | 8440.8123 | 26707.4251 | 8508.6701 | 10065.8013 | 4060.7283 | 7393.0746 | n/a | 8599.9831 | 6177.8611 | 5459.3041 | 11611.3941 | 10875.5997 | 7045.9318 | 1763.5249 | 4922.4602 | 8198.582 | 3870.4922 | 6388.3112 | 5805.3319 | 3364.2665 | 4644.6668 | 221.6201 | 204.7201 | 204.7201 | 204.4651 | 232.8368 | 160.758 | 250.5176 | 219.4988 | 250.5176 | 182.9364 | 242.2527 | 138.5797 | 209.5329 | 210.6136 | 211.234 | 171174.5022 | 10455.0109 | 4218.4628 | 67060.9661 | 32415.2657 | 13510.2548 | 5760.6725 | 5205.0133 | 4839.1315 | 4345.921 | 25834.9182 | 5430.4322 | 6176.6509 | 4584.9767 | 6020.7584 | 161901.2 | 18892.9939 | 10388.424 | 69269.2 | 42470.6897 | 23941.2545 | 12618.8042 | 6779.9383 | 9666.7917 | 12272.9031 | 28899.3104 | 11645.7434 | 11793.9829 | 7502.1432 | 10623.4251 | 173.9715 | 173.9715 | 173.9715 | 179.51 | 179.51 | 179.51 | 179.51 | 179.51 | 179.51 | 179.51 | 173.9715 | 179.51 | 179.51 | 173.9715 | 173.9715 | 0.026511 | 4.5361e-05 | 4.2571e-13 | 0.018828 | 0.00072116 | 6.947e-11 | 0.013309 | 2.828e-19 | 5.1999e-09 | 7.6004e-10 | 0.0017854 | 2.6367e-08 | 4.3159e-05 | 5.7628e-19 | 8.0594e-10 | 0.026511 | 0.026556 | 0.026556 | 0.045339 | 0.04606 | 0.045339 | 0.059369 | 0.04606 | 0.059369 | 0.045339 | 0.028296 | 0.026511 | 0.045382 | 0.026511 | 0.026511
564 | 153187.6379 | 15511.1038 | 5573.4031 | 65913.6823 | 36658.3964 | 15178.5678 | 11771.5485 | 2906.4369 | 6147.7735 | 7698.4483 | 26162.6738 | 8057.5465 | 9762.6884 | 4007.9268 | 7408.9658 | n/a | 10257.0413 | 5337.2847 | 4385.3663 | 10996.8945 | 12182.2313 | 8141.9769 | 1574.7779 | 3675.5436 | 8200.8648 | 4208.9914 | 8232.8133 | 6437.2191 | 3988.1924 | 5080.7328 | 231.3144 | 213.7675 | 213.7675 | 213.8236 | 242.8799 | 169.1657 | 260.9825 | 229.2237 | 260.9825 | 191.8733 | 252.1957 | 146.4581 | 218.9356 | 219.8017 | 220.4369 | 176289.1799 | 10687.9596 | 4525.1569 | 71652.3164 | 31615.769 | 14459.0523 | 5546.8311 | 5124.3419 | 4739.2056 | 4207.262 | 26259.6376 | 6134.1015 | 7749.1362 | 4455.9839 | 6065.5541 | 156892.9 | 19423.1046 | 9725.9416 | 67361.8 | 40594.0636 | 24803.0147 | 13347.8079 | 6651.8197 | 8320.0492 | 12206.4268 | 27819.829 | 12730.3461 | 12866.2943 | 8301.5763 | 10828.1868 | 181.1643 | 181.1643 | 181.1643 | 181.3719 | 181.3719 | 181.3719 | 181.3719 | 181.3719 | 181.3719 | 181.3719 | 181.1643 | 181.3719 | 181.3719 | 181.1643 | 181.1643 | 0.026253 | 2.8455e-06 | 3.3442e-14 | 0.018233 | 0.0012959 | 3.4845e-13 | 0.00046069 | 1.337e-22 | 1.6056e-06 | 4.4634e-12 | 0.0036857 | 7.1725e-12 | 1.3178e-07 | 2.2039e-23 | 2.984e-10 | 0.026253 | 0.026256 | 0.026256 | 0.044486 | 0.045782 | 0.044486 | 0.046243 | 0.045782 | 0.046245 | 0.044486 | 0.029939 | 0.026253 | 0.044487 | 0.026253 | 0.026253
565 | 154962.4456 | 15311.1317 | 5706.5718 | 66615.7061 | 37058.1044 | 15820.2788 | 11779.0773 | 3039.5298 | 5958.5908 | 8210.6768 | 26272.4134 | 8602.6902 | 9996.2263 | 4146.1923 | 7089.139 | n/a | 9234.4938 | 6614.9598 | 4055.2456 | 8604.2414 | 9621.1388 | 7721.4789 | 1831.6496 | 6037.7049 | 8289.6868 | 3695.1282 | 5068.0987 | 6891.5559 | 2813.1811 | 4428.4147 | 202.3987 | 186.4731 | 186.4731 | 184.5282 | 213.3963 | 139.5046 | 231.4118 | 199.8058 | 231.4118 | 162.1029 | 224.7164 | 116.9063 | 190.0995 | 192.4782 | 193.1103 | 177465.7723 | 11142.1543 | 4291.5077 | 71421.929 | 32515.0131 | 13608.5349 | 5372.9648 | 5159.0637 | 4901.67 | 3618.4166 | 27166.8423 | 6278.416 | 6508.9534 | 4680.1969 | 6166.6622 | 163828.7201 | 20153.5481 | 10878.0675 | 69878.4202 | 38500 | 21739.7737 | 12569.2489 | 6642.3132 | 10316.975 | 11862.0034 | 29666.3705 | 9902.7147 | 12534.9093 | 7184.578 | 10089.9769 | 56.7909 | 56.7909 | 56.7909 | 74.1961 | 117.4984 | 74.1961 | 117.4984 | 117.4984 | 117.4984 | 74.1961 | 56.7909 | 74.1961 | 74.1961 | 56.7909 | 56.7909 | 0.0010441 | 2.4693e-07 | 7.7293e-17 | 0.0062265 | 0.011744 | 1.1312e-08 | 0.0043432 | 5.8425e-21 | 3.5405e-11 | 1.0924e-09 | 0.00028833 | 0.00012399 | 1.6587e-06 | 1.057e-16 | 1.3997e-09 | 0.0010441 | 0.0010444 | 0.0010444 | 0.0072707 | 0.019015 | 0.0072707 | 0.023358 | 0.019015 | 0.023358 | 0.0072707 | 0.0013324 | 0.0011681 | 0.0072723 | 0.0010441 | 0.0010441
566 | 158754.7726 | 16140.3128 | 6224.3012 | 68097.2014 | 37899.6201 | 15885.4565 | 12312.4886 | 3016.3544 | 6208.1014 | 8070.709 | 26801.6716 | 8362.3198 | 10131.6359 | 4165.6679 | 7407.5499 | n/a | 6266.4377 | 4329.4869 | 5268.2404 | 7999.414 | 9009.7873 | 6082.7894 | 1792.4861 | 5370.1891 | 8189.8574 | 3731.4484 | 6761.9835 | 7006.8227 | 2429.653 | 5893.0624 | 241.5336 | 223.8358 | 223.8358 | 226.0698 | 252.6524 | 185.9285 | 269.1809 | 240.1835 | 269.1809 | 206.6615 | 258.9226 | 165.1954 | 230.2094 | 229.3453 | 229.9252 | 170026.7597 | 10406.4336 | 4059.2228 | 69947.9311 | 32071.3827 | 14517.9449 | 5539.9292 | 5096.65 | 4827.0273 | 4107.4906 | 23961.8255 | 5996.2568 | 6584.4811 | 4588.2861 | 6079.8649 | 164178.4917 | 16422.9 | 8199.7383 | 72506.2748 | 39093.2 | 23094.2322 | 11622.7185 | 6877.0361 | 10197.2164 | 12124.148 | 27440.6738 | 12497.9402 | 12790.5038 | 6540.539 | 11939.7274 | 149.891 | 216.63 | 216.63 | 149.891 | 166.75 | 149.891 | 403.7713 | 166.75 | 403.7713 | 149.891 | 205.2618 | 149.891 | 149.891 | 149.891 | 149.891 | 0.0098812 | 0.022051 | 3.3085e-07 | 0.0032523 | 0.014912 | 4.6927e-10 | 0.20187 | 1.8399e-22 | 4.4022e-10 | 1.1554e-10 | 0.016998 | 1.98e-10 | 1.186e-06 | 1.7204e-13 | 6.8078e-13 | 0.0098812 | 0.031932 | 0.031932 | 0.013134 | 0.028045 | 0.013134 | 0.22991 | 0.028045 | 0.22991 | 0.013134 | 0.026879 | 0.0098812 | 0.013135 | 0.0098812 | 0.0098812
567 | 152360.1916 | 15009.4213 | 5550.3633 | 65579.9411 | 36612.5569 | 15435.9714 | 11709.9245 | 2869.8294 | 5929.499 | 8042.9248 | 26011.0013 | 7947.7182 | 9434.8766 | 4071.0666 | 7061.8546 | n/a | 10048.9666 | 5062.1722 | 3897.9941 | 9558.6404 | 9919.3402 | 9836.5944 | 2508.9141 | 4121.9598 | 8193.5762 | 4457.9295 | 5192.8897 | 6442.7456 | 2922.0971 | 5079.217 | 234.1626 | 217.0336 | 217.0336 | 219.2998 | 244.8978 | 180.6831 | 260.8123 | 232.8921 | 260.8123 | 200.646 | 250.8171 | 160.7201 | 223.2578 | 222.3385 | 222.8969 | 173166.7676 | 10024.3326 | 4362.4776 | 72515.9134 | 32623.073 | 14113.8465 | 6053.6185 | 5269.6815 | 4994.8917 | 4295.9874 | 25086.1937 | 5928.998 | 6360.6789 | 4573.6536 | 5997.7731 | 158540.3 | 17856.6725 | 7271.2231 | 71982.0466 | 40766.4602 | 22887.279 | 15694.8129 | 7567.7424 | 9105.9516 | 12489.5637 | 28818.0232 | 11049.1877 | 11693.1245 | 7262.5507 | 9655.5634 | 123.218 | 123.218 | 123.218 | 123.218 | 123.218 | 123.218 | 123.218 | 123.218 | 123.218 | 123.218 | 123.218 | 123.218 | 123.218 | 123.218 | 123.218 | 0.005287 | 3.0904e-05 | 4.3604e-07 | 0.00083972 | 0.001065 | 1.4768e-10 | 4.5053e-07 | 3.9478e-28 | 9.1149e-09 | 1.6006e-11 | 0.00065663 | 1.1414e-08 | 2.9589e-06 | 1.0348e-17 | 1.3502e-08 | 0.005287 | 0.0053179 | 0.0053184 | 0.0061267 | 0.0071917 | 0.0061267 | 0.0071922 | 0.0071917 | 0.0071922 | 0.0061267 | 0.0059436 | 0.005287 | 0.0061297 | 0.005287 | 0.005287
568 | 156204.201 | 15724.6819 | 5955.0886 | 67126.6355 | 37370.0495 | 15770.1079 | 11942.9615 | 2988.2451 | 6172.6847 | 8033.2434 | 26325.2025 | 8377.1965 | 9895.2361 | 4265.7721 | 7247.0867 | n/a | 8699.0563 | 7029.9567 | 4424.8053 | 8592.271 | 11399.6875 | 7592.7161 | 2307.229 | 3499.4523 | 10135.6521 | 5268.9483 | 5762.0375 | 7098.4432 | 3417.0945 | 5846.7929 | 250.2405 | 232.2027 | 232.2027 | 235.5556 | 261.303 | 197.0648 | 277.2942 | 249.2394 | 277.2942 | 217.124 | 266.149 | 177.0057 | 239.2725 | 237.5331 | 238.0942 | 174425.093 | 9760.0177 | 4222.023 | 69358.4296 | 30720.2406 | 14354.3814 | 5855.4194 | 5123.1313 | 4934.6195 | 4298.5898 | 28920.8528 | 5683.8534 | 7496.9909 | 4686.5948 | 6023.8008 | 163157.6 | 17494.074 | 10631.3797 | 70454.632 | 38582.5117 | 25378.3689 | 13251.7355 | 7430.3603 | 8354.1719 | 14132.0419 | 33463.2011 | 11372.3909 | 14327.7341 | 7576.8893 | 10950.3037 | 117.0905 | 117.0905 | 117.0905 | 117.0905 | 168.786 | 117.0905 | 168.786 | 168.786 | 168.786 | 117.0905 | 117.0905 | 117.0905 | 117.0905 | 117.0905 | 117.0905 | 0.0036116 | 0.00058734 | 7.3593e-15 | 0.0060746 | 0.014462 | 9.3928e-13 | 0.0010424 | 9.6597e-26 | 1.6026e-06 | 5.0748e-15 | 1.1854e-06 | 4.0668e-08 | 7.6374e-10 | 1.4709e-17 | 4.0273e-11 | 0.0036116 | 0.004199 | 0.004199 | 0.0096863 | 0.024148 | 0.0096863 | 0.025191 | 0.024148 | 0.025192 | 0.0096863 | 0.0036128 | 0.0036117 | 0.0096863 | 0.0036116 | 0.0036116
569 | 151482.687 | 15202.6899 | 5587.1213 | 65253.5459 | 36319.5017 | 15221.6126 | 11575.8718 | 2869.3849 | 5984.9504 | 7840.3797 | 25755.556 | 8018.2873 | 9727.3856 | 3992.6728 | 7037.1404 | n/a | 9865.7884 | 5800.4738 | 4723.5309 | 6271.7037 | 8094.2305 | 8195.1431 | 2140.9246 | 3888.9698 | 7384.7945 | 3720.1166 | 6482.639 | 8627.9674 | 3109.0922 | 4807.6684 | 223.0882 | 206.3966 | 206.3966 | 207.2565 | 233.8877 | 166.5906 | 250.4672 | 221.3804 | 250.4672 | 187.3876 | 241.5916 | 145.7935 | 211.7429 | 211.9231 | 212.5048 | 174886.0601 | 9744.7103 | 4108.0317 | 73079.0138 | 33333.377 | 14944.1976 | 5893.0108 | 5126.5118 | 4958.453 | 4462.6367 | 27033.5739 | 6147.6992 | 6963.0315 | 4710.785 | 5925.3299 | 155165.7 | 19416.3987 | 9908.5056 | 70594.502 | 37248.5 | 22874.5416 | 13076.8732 | 7216.9364 | 7882.0421 | 11750.1313 | 26457.1 | 12563.7518 | 13707.7233 | 6138.3016 | 10173.1983 | 173.9492 | 173.9492 | 173.9492 | 173.9492 | 174.7616 | 173.9492 | 174.7616 | 174.7616 | 174.7616 | 173.9492 | 174.6058 | 173.9492 | 173.9492 | 173.9492 | 173.9492 | 0.025998 | 1.0977e-06 | 1.1479e-14 | 0.001608 | 0.01804 | 6.6287e-11 | 0.00053113 | 3.3933e-26 | 4.503e-06 | 1.3283e-10 | 0.014904 | 1.1907e-11 | 3.5448e-09 | 7.6092e-13 | 5.6676e-10 | 0.025998 | 0.025999 | 0.025999 | 0.027606 | 0.045646 | 0.027606 | 0.046178 | 0.045646 | 0.046182 | 0.027606 | 0.040902 | 0.025998 | 0.027606 | 0.025998 | 0.025998
570 | 154304.4698 | 15526.9927 | 5764.8762 | 66360.6011 | 36988.2958 | 15819.5018 | 11727.2784 | 3000.179 | 5936.1265 | 8325.0608 | 26229.3867 | 8143.6081 | 9835.2776 | 4260.0959 | 7163.0516 | n/a | 7707.5062 | 7379.5061 | 5250.5464 | 7503.0774 | 10636.8383 | 7283.9149 | 1896.0161 | 3802.0097 | 8467.2603 | 4945.1384 | 4734.3193 | 7697.2095 | 3050.6881 | 4126.2969 | 224.1566 | 206.9562 | 206.9562 | 206.3259 | 235.6657 | 161.0074 | 253.9552 | 221.8684 | 253.9552 | 183.9495 | 245.7813 | 138.0653 | 211.6568 | 213.0527 | 213.6944 | 172762.2853 | 11176.3173 | 4239.9592 | 71225.8134 | 30552.9289 | 14218.4667 | 5829.0318 | 4988.457 | 4734.2276 | 4573.2717 | 25296.3088 | 5779.601 | 6631.0735 | 4863.8035 | 5973.9388 | 161036 | 16411.6949 | 11499.1367 | 72430.5061 | 37044.2063 | 24720.105 | 13106.1467 | 6842.0731 | 8536.2372 | 12919.632 | 27934.1704 | 10499.6203 | 14260.583 | 7904.5916 | 10057.6357 | 107.8289 | 107.8289 | 107.8289 | 107.8289 | 332.2083 | 107.8289 | 332.2083 | 332.2083 | 332.2083 | 107.8289 | 107.8289 | 107.8289 | 107.8289 | 107.8289 | 107.8289 | 0.0039437 | 0.0048904 | 2.7629e-18 | 0.001082 | 0.039157 | 6.0572e-12 | 0.00079704 | 1.7974e-22 | 1.455e-07 | 1.6622e-11 | 0.0034571 | 5.7668e-07 | 7.0559e-10 | 4.0045e-19 | 3.044e-09 | 0.0039437 | 0.0088341 | 0.0088341 | 0.0050256 | 0.044182 | 0.0050256 | 0.044979 | 0.044182 | 0.044979 | 0.0050256 | 0.0074008 | 0.0039442 | 0.0050256 | 0.0039437 | 0.0039437
571 | 155645.8406 | 15723.5483 | 6040.079 | 66900.7005 | 37206.3074 | 15600.7698 | 12141.7704 | 3050.506 | 6169.7281 | 8159.1053 | 26444.3438 | 8467.8567 | 9761.7257 | 4158.3085 | 7352.1604 | n/a | 11469.0678 | 6168.4958 | 4294.6721 | 10267.533 | 9548.9299 | 7815.2114 | 1768.225 | 4221.9642 | 6486.1925 | 3926.3491 | 6372.4485 | 8098.467 | 3616.2792 | 4565.926 | 226.9592 | 209.5308 | 209.5308 | 208.8475 | 238.632 | 162.8279 | 257.1994 | 224.6251 | 257.1994 | 186.1185 | 248.9457 | 139.5373 | 214.2699 | 215.7199 | 216.3714 | 170271.0511 | 10313.2576 | 4209.318 | 69077.2419 | 31796.1949 | 14115.0602 | 5444.9006 | 5128.2255 | 4958.393 | 3782.8516 | 24817.8271 | 6211.6921 | 7072.1761 | 4636.3275 | 5863.4226 | 158992.1 | 21076.0254 | 9771.7139 | 68318.3391 | 39505.3531 | 22995.8901 | 12458.2044 | 6841.4505 | 8452.0573 | 9606.3441 | 26952.3 | 12578.7406 | 14579.1432 | 7662.6067 | 10393.7486 | 194.61 | 194.61 | 194.61 | 194.61 | 194.61 | 194.61 | 194.61 | 194.61 | 194.61 | 194.61 | 229.22 | 194.61 | 194.61 | 194.61 | 194.61 | 0.034179 | 9.8284e-08 | 4.033e-12 | 0.018709 | 0.0056212 | 2.091e-10 | 0.017218 | 7.1638e-22 | 1.0033e-06 | 3.729e-05 | 0.020336 | 2.8185e-10 | 1.2568e-10 | 7.1563e-19 | 2.0642e-09 | 0.034179 | 0.03418 | 0.03418 | 0.052888 | 0.058509 | 0.052888 | 0.075727 | 0.058509 | 0.075728 | 0.052925 | 0.054515 | 0.034179 | 0.052888 | 0.034179 | 0.034179
572 | 157310.6582 | 15829.9951 | 5615.9382 | 67536.6943 | 37579.1841 | 15750.4536 | 12082.3688 | 3097.8456 | 6259.6397 | 8005.1062 | 26825.8414 | 8265.6517 | 9988.0186 | 4020.8569 | 7156.311 | n/a | 10027.9445 | 5455.1919 | 4411.8745 | 12036.5159 | 9749.0836 | 8312.696 | 2313.9123 | 4786.7726 | 8786.3684 | 5255.8056 | 5763.9329 | 8191.2092 | 3917.8874 | 5190.2247 | 220.1279 | 203.4218 | 203.4218 | 203.4481 | 231.146 | 160.8691 | 248.4027 | 218.1279 | 248.4027 | 182.5156 | 240.0544 | 139.2227 | 208.3278 | 209.174 | 209.7795 | 171484.5318 | 11837.7234 | 4242.2962 | 67758.7962 | 30984.5121 | 13606.9405 | 6172.4514 | 5162.7493 | 5111.0152 | 4669.5489 | 27121.7651 | 5584.0612 | 6717.6809 | 4406.9473 | 6088.8584 | 162447.2 | 20934.0679 | 9076.8881 | 69047.5 | 42141.428 | 23262.724 | 14448.2474 | 7476.6616 | 9860.8878 | 13455.9173 | 30807.1096 | 11254.6941 | 13990.8901 | 8275.9348 | 11259.7831 | 141.52 | 141.52 | 141.52 | 170.25 | 170.25 | 170.25 | 170.25 | 170.25 | 170.25 | 170.25 | 141.52 | 170.25 | 170.25 | 141.52 | 141.52 | 0.011441 | 1.9519e-07 | 4.2738e-12 | 0.017994 | 0.00082451 | 1.8597e-10 | 5.7631e-05 | 1.3938e-24 | 2.9644e-09 | 1.0785e-13 | 0.000137 | 3.4704e-08 | 4.9483e-09 | 3.986e-23 | 3.223e-12 | 0.011441 | 0.011441 | 0.011441 | 0.029435 | 0.030259 | 0.029435 | 0.030317 | 0.030259 | 0.030317 | 0.029435 | 0.011578 | 0.011441 | 0.029435 | 0.011441 | 0.011441
573 | 151925.8308 | 15322.1031 | 5654.6836 | 65421.4835 | 36254.3537 | 15562.3533 | 11575.4077 | 2861.4564 | 5729.3329 | 8137.8281 | 25699.7776 | 8474.3789 | 9636.8379 | 3899.0231 | 7190.4879 | n/a | 8387.2743 | 5335.9936 | 3885.2259 | 8639.122 | 10389.6601 | 8218.8638 | 2294.505 | 4393.7308 | 7961.4467 | 3944.4284 | 5048.1875 | 5743.2977 | 4243.9545 | 5827.266 | 258.569 | 240.4688 | 240.4688 | 245.8082 | 269.1742 | 211.6292 | 283.6519 | 258.2525 | 283.6519 | 229.7897 | 271.202 | 193.4687 | 248.6161 | 245.2947 | 245.8027 | 173780.0426 | 9672.178 | 4311.204 | 70711.2433 | 31916.5282 | 13167.0419 | 5836.5968 | 5156.4315 | 4693.0829 | 3906.8774 | 25371.9035 | 5998.0577 | 6508.8532 | 4591.6269 | 5946.8133 | 159469.0733 | 17859.3524 | 9632.7976 | 68129.3 | 38188.6809 | 21109.602 | 13276.5606 | 7444.6365 | 8596.4138 | 10451.4241 | 27696.832 | 10016.0452 | 12003.5508 | 8671.5814 | 11456.8793 | 101.4014 | 101.4014 | 101.4014 | 126.34 | 126.34 | 126.34 | 126.34 | 126.34 | 126.34 | 126.34 | 101.4014 | 126.34 | 126.34 | 101.4014 | 101.4014 | 0.0021729 | 7.7524e-05 | 1.5995e-13 | 0.0085108 | 0.007376 | 2.2965e-08 | 0.00029716 | 1.4348e-27 | 2.479e-08 | 5.7336e-07 | 0.0021138 | 3.7453e-05 | 2.3111e-06 | 2.1291e-26 | 1.4388e-12 | 0.0021729 | 0.0022504 | 0.0022504 | 0.010684 | 0.01806 | 0.010684 | 0.018357 | 0.01806 | 0.018357 | 0.010684 | 0.0042866 | 0.0022103 | 0.010686 | 0.0021729 | 0.0021729
574 | 157490.7068 | 16001.1942 | 6185.7049 | 67618.0799 | 37658.3626 | 15882.1238 | 12226.494 | 3066.713 | 5936.8698 | 8207.7889 | 26807.4504 | 8460.4296 | 10019.3513 | 4020.4808 | 7184.1459 | n/a | 7971.2067 | 6289.6029 | 4443.1416 | 11139.9234 | 11315.271 | 10186.2392 | 1857.0252 | 4171.3113 | 7886.238 | 4625.1029 | 7382.5529 | 6470.5054 | 3713.9104 | 5226.9867 | 248.473 | 231.6724 | 231.6724 | 238.8691 | 257.7547 | 212.1873 | 269.4128 | 248.96 | 269.4128 | 226.811 | 256.4203 | 197.5635 | 240.4296 | 235.5584 | 235.9675 | 174236.1692 | 10035.8686 | 4197.0722 | 73163.2555 | 32537.7658 | 13251.8075 | 5518.3212 | 5144.7 | 4776.3518 | 4337.1261 | 24820.9257 | 5675.5576 | 6442.9319 | 4731.6383 | 6316.1192 | 161293.2 | 16354.4 | 10464.0345 | 71925.9666 | 40750.0545 | 22538.1826 | 15606.7604 | 7001.7252 | 8947.6631 | 12212.9641 | 27477.8 | 11039.6146 | 12820.9372 | 8065.2487 | 11524.2059 | 194.9042 | 194.969 | 194.969 | 194.9042 | 194.9042 | 194.9042 | 194.9042 | 194.9042 | 194.9042 | 194.9042 | 195.0334 | 194.9042 | 194.9042 | 194.9042 | 194.9042 | 0.026511 | 0.018525 | 2.5001e-13 | 0.0033943 | 0.0029232 | 1.8786e-09 | 3.8414e-06 | 1.6356e-22 | 2.0492e-08 | 2.0169e-10 | 0.016249 | 3.1518e-07 | 6.0044e-07 | 4.2764e-22 | 9.3024e-13 | 0.026511 | 0.045036 | 0.045036 | 0.029905 | 0.032829 | 0.029905 | 0.032832 | 0.032829 | 0.032832 | 0.029905 | 0.04276 | 0.026511 | 0.029906 | 0.026511 | 0.026511
575 | 150237.3221 | 15202.7409 | 5780.2946 | 64749.6117 | 35934.6413 | 14863.2737 | 11578.4427 | 2937.6815 | 6007.8539 | 7704.8266 | 25747.4507 | 8079.1186 | 9394.6783 | 3930.4022 | 6776.8264 | n/a | 8961.0546 | 6157.6189 | 3636.8545 | 6065.2332 | 6989.3622 | 9525.6793 | 1603.355 | 3539.4844 | 6569.0175 | 4870.417 | 7121.2556 | 9555.1318 | 3744.1918 | 6730.9361 | 248.0087 | 230.6414 | 230.6414 | 235.7406 | 258.1905 | 202.8917 | 272.101 | 247.6967 | 272.101 | 220.3408 | 260.1706 | 185.4427 | 238.4461 | 235.2782 | 235.7663 | 170382.0366 | 9684.3699 | 4224.5731 | 67740.4662 | 30479.5254 | 13094.8573 | 5658.7073 | 5195.9919 | 4826.486 | 3521.3407 | 25590.7836 | 6137.3744 | 6617.079 | 4628.303 | 6202.1046 | 156931.8249 | 18570.8245 | 10358.192 | 68358.2638 | 36119.229 | 19501.9195 | 15316.957 | 6799.3469 | 8365.9704 | 9892.1582 | 26792.6 | 12874.53 | 14756.6836 | 8059.1949 | 12586.7406 | 115.8837 | 115.8837 | 115.8837 | 115.8837 | 338.1026 | 115.8837 | 338.1026 | 338.1026 | 338.1026 | 115.8837 | 136.79 | 115.8837 | 115.8837 | 115.8837 | 115.8837 | 0.0035765 | 9.1678e-06 | 5.713e-15 | 0.0047145 | 0.034843 | 1.3525e-07 | 8.0847e-07 | 5.1922e-23 | 5.2884e-07 | 5.8262e-07 | 0.0088891 | 4.2233e-12 | 5.8942e-12 | 5.6757e-23 | 3.3044e-17 | 0.0035765 | 0.0035857 | 0.0035857 | 0.008291 | 0.043134 | 0.0082911 | 0.043134 | 0.043134 | 0.043135 | 0.0082917 | 0.012466 | 0.0035767 | 0.008291 | 0.0035765 | 0.0035765
576 | 156874.9551 | 15749.7537 | 5780.8601 | 67355.782 | 37463.4527 | 15910.0908 | 12093.5668 | 3060.3408 | 6193.7767 | 8321.5507 | 26638.3539 | 8194.9425 | 9987.5339 | 4387.3536 | 7021.9037 | n/a | 11044.7019 | 4164.9038 | 4272.023 | 8670.507 | 6785.3784 | 8704.8132 | 2053.6944 | 4641.0911 | 9009.2532 | 3655.4012 | 6153.0911 | 7115.9666 | 3577.6598 | 5341.9675 | 238.4478 | 221.604 | 221.604 | 225.9976 | 248.4612 | 192.8965 | 262.3909 | 237.9529 | 262.3909 | 210.3696 | 251.1739 | 175.4234 | 228.8791 | 226.2472 | 226.7359 | 174873.1832 | 9917.7776 | 4214.2644 | 73404.8047 | 32766.265 | 14385.4171 | 5882.154 | 5106.7834 | 4863.5696 | 4752.3958 | 25100.0094 | 5905.9784 | 6812.0452 | 4639.9403 | 6138.0801 | 161645.1 | 20573.3795 | 8364.6683 | 72996.3849 | 39492.7719 | 20528.9954 | 14482.0673 | 7066.2779 | 9504.6607 | 13565.449 | 27744.7106 | 11613.4695 | 13823.4118 | 7648.9001 | 11480.0476 | 161.189 | 161.189 | 161.189 | 161.189 | 161.189 | 161.189 | 161.189 | 161.189 | 161.189 | 161.189 | 161.189 | 161.189 | 161.189 | 161.189 | 161.189 | 0.014324 | 3.6166e-07 | 2.5127e-09 | 0.0014873 | 0.0071852 | 3.2293e-07 | 5.4453e-05 | 6.3586e-23 | 9.4179e-09 | 7.8262e-13 | 0.0085715 | 4.0099e-09 | 9.5883e-09 | 6.5339e-17 | 2.6779e-13 | 0.014324 | 0.014325 | 0.014325 | 0.015812 | 0.022997 | 0.015812 | 0.023051 | 0.022997 | 0.023051 | 0.015812 | 0.022896 | 0.014325 | 0.015812 | 0.014324 | 0.014324
577 | 151754.5661 | 15031.4798 | 5848.3079 | 65340.2398 | 36322.9429 | 15047.6448 | 11900.965 | 2867.3139 | 5960.9549 | 7854.5121 | 25923.4505 | 7942.7303 | 9652.6635 | 3959.7955 | 6919.5184 | n/a | 12364.4267 | 5760.5779 | 5537.1977 | 8598.0952 | 9609.3138 | 10174.0364 | 2174.0757 | 4267.4805 | 7589.6521 | 4341.0472 | 5912.5803 | 5370.5044 | 3592.451 | 5021.7253 | 229.179 | 212.2336 | 212.2336 | 213.8207 | 239.9635 | 174.1436 | 256.2278 | 227.694 | 256.2278 | 194.5453 | 246.7595 | 153.742 | 218.0419 | 217.655 | 218.2257 | 174684.0704 | 11380.9958 | 4232.3002 | 70285.5764 | 33349.3553 | 14552.9786 | 6224.0301 | 5162.7596 | 5002.8435 | 4515.6854 | 26422.7541 | 6013.72 | 6576.1359 | 4636.8502 | 5977.2108 | 159291.2 | 22814.8225 | 9377.2781 | 70231.4847 | 38524.3558 | 22492.7978 | 16130.1665 | 7323.8352 | 9085.1241 | 11988.5374 | 28634.3066 | 10373.6056 | 11784.1404 | 7967.0013 | 10661.3361 | 89.8334 | 89.8334 | 89.8334 | 89.8334 | 89.8334 | 89.8334 | 89.8334 | 89.8334 | 89.8334 | 89.8334 | 89.8334 | 89.8334 | 89.8334 | 89.8334 | 89.8334 | 0.0021729 | 1.1295e-10 | 6.9355e-12 | 0.0021445 | 0.0058398 | 9.1244e-11 | 2.7166e-07 | 8.1276e-27 | 1.2664e-08 | 4.5114e-11 | 0.00074738 | 3.0085e-07 | 6.1652e-06 | 3.2658e-22 | 1.2075e-11 | 0.0021729 | 0.0021729 | 0.0021729 | 0.0043174 | 0.010157 | 0.0043174 | 0.010157 | 0.010157 | 0.010157 | 0.0043174 | 0.0029202 | 0.0021732 | 0.0043235 | 0.0021729 | 0.0021729
578 | 160027.8002 | 16257.5044 | 6216.8148 | 68651.6732 | 38242.3856 | 15833.5737 | 12345.234 | 3022.0857 | 6377.9828 | 8083.4854 | 26982.1058 | 8232.0421 | 10454.7379 | 3954.2383 | 7376.4159 | n/a | 9131.5784 | 5964.6574 | 4808.4618 | 8167.8222 | 8765.7991 | 7778.3025 | 1374.5306 | 5219.0017 | 8360.2105 | 4578.6995 | 6264.262 | 7613.4598 | 4568.7302 | 3888.4263 | 219.0394 | 202.745 | 202.745 | 203.9178 | 229.4983 | 164.9697 | 245.4185 | 217.4884 | 245.4185 | 184.9397 | 236.5404 | 144.9998 | 208.1418 | 208.0517 | 208.6103 | 176769.4686 | 10706.3496 | 4277.8493 | 72078.7311 | 31481.7187 | 13901.9312 | 5501.8629 | 5127.5404 | 4802.7194 | 4803.4602 | 26230.2792 | 5827.7705 | 7343.8953 | 4687.9927 | 6176.5039 | 168305.9 | 18786.1281 | 9538.6067 | 73794.6929 | 38704.1409 | 20855.0302 | 13225.1654 | 6502.0709 | 9973.3211 | 13003.7707 | 30488.5787 | 11988.3325 | 14887.3551 | 8890.9229 | 10040.7303 | 79.1845 | 79.1845 | 79.1845 | 79.1845 | 256.5436 | 79.1845 | 256.5436 | 256.5436 | 256.5436 | 79.1845 | 79.1845 | 79.1845 | 79.1845 | 79.1845 | 79.1845 | 0.0017871 | 0.00011379 | 9.358e-11 | 0.0021395 | 0.027867 | 1.1052e-07 | 0.0037726 | 2.0092e-20 | 4.1193e-09 | 1.8102e-12 | 0.00027984 | 8.7564e-10 | 1.973e-09 | 7.0194e-27 | 1.7275e-08 | 0.0017871 | 0.0019009 | 0.0019009 | 0.0039267 | 0.031794 | 0.0039268 | 0.035566 | 0.031794 | 0.035566 | 0.0039268 | 0.002067 | 0.0017872 | 0.0039267 | 0.0017871 | 0.0017871
579 | 157444.1503 | 15890.459 | 5808.2871 | 67617.2215 | 37692.9001 | 15594.1739 | 11944.5661 | 3001.5679 | 6140.1647 | 7673.5133 | 26889.1426 | 8323.5926 | 10192.9834 | 4150.6807 | 7193.4445 | n/a | 10376.0914 | 6172.823 | 4405.1163 | 11254.5398 | 10421.7616 | 7625.2849 | 1877.3417 | 3984.1093 | 6211.0542 | 3861.1405 | 5829.8688 | 6825.3759 | 4170.2571 | 5935.3589 | 224.1918 | 207.1743 | 207.1743 | 207.1907 | 235.4179 | 163.7947 | 253.0045 | 222.1509 | 253.0045 | 185.855 | 244.5072 | 141.7344 | 212.1662 | 213.0365 | 213.6536 | 174282.0191 | 11365.5005 | 4508.0392 | 71510.0378 | 34118.6018 | 14877.9473 | 5968.2614 | 5166.1345 | 4890.1192 | 4448.6178 | 25811.9852 | 5766.3984 | 6629.8941 | 4719.916 | 5939.4261 | 161999.5199 | 20147.1797 | 10640.4621 | 69295.7844 | 42902.9416 | 23326.9967 | 13563.1463 | 6925.0763 | 8874.2285 | 10273.172 | 27672.1 | 10010.0551 | 11560.8125 | 8749.3936 | 11874.785 | 156.4257 | 156.4257 | 156.4257 | 158.7614 | 158.7614 | 158.7614 | 158.7614 | 158.7614 | 158.7614 | 158.7614 | 169.9327 | 158.7614 | 158.7614 | 156.4257 | 156.4257 | 0.016586 | 1.5647e-06 | 1.2684e-15 | 0.016593 | 0.00047971 | 8.7295e-11 | 0.00043654 | 6.7987e-23 | 1.1842e-07 | 6.832e-08 | 0.013858 | 1.6759e-05 | 0.00019057 | 4.1663e-24 | 1.408e-13 | 0.016586 | 0.016587 | 0.016587 | 0.033179 | 0.033658 | 0.033179 | 0.034095 | 0.033658 | 0.034095 | 0.033179 | 0.030444 | 0.016602 | 0.033369 | 0.016586 | 0.016586
580 | 160380.2953 | 16133.1747 | 6101.9515 | 68785.2264 | 38147.7065 | 15955.5661 | 12200.5708 | 3289.1285 | 6274.3539 | 8403.3961 | 27222.4544 | 8186.3475 | 10147.3082 | 4077.6152 | 7647.8539 | n/a | 10630.0102 | 5555.8616 | 4490.6853 | 8632.61 | 11107.4754 | 9394.8323 | 1752.1629 | 4965.2454 | 8405.3219 | 3006.8124 | 6243.6585 | 8430.2191 | 2838.6967 | 5848.4877 | 205.2751 | 188.9218 | 188.9218 | 186.2475 | 216.7379 | 138.4907 | 235.7751 | 202.3765 | 235.7751 | 162.3707 | 229.334 | 114.6108 | 192.2844 | 195.2675 | 195.9354 | 178064.8377 | 10679.8938 | 4219.2078 | 71994.8626 | 31103.6364 | 15079.6309 | 5701.9683 | 5041.7456 | 5123.1302 | 4399.6063 | 25970.4668 | 5930.3714 | 6594.5366 | 4585.698 | 6236.87 | 167303.1083 | 21263.204 | 9754.3694 | 71225.7 | 38405.9464 | 25420.7063 | 15096.8006 | 6793.9084 | 10088.3756 | 12208.9282 | 28237.7 | 12003.6299 | 14978.7557 | 7252.8948 | 11917.8577 | 100.1383 | 100.1383 | 100.1383 | 111.9661 | 274.0439 | 111.9661 | 274.0439 | 274.0439 | 274.0439 | 111.9661 | 131.7358 | 111.9661 | 111.9661 | 100.1383 | 100.1383 | 0.0041009 | 2.3131e-07 | 8.326e-12 | 0.011672 | 0.033058 | 1.7841e-12 | 1.4271e-05 | 4.6499e-19 | 1.1774e-09 | 7.9461e-10 | 0.010099 | 5.9372e-10 | 2.5006e-10 | 1.3127e-17 | 5.9325e-12 | 0.0041009 | 0.0041011 | 0.0041011 | 0.015773 | 0.048831 | 0.015773 | 0.048845 | 0.048831 | 0.048845 | 0.015773 | 0.0142 | 0.0041009 | 0.015773 | 0.0041009 | 0.0041009
581 | 158080.0794 | 16198.5542 | 6031.7571 | 67859.5982 | 37786.5623 | 15778.8859 | 11966.0233 | 2996.5063 | 6036.3071 | 8267.8888 | 26706.1074 | 8319.8833 | 10190.0494 | 4210.2696 | 7198.0451 | n/a | 9429.8746 | 6078.6134 | 4493.6062 | 8414.5009 | 11680.822 | 8487.1661 | 1987.7887 | 3951.6617 | 6970.5571 | 4388.0254 | 5812.4134 | 7799.8392 | 3302.9566 | 4778.1199 | 214.2147 | 197.0855 | 197.0855 | 194.0725 | 226.2746 | 143.5731 | 246.3833 | 211.1049 | 246.3833 | 168.7972 | 239.7723 | 118.349 | 200.4948 | 203.7883 | 204.4939 | 174514.0157 | 9273.2027 | 4198.9936 | 72514.1139 | 33700.0326 | 13867.5494 | 5730.5277 | 5114.6059 | 4819.2748 | 3674.7443 | 26914.9364 | 6115.6935 | 6222.4732 | 4746.6547 | 5946.7501 | 162237.8 | 17497.8773 | 9106.2071 | 73706.9798 | 40149.1805 | 24404.1839 | 13561.2409 | 7102.3946 | 8283.6365 | 9936.9013 | 28049.4242 | 11492.3195 | 13882.9125 | 7905.5113 | 10705.97 | 157.7805 | 157.7805 | 157.7805 | 157.7805 | 157.7805 | 157.7805 | 157.7805 | 157.7805 | 157.7805 | 157.7805 | 157.7805 | 157.7805 | 157.7805 | 157.7805 | 157.7805 | 0.021383 | 0.0020152 | 2.3646e-10 | 0.0013459 | 0.00549 | 1.1481e-11 | 0.00046994 | 6.7796e-24 | 9.3787e-07 | 1.4332e-05 | 0.0061052 | 1.6148e-08 | 2.2619e-08 | 1.4615e-19 | 1.0486e-10 | 0.021383 | 0.023398 | 0.023398 | 0.022729 | 0.028219 | 0.022729 | 0.028689 | 0.028219 | 0.02869 | 0.022743 | 0.027488 | 0.021383 | 0.022729 | 0.021383 | 0.021383
582 | 153958.7838 | 15539.0765 | 6032.6896 | 66225.9841 | 36952.0611 | 15406.4802 | 12018.1168 | 3027.7151 | 6146.4283 | 7782.3041 | 25976.4558 | 8094.3804 | 9966.5118 | 3991.7574 | 6964.82 | n/a | 12238.1279 | 4835.3692 | 3559.8011 | 9193.233 | 10638.9991 | 5700.1447 | 1634.8052 | 5183.6522 | 7593.3211 | 5066.4218 | 5115.3235 | 8646.2561 | 3873.6282 | 5582.3503 | 216.7468 | 200.204 | 200.204 | 199.905 | 227.7387 | 157.0106 | 245.0849 | 214.653 | 245.0849 | 178.7694 | 237.0266 | 135.2519 | 204.8887 | 205.9861 | 206.5947 | 172996.4333 | 11187.4665 | 4651.3186 | 65440.3936 | 31146.4447 | 13239.2693 | 5702.0196 | 5234.7263 | 5029.5884 | 3660.7677 | 26999.7845 | 5542.8783 | 6423.0798 | 4678.78 | 6306.0522 | 160427.1 | 19806.3944 | 8215.5877 | 67790.6947 | 39438.1777 | 23878.2684 | 11395.9643 | 6869.5316 | 10207.0406 | 11254.0889 | 29694.2606 | 10658.2018 | 14987.3358 | 8267.8082 | 11133.1796 | 109.42 | 109.42 | 109.42 | 160.2218 | 160.2218 | 160.2218 | 367.6273 | 160.2218 | 367.6273 | 160.2218 | 109.42 | 160.2218 | 160.2218 | 109.42 | 109.42 | 0.004611 | 1.2099e-06 | 6.1983e-08 | 0.017262 | 0.0047107 | 1.0083e-11 | 0.18176 | 2.7538e-22 | 2.6364e-10 | 1.034e-09 | 0.00016812 | 1.9857e-07 | 8.3678e-11 | 2.2109e-23 | 1.1682e-12 | 0.004611 | 0.0046122 | 0.0046123 | 0.021873 | 0.026584 | 0.021873 | 0.20835 | 0.026584 | 0.20835 | 0.021873 | 0.0047792 | 0.0046112 | 0.021873 | 0.004611 | 0.004611
583 | 152790.8717 | 15583.0719 | 5889.2094 | 65763.445 | 36621.3027 | 15126.7684 | 11792.8435 | 2944.9949 | 5883.4969 | 8158.1998 | 26039.7497 | 7946.7815 | 9532.6846 | 4047.3567 | 7182.5826 | n/a | 12536.8936 | 5467.5034 | 4064.174 | 7772.9582 | 9891.072 | 8460.2937 | 1725.2132 | 2639.6665 | 6827.0726 | 3722.198 | 5758.686 | 6591.8116 | 3323.9401 | 6073.7751 | 222.7724 | 206.3092 | 206.3092 | 207.8816 | 233.2423 | 169.4024 | 249.0195 | 221.3403 | 249.0195 | 189.1931 | 239.8011 | 149.6118 | 211.9685 | 211.5682 | 212.1218 | 177401.4554 | 9609.9827 | 3921.1941 | 72888.3901 | 32804.3246 | 14772.3952 | 5647.9162 | 4969.129 | 4839.2165 | 4549.6153 | 28202.4508 | 5869.4007 | 6373.7665 | 4727.7013 | 5947.2973 | 160384.7 | 22005.9762 | 9388.6975 | 71165.4486 | 38069.7 | 24197.2673 | 14007.4098 | 6396.4422 | 7478.883 | 11214.9879 | 31375.3488 | 11323.5867 | 11709.678 | 6353.5089 | 10607.7398 | 87.1991 | 87.1991 | 87.1991 | 87.1991 | 126.216 | 87.1991 | 126.216 | 126.216 | 126.216 | 87.1991 | 87.1991 | 87.1991 | 87.1991 | 87.1991 | 87.1991 | 0.0021729 | 6.3579e-09 | 9.8063e-12 | 0.0015886 | 0.011504 | 1.3807e-12 | 7.5449e-05 | 9.5135e-21 | 1.651e-05 | 1.6814e-08 | 1.5391e-05 | 2.964e-09 | 4.5709e-06 | 1.7451e-13 | 1.602e-10 | 0.0021729 | 0.0021729 | 0.0021729 | 0.0037615 | 0.015266 | 0.0037615 | 0.015341 | 0.015266 | 0.015358 | 0.0037615 | 0.0021882 | 0.0021729 | 0.0037661 | 0.0021729 | 0.0021729
584 | 153254.2933 | 15332.0479 | 5928.0555 | 65947.7701 | 36675.4254 | 15284.7049 | 11540.4725 | 3092.5599 | 5841.6969 | 7896.5896 | 26076.5011 | 8245.0431 | 9697.6265 | 4128.3831 | 6949.477 | n/a | 10216.1552 | 5918.1759 | 4486.5312 | 9479.4071 | 11494.744 | 8491.2076 | 1847.6539 | 4194.1559 | 7403.6867 | 4230.7145 | 7047.936 | 7704.1379 | 3096.783 | 4324.7157 | 230.9648 | 214.3938 | 214.3938 | 217.7582 | 241.0564 | 183.0368 | 255.5216 | 230.1441 | 255.5216 | 201.1817 | 245.1005 | 164.892 | 221.0402 | 219.2155 | 219.7231 | 171492.2415 | 9857.8457 | 4191.6641 | 69672.1583 | 30574.4938 | 13139.1319 | 6187.9555 | 5114.7484 | 4890.4373 | 3675.5283 | 25673.1646 | 5610.8603 | 6853.8959 | 4743.376 | 5846.7547 | 160261.7 | 19119.7009 | 10055.14 | 71224.2886 | 38384.3 | 24229.7759 | 14637.8631 | 6962.4024 | 9043.2932 | 10928.915 | 29347.8792 | 12404.9962 | 14051.5338 | 7648.659 | 10123.6705 | 103.9537 | 103.9537 | 103.9537 | 103.9537 | 105.3961 | 103.9537 | 105.3961 | 105.3961 | 105.3961 | 103.9537 | 103.9537 | 103.9537 | 103.9537 | 103.9537 | 103.9537 | 0.003212 | 3.4653e-06 | 2.1066e-13 | 0.0017345 | 0.0091696 | 2.4551e-12 | 5.0381e-06 | 5.229e-22 | 6.4207e-09 | 1.1687e-08 | 0.0003331 | 1.3432e-10 | 7.3339e-10 | 4.547e-19 | 3.6156e-10 | 0.003212 | 0.0032155 | 0.0032155 | 0.0049465 | 0.014116 | 0.0049465 | 0.014121 | 0.014116 | 0.014121 | 0.0049465 | 0.0035451 | 0.003212 | 0.0049465 | 0.003212 | 0.003212
585 | 149628.4452 | 15171.1954 | 5761.4731 | 64507.1239 | 35835.2149 | 15026.9497 | 11477.2174 | 2992.4503 | 5873.326 | 7660.0712 | 25535.1534 | 8024.9339 | 9527.1451 | 3782.5098 | 6998.1081 | n/a | 10679.4949 | 3935.2006 | 3495.7616 | 9113.4993 | 6647.6509 | 9365.2131 | 1630.1631 | 4279.7967 | 7650.0828 | 3883.2111 | 6479.6599 | 6607.6683 | 3022.7801 | 4783.6778 | 227.3147 | 210.8959 | 210.8959 | 213.825 | 237.415 | 178.5125 | 252.0685 | 226.3606 | 252.0685 | 196.8936 | 242.0024 | 160.1314 | 217.2656 | 215.7804 | 216.2945 | 169474.3721 | 10270.6861 | 4289.2483 | 68957.2595 | 33665.8647 | 13449.8684 | 5886.4332 | 5154.3008 | 5022.1921 | 4135.5593 | 25116.6514 | 5824.2462 | 7295.1438 | 4502.0996 | 5777.4188 | 154896.8328 | 19660.0623 | 8224.4489 | 66325.3 | 39622.1243 | 19632.9997 | 14582.4463 | 6738.3639 | 8746.1887 | 11414.5225 | 27572.8228 | 12210.5061 | 13185.5121 | 6949.7595 | 9172.6569 | 137.5612 | 137.5612 | 137.5612 | 151.552 | 151.552 | 151.552 | 151.552 | 151.552 | 151.552 | 151.552 | 137.5612 | 151.552 | 151.552 | 137.5612 | 137.5612 | 0.0089613 | 5.3754e-07 | 5.2307e-09 | 0.01485 | 0.0013682 | 1.6897e-07 | 4.6853e-06 | 5.144e-22 | 3.4138e-08 | 1.8537e-10 | 0.0019494 | 6.9289e-11 | 9.6159e-09 | 9.1391e-19 | 1.3309e-07 | 0.0089613 | 0.0089619 | 0.0089619 | 0.023812 | 0.02518 | 0.023812 | 0.025185 | 0.02518 | 0.025185 | 0.023812 | 0.010911 | 0.0089615 | 0.023812 | 0.0089613 | 0.0089615
586 | 157171.7178 | 15668.5345 | 5507.9023 | 67505.5486 | 37456.9274 | 15995.8576 | 12273.734 | 3124.2372 | 6396.2192 | 8041.0532 | 26868.9882 | 8451.1047 | 10087.2913 | 4188.2571 | 7145.7498 | n/a | 11171.041 | 5867.834 | 3838.9478 | 9291.758 | 7613.855 | 6072.08 | 2021.3453 | 4088.834 | 7539.6215 | 4043.3007 | 6454.2281 | 5744.8284 | 2440.0002 | 5134.4057 | 237.9887 | 221.0592 | 221.0592 | 225.0326 | 248.164 | 190.7672 | 262.5161 | 237.3371 | 262.5161 | 208.7702 | 251.5258 | 172.7642 | 228.1353 | 225.8432 | 226.3468 | 171435.4791 | 10862.3812 | 4130.5225 | 69322.1776 | 32314.5719 | 14180.604 | 5823.4635 | 5115.5981 | 4850.2897 | 4742.0609 | 24009.344 | 6026.412 | 7253.746 | 4706.9262 | 6113.3249 | 160968.6 | 21659.8891 | 9924.4565 | 69877.801 | 39932.4192 | 21662.759 | 11895.5435 | 7042.3434 | 8939.1237 | 12149.9824 | 27250.5446 | 12480.6402 | 11857.2608 | 7056.2264 | 9520.0198 | 186.593 | 186.593 | 186.593 | 186.593 | 186.593 | 186.593 | 393.7741 | 186.593 | 393.7741 | 186.593 | 266.3927 | 186.593 | 186.593 | 186.593 | 186.593 | 0.026253 | 1.9815e-08 | 3.9387e-15 | 0.011803 | 0.0048948 | 2.5056e-08 | 0.10841 | 4.7271e-22 | 4.5817e-07 | 8.209e-11 | 0.024685 | 3.9467e-10 | 3.7162e-05 | 9.3859e-16 | 5.5694e-08 | 0.026253 | 0.026253 | 0.026253 | 0.038056 | 0.042951 | 0.038056 | 0.15137 | 0.042951 | 0.15137 | 0.038056 | 0.050938 | 0.026253 | 0.038094 | 0.026253 | 0.026253
587 | 153967.7645 | 15855.2571 | 5818.6677 | 66213.0029 | 36829.9601 | 15145.4694 | 11563.9989 | 2961.9846 | 5892.2786 | 7825.5971 | 26220.0101 | 8035.3927 | 10170.9853 | 4076.8435 | 6928.6137 | n/a | 11846.0373 | 6547.7428 | 2627.6983 | 9372.1435 | 7310.2226 | 8995.3698 | 2143.386 | 3677.6703 | 10550.1191 | 4185.2177 | 6057.3603 | 5781.0201 | 3188.893 | 4970.3351 | 215.3791 | 199.0829 | 199.0829 | 199.2813 | 226.0835 | 158.1359 | 242.7795 | 213.4883 | 242.7795 | 179.079 | 234.5252 | 137.1927 | 203.9606 | 204.6482 | 205.234 | 179588.8679 | 9899.3706 | 4238.1263 | 74433.1172 | 33775.1956 | 13901.6385 | 5967.7735 | 5194.5073 | 4969.672 | 3949.9197 | 27172.4745 | 5937.973 | 6407.4903 | 4702.6156 | 5875.3865 | 161267.5 | 20867.2126 | 10785.8691 | 71044.4763 | 38483.5 | 20680.4612 | 13403.9706 | 7337.8934 | 7088.1696 | 14089.8388 | 27333.2 | 11874.1333 | 12124.3103 | 7862.4086 | 10661.3216 | 91.5795 | 91.5795 | 91.5795 | 91.5795 | 104.517 | 91.5795 | 104.517 | 104.517 | 104.517 | 91.5795 | 116.8566 | 91.5795 | 91.5795 | 91.5795 | 91.5795 | 0.0027204 | 2.4845e-07 | 5.5971e-16 | 0.0023181 | 0.0096849 | 1.6026e-08 | 0.00019762 | 1.3507e-25 | 0.00011421 | 1.0123e-15 | 0.0082706 | 3.8076e-10 | 1.9268e-05 | 1.4473e-20 | 1.3106e-11 | 0.0027204 | 0.0027207 | 0.0027207 | 0.0050385 | 0.014723 | 0.0050385 | 0.014921 | 0.014723 | 0.015035 | 0.0050385 | 0.010991 | 0.0027204 | 0.0050578 | 0.0027204 | 0.0027204
588 | 155287.8152 | 15422.7004 | 6096.4591 | 66756.648 | 37001.0621 | 15420.7146 | 11845.536 | 2993.5058 | 5686.4985 | 8180.5833 | 26399.9587 | 8404.5846 | 9823.0204 | 3923.4398 | 7228.5145 | n/a | 11052.1264 | 6337.1578 | 3403.1704 | 11106.6561 | 8551.9517 | 5177.1645 | 1776.6417 | 5302.8652 | 7169.6235 | 3808.232 | 6578.3639 | 6671.7366 | 4128.8384 | 5959.7163 | 209.5762 | 193.2674 | 193.2674 | 191.8865 | 220.6851 | 147.1543 | 238.6488 | 207.1336 | 238.6488 | 169.6876 | 231.4008 | 124.6209 | 197.3067 | 199.2553 | 199.8856 | 173933.1118 | 9871.8231 | 3961.6515 | 72091.6069 | 33585.0517 | 13811.3989 | 5851.7203 | 5116.9078 | 4771.4194 | 4484.8342 | 24912.3701 | 5676.3772 | 7144.6968 | 4714.6185 | 6125.429 | 162900.1 | 20463.1495 | 10298.8092 | 70368.1773 | 42075.2078 | 21577.7506 | 11028.8848 | 6893.5495 | 10074.2846 | 11060.8577 | 28335.4021 | 12062.7411 | 13708.8334 | 8797.6568 | 12085.1453 | 84.14 | 84.14 | 84.14 | 84.14 | 84.14 | 84.14 | 357.9732 | 84.14 | 357.9732 | 84.14 | 84.14 | 84.14 | 84.14 | 84.14 | 84.14 | 0.0023267 | 1.6509e-07 | 2.7303e-13 | 0.0050423 | 0.00049682 | 4.1483e-09 | 0.27761 | 7.9611e-23 | 1.1333e-11 | 4.064e-08 | 0.0025057 | 1.9839e-09 | 6.0764e-09 | 9.271e-27 | 5.9973e-14 | 0.0023267 | 0.0023268 | 0.0023268 | 0.007369 | 0.0078659 | 0.007369 | 0.28548 | 0.0078659 | 0.28548 | 0.0073691 | 0.0048323 | 0.0023267 | 0.007369 | 0.0023267 | 0.0023267
589 | 152327.19 | 15420.6448 | 5787.454 | 65574.2047 | 36433.6959 | 15523.2996 | 11590.7462 | 3102.982 | 5828.1767 | 7885.3511 | 25782.1229 | 8119.5526 | 9802.4835 | 4069.5895 | 7160.0942 | n/a | 12676.5855 | 5196.5127 | 4635.1254 | 9546.902 | 6881.1405 | 7582.9276 | 1671.8309 | 4630.1887 | 7724.8725 | 5110.1444 | 5123.1612 | 6517.1876 | 3539.8223 | 5054.0394 | 221.4698 | 203.8783 | 203.8783 | 201.1741 | 233.7573 | 150.1898 | 254.0988 | 218.412 | 254.0988 | 175.7059 | 247.0594 | 124.6737 | 207.5876 | 210.6588 | 211.3725 | 169982.445 | 10150.4463 | 3957.4158 | 66522.8692 | 30526.205 | 13932.8891 | 5835.6259 | 5167.0246 | 4918.7151 | 4708.1082 | 26127.3337 | 5936.4705 | 6016.2186 | 4537.1167 | 6229.0399 | 158611.3411 | 22808.8317 | 9147.6285 | 67336.771 | 38746.407 | 20009.106 | 13370.0535 | 6781.7555 | 9548.9038 | 12210.7807 | 30850.8781 | 11031.8317 | 11410.1062 | 7467.9389 | 11073.1794 | 114.2797 | 114.2797 | 114.2797 | 146.461 | 146.461 | 146.461 | 146.461 | 146.461 | 146.461 | 146.461 | 114.2797 | 146.461 | 146.461 | 114.2797 | 114.2797 | 0.0049375 | 4.9438e-10 | 1.6381e-11 | 0.015505 | 0.0053242 | 3.407e-07 | 0.00023851 | 5.789e-21 | 4.9538e-10 | 1.895e-11 | 2.1223e-05 | 3.8916e-08 | 5.8519e-05 | 1.0138e-18 | 9.5685e-12 | 0.0049375 | 0.0049375 | 0.0049375 | 0.020442 | 0.025767 | 0.020443 | 0.026005 | 0.025767 | 0.026005 | 0.020443 | 0.0049587 | 0.0049379 | 0.020501 | 0.0049375 | 0.0049375
590 | 155244.388 | 15577.9523 | 5785.3737 | 66731.3542 | 37141.8622 | 15581.5876 | 12245.6278 | 2999.5534 | 6269.7296 | 8088.6583 | 26523.8891 | 8052.1249 | 10168.1022 | 3949.2566 | 7336.0456 | n/a | 8917.6646 | 5149.8443 | 2974.6511 | 7781.1745 | 8434.08 | 7345.5213 | 1829.116 | 3914.7285 | 6862.9687 | 5071.0216 | 7335.9257 | 8079.1062 | 3457.221 | 4857.538 | 216.2402 | 199.5478 | 199.5478 | 198.5931 | 227.4955 | 153.8409 | 245.5174 | 213.9 | 245.5174 | 176.4472 | 237.8048 | 131.2345 | 203.9267 | 205.5551 | 206.1874 | 170683.4708 | 10704.5637 | 4356.7034 | 68455.5242 | 31054.1183 | 14450.2735 | 6025.2327 | 5148.2157 | 4966.912 | 4228.2503 | 25178.2259 | 5868.0247 | 6663.5534 | 4650.7087 | 5712.1574 | 162511.2608 | 19575.7283 | 9489.3477 | 69074.5 | 37189.2 | 22549.4535 | 12747.254 | 6977.3317 | 8265.7405 | 11041.2189 | 28552.7475 | 12919.0504 | 14582.3595 | 8096.9297 | 10510.4955 | 93.8645 | 93.8645 | 93.8645 | 120.4627 | 322.19 | 120.4627 | 322.19 | 322.19 | 322.19 | 120.4627 | 93.8645 | 120.4627 | 120.4627 | 93.8645 | 93.8645 | 0.0028847 | 2.4035e-06 | 1.7336e-12 | 0.011814 | 0.039457 | 6.112e-10 | 0.010439 | 3.3985e-23 | 4.3303e-06 | 2.4522e-08 | 0.0022156 | 2.768e-12 | 1.32e-09 | 5.7365e-23 | 9.5613e-10 | 0.0028847 | 0.0028871 | 0.0028871 | 0.014699 | 0.054156 | 0.014699 | 0.064595 | 0.054156 | 0.064599 | 0.014699 | 0.0051003 | 0.0028847 | 0.014699 | 0.0028847 | 0.0028847
591 | 150601.1474 | 15081.5936 | 5754.2451 | 64896.539 | 36176.3487 | 14863.4113 | 11879.4776 | 3003.8401 | 6015.562 | 7706.4148 | 25572.314 | 7625.9015 | 9680.4447 | 3993.7087 | 7014.418 | n/a | 9835.3823 | 5633.4623 | 3590.7813 | 7548.7236 | 8870.3027 | 7053.92 | 2252.2401 | 4725.2142 | 6751.7376 | 2639.4895 | 6487.1404 | 7386.2079 | 3036.8848 | 5579.9219 | 215.2851 | 198.9762 | 198.9762 | 199.1054 | 226.0153 | 157.7717 | 242.7795 | 213.3687 | 242.7795 | 178.8004 | 234.5632 | 136.743 | 203.8208 | 204.5643 | 205.1525 | 175282.1371 | 9481.4655 | 4197.8545 | 71165.8804 | 32742.7388 | 13735.6924 | 6051.7017 | 5093.5437 | 4792.2929 | 4095.0184 | 26482.0796 | 5880.5871 | 6246.6758 | 4702.3923 | 6095.532 | 155870.5601 | 17854.0014 | 9825.0168 | 66763.9 | 37368.9 | 20687.523 | 12579.2217 | 7103.9047 | 9012.3071 | 9039.084 | 26200.5 | 12256.9275 | 12634.1837 | 7056.1772 | 11091.3539 | 130.9819 | 130.9819 | 130.9819 | 139.3897 | 144.255 | 139.3897 | 144.255 | 144.255 | 144.255 | 139.3897 | 181.27 | 139.3897 | 139.3897 | 130.9819 | 130.9819 | 0.0091382 | 3.8663e-05 | 1.3794e-13 | 0.014564 | 0.014222 | 5.5822e-09 | 0.0057158 | 8.2241e-24 | 2.6427e-08 | 4.4362e-05 | 0.016528 | 2.4779e-12 | 2.1863e-07 | 2.2531e-17 | 2.3491e-12 | 0.0091382 | 0.0091769 | 0.0091769 | 0.023703 | 0.037924 | 0.023703 | 0.04364 | 0.037924 | 0.04364 | 0.023747 | 0.025667 | 0.0091382 | 0.023703 | 0.0091382 | 0.0091382
592 | 152872.2675 | 15370.9981 | 5831.7157 | 65791.4652 | 36552.6961 | 15298.2613 | 11591.3769 | 3115.9632 | 6235.3929 | 7802.9501 | 26040.4792 | 8094.0847 | 9846.8669 | 3893.169 | 7031.8629 | n/a | 8669.7362 | 5071.0871 | 5761.0117 | 8714.7014 | 9639.3177 | 7048.9855 | 1456.689 | 5159.6233 | 5332.3444 | 4558.3681 | 5796.0033 | 4901.4153 | 4126.8051 | 5762.4358 | 239.0419 | 221.9775 | 221.9775 | 225.7597 | 249.3542 | 190.7196 | 263.9977 | 238.3074 | 263.9977 | 209.0881 | 253.0627 | 172.3511 | 228.9912 | 226.8586 | 227.3725 | 172479.4599 | 10340.2471 | 4329.9169 | 71757.6176 | 34081.4933 | 15712.3494 | 5781.844 | 5121.6913 | 4935.1204 | 4437.5991 | 24306.5306 | 5919.1696 | 5766.6655 | 4761.6759 | 6173.2949 | 158873.7 | 18525.9833 | 9393.3041 | 71295.9694 | 41020.6347 | 23866.4672 | 12597.2295 | 6075.1802 | 10028.6437 | 8770.5435 | 27527.5987 | 11229.3729 | 10484.9808 | 8605.9809 | 11714.0307 | 130.3863 | 130.3863 | 130.3863 | 130.3863 | 130.3863 | 130.3863 | 130.3863 | 130.3863 | 130.3863 | 130.3863 | 130.3863 | 130.3863 | 130.3863 | 130.3863 | 130.3863 | 0.0060032 | 1.7068e-05 | 5.2664e-12 | 0.001492 | 0.00080279 | 6.7092e-12 | 0.002242 | 3.212e-17 | 1.1619e-09 | 0.00029969 | 0.0046911 | 1.2765e-08 | 0.0029764 | 3.9335e-26 | 7.6517e-14 | 0.0060032 | 0.0060202 | 0.0060202 | 0.0074952 | 0.008298 | 0.0074952 | 0.01054 | 0.008298 | 0.01054 | 0.0077949 | 0.010694 | 0.0060032 | 0.010472 | 0.0060032 | 0.0060032
593 | 150468.04 | 15065.0206 | 5514.9804 | 64823.8619 | 36058.9652 | 15001.2202 | 11412.8007 | 2892.9154 | 5654.5959 | 7635.6381 | 25563.6556 | 7846.7479 | 9783.0093 | 4137.6621 | 7071.5676 | n/a | 9736.2321 | 4283.1087 | 4698.7334 | 8579.1287 | 8843.3634 | 9814.6969 | 2023.0466 | 4341.219 | 6121.1266 | 4169.5358 | 6500.8836 | 8328.255 | 2063.8756 | 4396.2379 | 224.144 | 207.4321 | 207.4321 | 208.5007 | 234.9044 | 168.2528 | 251.3391 | 222.5064 | 251.3391 | 188.8682 | 242.3196 | 147.6375 | 212.8956 | 212.9103 | 213.4869 | 172929.9093 | 10007.4623 | 4348.7266 | 70347.2535 | 32398.9883 | 13806.793 | 6472.3219 | 5001.0045 | 5191.5249 | 4195.247 | 25659.0541 | 5668.047 | 7117.6135 | 4723.3047 | 5885.4119 | 157414.3 | 18637.4002 | 7748.841 | 71637.8961 | 39593.517 | 21808.1656 | 16194.5187 | 7024.0511 | 9459.3439 | 9528.6828 | 26800.1 | 12114.6306 | 15173.4685 | 6706.0804 | 10246.0498 | 99.4281 | 99.4281 | 99.4281 | 99.4281 | 99.4281 | 99.4281 | 99.4281 | 99.4281 | 99.4281 | 99.4281 | 99.61 | 99.4281 | 99.4281 | 99.4281 | 99.4281 | 0.0030589 | 5.058e-06 | 1.2177e-08 | 0.00061674 | 0.0017506 | 4.6998e-10 | 3.2095e-08 | 8.1995e-25 | 1.8646e-10 | 2.3731e-06 | 0.0065793 | 2.9087e-11 | 1.2886e-11 | 1.7225e-14 | 4.9664e-10 | 0.0030589 | 0.0030639 | 0.0030639 | 0.0036756 | 0.0054262 | 0.0036756 | 0.0054262 | 0.0054262 | 0.0054262 | 0.003678 | 0.0096382 | 0.0030589 | 0.0036756 | 0.0030589 | 0.0030589
594 | 154136.5282 | 15678.0585 | 5798.2609 | 66307.486 | 36839.5598 | 15505.9658 | 11902.727 | 3023.1722 | 5901.1935 | 7822.3039 | 25968.4688 | 8191.2582 | 9532.2474 | 3943.898 | 7067.8842 | n/a | 8936.2217 | 6844.6593 | 4197.5452 | 6557.4598 | 10960.6734 | 8653.243 | 1871.8396 | 4523.5737 | 6640.6447 | 4611.6857 | 6496.9266 | 8459.5819 | 3489.8187 | 5390.3551 | 223.4961 | 206.0701 | 206.0701 | 204.4789 | 235.395 | 156.4221 | 254.6812 | 220.8459 | 254.6812 | 180.6143 | 247.0107 | 132.2299 | 210.3244 | 212.4988 | 213.1755 | 168582.6888 | 11235.6311 | 4354.6755 | 66092.3516 | 29912.6693 | 14071.8502 | 6179.9431 | 5089.9597 | 5050.8399 | 3873.5325 | 26201.1125 | 5669.2454 | 7352.3451 | 4764.4232 | 6081.9476 | 157856.4 | 19858.7528 | 11199.3348 | 67759.7 | 36324.8291 | 24934.0236 | 14833.1862 | 6961.7993 | 9574.4136 | 10514.1772 | 27903.6544 | 12067.672 | 15043.727 | 8089.6418 | 11430.9027 | 175.3759 | 175.3759 | 175.3759 | 175.4389 | 353.0925 | 175.4389 | 353.0925 | 353.0925 | 353.0925 | 175.4389 | 175.3759 | 175.4389 | 175.4389 | 175.3759 | 175.3759 | 0.026511 | 1.6393e-06 | 2.9849e-17 | 0.018275 | 0.064467 | 9.8711e-13 | 1.0614e-05 | 7.9675e-23 | 7.7869e-10 | 5.5452e-08 | 0.0023912 | 4.5338e-10 | 4.3891e-12 | 5.4971e-23 | 5.4562e-13 | 0.026511 | 0.026513 | 0.026513 | 0.044786 | 0.10925 | 0.044786 | 0.10926 | 0.10925 | 0.10926 | 0.044786 | 0.028902 | 0.026511 | 0.044786 | 0.026511 | 0.026511
595 | 152659.8701 | 15563.7288 | 5653.2696 | 65722.5532 | 36601.3154 | 15313.081 | 11447.1766 | 3046.9912 | 6040.5309 | 7991.5791 | 26102.3247 | 8038.991 | 9806.0164 | 4111.4889 | 7204.6665 | n/a | 8105.4323 | 5997.9922 | 5344.6905 | 10279.3668 | 11970.2847 | 6889.0339 | 1408.0574 | 3421.3123 | 8248.4157 | 4386.6709 | 5987.8513 | 6754.1651 | 3170.4908 | 5784.4637 | 217.7166 | 200.7381 | 200.7381 | 199.1773 | 229.3126 | 152.331 | 248.1118 | 215.1308 | 248.1118 | 175.9124 | 240.6451 | 128.7496 | 204.8776 | 207.0045 | 207.6641 | 174629.4974 | 9803.7704 | 4076.0862 | 74232.1588 | 33544.9555 | 14925.3382 | 6439.9833 | 5356.8819 | 4882.2196 | 4514.9428 | 24658.8419 | 6037.0637 | 7025.6284 | 4688.539 | 5865.7574 | 158803.7 | 15921.2 | 10059.5784 | 73339.0022 | 40837.3751 | 25741.923 | 13023.8172 | 6712.5392 | 8211.6319 | 12017.5585 | 27188.3 | 11617.0149 | 13123.9935 | 7464.2298 | 11615.6212 | 115.5836 | 163.97 | 163.97 | 115.5836 | 115.5836 | 115.5836 | 115.5836 | 115.5836 | 115.5836 | 115.5836 | 122.93 | 115.5836 | 115.5836 | 115.5836 | 115.5836 | 0.0054978 | 0.017904 | 9.1673e-15 | 0.00039575 | 0.00098961 | 5.3338e-14 | 0.00040513 | 3.0597e-21 | 1.3513e-06 | 1.0881e-10 | 0.0085476 | 1.3541e-09 | 5.8609e-08 | 2.4709e-18 | 6.6975e-13 | 0.0054978 | 0.023401 | 0.023401 | 0.0058935 | 0.0068831 | 0.0058935 | 0.0072883 | 0.0068831 | 0.0072896 | 0.0058935 | 0.014045 | 0.0054978 | 0.0058936 | 0.0054978 | 0.0054978
596 | 152421.2097 | 15617.3176 | 5805.3611 | 65593.3158 | 36742.4274 | 15477.3243 | 11842.3857 | 3004.5148 | 6020.2619 | 7779.9032 | 26070.7096 | 8204.9009 | 9774.088 | 3977.048 | 7045.279 | n/a | 8681.0061 | 6713.1434 | 3494.157 | 8255.4046 | 10249.6544 | 9543.2697 | 1694.7165 | 4624.4538 | 6854.262 | 3386.6849 | 8869.6992 | 7959.9417 | 3468.4851 | 5123.885 | 199.5392 | 183.7181 | 183.7181 | 181.3812 | 210.566 | 135.7423 | 228.7847 | 196.8222 | 228.7847 | 158.5955 | 222.3928 | 112.8891 | 187.1048 | 189.791 | 190.4303 | 165434.4636 | 10852.2541 | 4273.6816 | 65995.5223 | 31582.5349 | 13071.123 | 5895.5552 | 5122.9197 | 4986.8739 | 4125.0378 | 23676.8078 | 5809.5275 | 5876.1657 | 4640.514 | 6096.1603 | 157042.7843 | 19371.7602 | 10986.825 | 66453.7 | 38325.3602 | 22512.9774 | 15038.0248 | 6817.6362 | 9514.5277 | 10412.6998 | 26645.4927 | 14438.0267 | 13534.8074 | 8085.0991 | 11220.0453 | 135.1404 | 135.1404 | 135.1404 | 208.08 | 208.08 | 208.08 | 208.08 | 208.08 | 208.08 | 208.08 | 187.3298 | 208.08 | 208.08 | 135.1404 | 135.1404 | 0.014465 | 4.4644e-06 | 1.2951e-16 | 0.024423 | 0.010268 | 4.5485e-10 | 4.7981e-06 | 2.729e-22 | 2.5649e-09 | 6.9323e-08 | 0.01822 | 6.6323e-15 | 9.327e-09 | 1.2594e-22 | 1.4847e-12 | 0.014465 | 0.014469 | 0.014469 | 0.038888 | 0.049156 | 0.038888 | 0.04916 | 0.049156 | 0.04916 | 0.038888 | 0.032685 | 0.014465 | 0.038888 | 0.014465 | 0.014465
597 | 151740.556 | 15377.1024 | 5789.9547 | 65353.9273 | 36367.4047 | 15373.0673 | 11597.3761 | 2991.6321 | 6118.1573 | 7866.4976 | 25905.5768 | 7944.9324 | 9953.9618 | 4145.7405 | 7046.3262 | n/a | 9033.7467 | 6438.4661 | 4134.7429 | 10138.6168 | 11870.3515 | 7956.4995 | 1918.9673 | 3782.1551 | 6391.3556 | 5204.9237 | 5430.1469 | 6611.7517 | 4169.1526 | 6046.5018 | 215.8915 | 199.1751 | 199.1751 | 198.0444 | 227.2067 | 152.8348 | 245.3933 | 213.4871 | 245.3933 | 175.6477 | 237.7815 | 130.0219 | 203.4672 | 205.2372 | 205.8754 | 167502.0055 | 9935.9222 | 4172.3141 | 64883.1593 | 28237.7445 | 14228.4566 | 6110.0903 | 5087.2723 | 5282.7062 | 3665.6942 | 26380.4175 | 5612.1028 | 7106.3376 | 4631.3708 | 5585.6444 | 158703.8 | 18249.369 | 10520.0802 | 66967.0022 | 37870.8614 | 24750.4081 | 13858.2899 | 7006.2397 | 9026.2613 | 9692.6498 | 30428.3187 | 10791.8497 | 13675.7893 | 7328.0404 | 11256.6463 | 96.6434 | 96.6434 | 96.6434 | 152.7886 | 152.7886 | 152.7886 | 152.7886 | 152.7886 | 152.7886 | 152.7886 | 96.6434 | 152.7886 | 152.7886 | 96.6434 | 96.6434 | 0.0031499 | 3.4532e-05 | 2.2307e-15 | 0.016671 | 0.01086 | 9.1284e-13 | 5.9323e-05 | 1.906e-23 | 5.0509e-08 | 4.3944e-06 | 4.9751e-05 | 3.9439e-08 | 1.434e-08 | 2.1743e-17 | 1.2148e-12 | 0.0031499 | 0.0031844 | 0.0031844 | 0.019821 | 0.030681 | 0.019821 | 0.03074 | 0.030681 | 0.03074 | 0.019826 | 0.0031996 | 0.0031499 | 0.019821 | 0.0031499 | 0.0031499
598 | 151681.1345 | 15272.4729 | 5736.4871 | 65313.265 | 36267.4921 | 15439.8894 | 11667.1332 | 2829.2468 | 5688.8332 | 7735.832 | 25778.7275 | 8470.7035 | 9479.3873 | 4006.1383 | 7060.293 | n/a | 8902.5287 | 5795.088 | 3315.8447 | 9914.3815 | 10038.8187 | 8499.9705 | 1962.5478 | 4200.8156 | 7864.6851 | 4248.2757 | 6113.0528 | 7423.8067 | 2673.5006 | 5891.3327 | 187.1868 | 170.9999 | 170.9999 | 164.1197 | 199.5949 | 107.3214 | 221.8012 | 182.8428 | 221.8012 | 135.1767 | 218.1396 | 79.4661 | 172.0711 | 178.402 | 179.1811 | 174146.1478 | 11348.1554 | 4105.9737 | 71205.3499 | 34355.5552 | 13797.438 | 5840.7271 | 5146.1188 | 4893.4861 | 4059.4135 | 26851.931 | 6043.7744 | 6007.4985 | 4671.766 | 6031.0191 | 158434.9 | 18665.084 | 9205.6617 | 67705.8946 | 40530.1367 | 22664.3568 | 13455.0976 | 7045.6666 | 8406.7016 | 10993.0986 | 27814.4067 | 11915.9273 | 11866.1052 | 7318.3666 | 11901.2518 | 87.56 | 87.56 | 87.56 | 95.8729 | 95.8729 | 95.8729 | 95.8729 | 95.8729 | 95.8729 | 95.8729 | 87.56 | 95.8729 | 95.8729 | 87.56 | 87.56 | 0.0036116 | 8.9622e-06 | 6.5945e-12 | 0.011236 | 0.00093394 | 2.6698e-10 | 0.00024062 | 8.4168e-26 | 4.7144e-08 | 2.7498e-09 | 0.0020132 | 6.0138e-09 | 1.8086e-06 | 1.4764e-18 | 3.4328e-14 | 0.0036116 | 0.0036206 | 0.0036206 | 0.014848 | 0.015782 | 0.014848 | 0.016022 | 0.015782 | 0.016022 | 0.014848 | 0.0056248 | 0.0036117 | 0.014849 | 0.0036116 | 0.0036116
599 | 158977.5033 | 16091.9144 | 5946.0473 | 68207.8423 | 38131.3805 | 15923.558 | 12414.925 | 3079.5911 | 6349.7844 | 8541.8491 | 26949.4816 | 8417.2997 | 10016.4017 | 4287.2667 | 7339.4911 | n/a | 9529.8584 | 5554.3253 | 4554.5435 | 8394.0096 | 10298.3229 | 7442.4479 | 1954.2933 | 4403.8118 | 8152.0603 | 3654.0285 | 6568.2535 | 7663.7553 | 4471.0287 | 5439.4854 | 190.3296 | 174.1227 | 174.1227 | 168.0043 | 202.5598 | 112.8696 | 224.1816 | 186.2486 | 224.1816 | 139.9916 | 220.0216 | 85.7475 | 175.606 | 181.3299 | 182.0886 | 171618.3908 | 10793.9035 | 4413.7185 | 70012.0224 | 33763.7436 | 14154.3978 | 6211.0496 | 5037.6462 | 4595.2021 | 3969.3039 | 24927.1128 | 6135.2696 | 7432.7383 | 4730.2999 | 5841.1871 | 162916.8932 | 20234.8619 | 9945.7438 | 70244.4683 | 40274.7557 | 23419.1207 | 12589.3 | 6917.6395 | 7948.6163 | 11363.8643 | 27919.4413 | 12427.4231 | 15055.9935 | 8948.2286 | 11280.6725 | 146.2427 | 146.2427 | 146.2427 | 146.2427 | 146.2427 | 146.2427 | 238.38 | 146.2427 | 238.38 | 146.2427 | 146.2427 | 146.2427 | 146.2427 | 146.2427 | 146.2427 | 0.024758 | 2.329e-06 | 5.1104e-13 | 0.014052 | 0.0067279 | 2.3859e-10 | 0.025775 | 6.2901e-22 | 2.8595e-05 | 9.487e-08 | 0.010621 | 4.0072e-10 | 8.5811e-11 | 1.0712e-23 | 1.4071e-11 | 0.024758 | 0.024761 | 0.024761 | 0.03881 | 0.045538 | 0.03881 | 0.071313 | 0.045538 | 0.071342 | 0.038811 | 0.03538 | 0.024758 | 0.03881 | 0.024758 | 0.024758
600 | 152101.6942 | 15522.8103 | 5721.6015 | 65457.1905 | 36379.6805 | 15500.7941 | 11744.684 | 3004.7457 | 6183.9304 | 8035.2631 | 26086.586 | 8216.792 | 9605.1429 | 3978.428 | 6697.792 | n/a | 12294.5928 | 6545.2767 | 4126.6037 | 9357.4906 | 11276.9375 | 7006.8242 | 1872.0065 | 4556.4719 | 8739.8722 | 4723.9568 | 5985.4342 | 6449.8698 | 3689.4682 | 5843.3548 | 211.7348 | 194.9679 | 194.9679 | 192.5616 | 223.4033 | 144.3525 | 242.6553 | 208.8799 | 242.6553 | 168.5019 | 235.8361 | 120.203 | 198.5946 | 201.3852 | 202.0607 | 175778.4322 | 9861.2167 | 4199.3885 | 73953.3132 | 32646.3483 | 13785.6632 | 5632.6133 | 5051.8769 | 4428.543 | 4206.5441 | 25506.6944 | 5685.999 | 7227.4296 | 4675.0204 | 5985.418 | 157492.2 | 22034.9095 | 10623.7651 | 68790.77 | 39681.912 | 22672.9699 | 12219.1 | 6923.8834 | 8814.2149 | 12200.6163 | 27034.9 | 10878.4332 | 12073.4994 | 6751.1468 | 11793.1728 | 127.4129 | 127.4129 | 127.4129 | 127.4129 | 127.4129 | 127.4129 | 128.2811 | 127.4129 | 128.2811 | 127.4129 | 138.7415 | 127.4129 | 127.4129 | 127.4129 | 127.4129 | 0.0087879 | 4.8038e-09 | 4.9775e-16 | 0.0057461 | 0.0022109 | 3.2881e-10 | 0.010641 | 7.5416e-23 | 2.0841e-07 | 6.1513e-11 | 0.010474 | 1.5018e-07 | 1.4718e-06 | 5.3974e-16 | 1.6444e-15 | 0.0087879 | 0.0087879 | 0.0087879 | 0.014534 | 0.016745 | 0.014534 | 0.027386 | 0.016745 | 0.027386 | 0.014534 | 0.019262 | 0.0087881 | 0.014536 | 0.0087879 | 0.0087879
601 | 156743.0178 | 16007.7888 | 5970.2589 | 67330.1902 | 37379.4275 | 15557.2041 | 11608.1418 | 3062.9977 | 5658.5459 | 8235.2816 | 26525.4875 | 8255.6075 | 10313.6003 | 4206.3876 | 7120.9269 | n/a | 8329.8063 | 7156.5252 | 4195.4222 | 6513.4046 | 10408.6545 | 9444.3574 | 1768.9179 | 4750.5972 | 6730.0372 | 4074.4304 | 6211.9445 | 7514.1528 | 3855.7145 | 5590.1402 | 218.6973 | 202.1889 | 202.1889 | 202.5256 | 229.5071 | 161.1497 | 246.3128 | 216.8292 | 246.3128 | 182.2304 | 237.864 | 140.069 | 207.2025 | 207.7908 | 208.3804 | 174369.138 | 10930.0801 | 4325.3891 | 71839.077 | 30599.4181 | 14051.654 | 5263.2886 | 5206.934 | 4710.8339 | 4347.8906 | 26073.1329 | 5689.6391 | 6580.1171 | 4681.3938 | 6009.8685 | 161656.1 | 17541.54 | 10068.9679 | 72236.5172 | 37097.9227 | 24119.6085 | 14707.6461 | 6975.8519 | 9461.4311 | 11005.0278 | 27425.1 | 11633.7837 | 13496.9807 | 8247.4084 | 11574.0087 | 144.8134 | 144.8134 | 144.8134 | 144.8134 | 344.2607 | 144.8134 | 344.2607 | 344.2607 | 344.2607 | 144.8134 | 148.49 | 144.8134 | 144.8134 | 144.8134 | 144.8134 | 0.013118 | 0.0011112 | 3.0326e-13 | 0.0023275 | 0.052391 | 9.8845e-12 | 5.2775e-06 | 2.0128e-22 | 1.9073e-10 | 7.5198e-08 | 0.01151 | 5.4622e-09 | 1.9007e-07 | 3.3596e-21 | 3.9395e-13 | 0.013118 | 0.01423 | 0.01423 | 0.015446 | 0.067837 | 0.015446 | 0.067843 | 0.067837 | 0.067843 | 0.015446 | 0.024629 | 0.013118 | 0.015446 | 0.013118 | 0.013118
602 | 154164.0766 | 15484.5521 | 5918.0211 | 66309.7066 | 36799.6549 | 15566.3817 | 11713.8031 | 3084.6172 | 6046.9338 | 7907.747 | 26043.1944 | 8207.9643 | 10024.8329 | 4042.3762 | 7331.229 | n/a | 11273.3108 | 5665.548 | 3729.546 | 8251.6893 | 10122.7115 | 7057.8462 | 1868.7788 | 5043.345 | 8567.0687 | 3587.9299 | 6416.4799 | 6033.3976 | 3266.3316 | 5630.7282 | 199.1721 | 183.9001 | 183.9001 | 183.3793 | 209.381 | 143.2292 | 225.5891 | 197.1539 | 225.5891 | 163.5604 | 218.3067 | 122.8981 | 188.0944 | 189.3028 | 189.8715 | 171028.7348 | 9861.257 | 4194.9536 | 69941.7258 | 32670.3148 | 14096.9655 | 6103.9449 | 5214.8151 | 4997.7898 | 4412.0813 | 26285.0376 | 5803.4845 | 6289.1987 | 4605.5089 | 5846.8915 | 160176.9 | 17040.1678 | 9846.1016 | 71583.8817 | 40369.5041 | 24147.177 | 13119.791 | 7074.1939 | 9999.1347 | 12933.05 | 28276.4952 | 12193.5644 | 11207.6963 | 7871.8405 | 11401.1197 | 109.3877 | 109.3877 | 109.3877 | 109.3877 | 109.3877 | 109.3877 | 109.3877 | 109.3877 | 109.3877 | 109.3877 | 109.3877 | 109.3877 | 109.3877 | 109.3877 | 109.3877 | 0.0061817 | 0.00093059 | 7.1496e-13 | 0.0017685 | 0.0018087 | 9.5517e-12 | 0.00073409 | 1.1248e-22 | 3.2206e-10 | 6.3552e-13 | 0.0015482 | 2.8067e-10 | 0.00036202 | 6.1649e-21 | 6.7479e-12 | 0.0061817 | 0.0071123 | 0.0071123 | 0.0079503 | 0.0097589 | 0.0079503 | 0.010493 | 0.0097589 | 0.010493 | 0.0079503 | 0.0077299 | 0.0061817 | 0.0083123 | 0.0061817 | 0.0061817
603 | 152857.96 | 15304.104 | 5710.0877 | 65772.7364 | 36571.1483 | 15426.8922 | 11785.6844 | 2921.1108 | 6163.8215 | 7961.1534 | 25784.8338 | 8054.1712 | 9756.4673 | 4112.9615 | 7092.1526 | n/a | 8291.2343 | 4589.3548 | 3826.2174 | 7394.3902 | 8614.2679 | 6809.6779 | 1928.6739 | 4478.5149 | 6374.6161 | 3349.8824 | 6210.0406 | 4617.3498 | 3732.2168 | 4879.4177 | 244.8743 | 226.6339 | 226.6339 | 227.8613 | 256.6036 | 184.0696 | 274.4929 | 243.1082 | 274.4929 | 206.5096 | 264.6094 | 161.6296 | 232.6296 | 232.597 | 233.2247 | 176378.2486 | 11144.6966 | 4163.0927 | 72606.3676 | 33313.689 | 14678.8386 | 5767.5865 | 5038.4122 | 4681.159 | 4548.755 | 26466.8679 | 5718.7343 | 5634.9515 | 4548.2507 | 6161.8442 | 159878.1 | 18064.0895 | 8732.4475 | 69070.4308 | 38277.7792 | 22451.8065 | 12386.8643 | 6655.1861 | 9079.4739 | 10493.3712 | 28203.7738 | 11517.4749 | 9993 | 8045.8675 | 11029.1618 | 109.4837 | 109.4837 | 109.4837 | 109.4837 | 111.9272 | 109.4837 | 111.9272 | 111.9272 | 111.9272 | 109.4837 | 109.4837 | 109.4837 | 181.85 | 109.4837 | 109.4837 | 0.0031499 | 4.416e-05 | 1.1306e-10 | 0.0059362 | 0.0091485 | 4.4071e-10 | 0.0074505 | 1.9514e-22 | 5.3908e-08 | 1.5338e-07 | 0.0011334 | 2.4335e-09 | 0.014839 | 4.1153e-21 | 6.7541e-12 | 0.0031499 | 0.003194 | 0.003194 | 0.009086 | 0.018235 | 0.009086 | 0.025685 | 0.018235 | 0.025685 | 0.0090862 | 0.0042832 | 0.0031499 | 0.023925 | 0.0031499 | 0.0031499
604 | 153177.0341 | 15582.8572 | 5875.8992 | 65920.4006 | 36593.1821 | 14908.9142 | 11572.3714 | 3042.9615 | 5654.5507 | 7844.4932 | 25917.1358 | 8025.7143 | 9778.7159 | 3911.3362 | 7015.5368 | n/a | 10809.0033 | 5549.3525 | 4963.2288 | 8662.9831 | 12167.3583 | 11631.4614 | 1909.0023 | 3888.7647 | 8442.3449 | 3264.2908 | 6574.9996 | 8503.99 | 4270.5173 | 4697.1073 | 224.57 | 207.8841 | 207.8841 | 209.1564 | 235.2621 | 169.4334 | 251.508 | 223.0065 | 251.508 | 189.812 | 242.371 | 149.0548 | 213.4486 | 213.2994 | 213.8694 | 172423.3422 | 10350.1704 | 4200.3465 | 69887.9948 | 32362.7326 | 14203.8421 | 5956.6653 | 5055.6948 | 4789.3276 | 3876.1422 | 25538.4349 | 5754.3831 | 6472.3363 | 4664.7005 | 6017.6868 | 162755.8 | 21014.0738 | 9701.299 | 69800.5 | 38568.4 | 25653.3004 | 16844.111 | 6964.6971 | 8076.8766 | 11746.3871 | 27477.1 | 12183.5827 | 13205.9185 | 8878.8178 | 10681.5941 | 45.3972 | 45.3972 | 45.3972 | 53.6123 | 77.25 | 53.6123 | 77.25 | 77.25 | 77.25 | 53.6123 | 57.37 | 53.6123 | 53.6123 | 45.3972 | 45.3972 | 0.00062206 | 7.208e-08 | 1.1542e-12 | 0.0041446 | 0.0072294 | 1.0945e-14 | 9.4018e-09 | 1.3303e-22 | 1.9118e-07 | 1.3955e-10 | 0.0041636 | 7.9393e-11 | 3.6272e-08 | 2.6339e-27 | 2.5219e-11 | 0.00062206 | 0.00062213 | 0.00062213 | 0.0047667 | 0.011996 | 0.0047667 | 0.011996 | 0.011996 | 0.011996 | 0.0047667 | 0.0047856 | 0.00062206 | 0.0047667 | 0.00062206 | 0.00062206
605 | 155055.6606 | 15851.8735 | 6009.5203 | 66676.6403 | 37048.763 | 15364.5602 | 12176.2594 | 3013.7045 | 6270.3758 | 7783.0982 | 26472.3539 | 7946.2356 | 10275.1199 | 4050.7931 | 6997.2277 | n/a | 9362.2421 | 5837.5495 | 4216.8364 | 8858.3923 | 11924.9618 | 5994.1802 | 1788.9355 | 4521.5012 | 8119.6931 | 3823.9929 | 5512.5849 | 8529.4369 | 2011.1826 | 4888.0061 | 213.6512 | 196.8219 | 196.8219 | 194.705 | 225.2883 | 146.9877 | 244.3751 | 210.8896 | 244.3751 | 170.9298 | 237.3393 | 123.0456 | 200.6211 | 203.1841 | 203.8538 | 172831.6284 | 10359.3235 | 4201.6302 | 71413.1376 | 33353.2953 | 15191.2744 | 6107.9977 | 5266.5102 | 5116.5448 | 4708.6702 | 24666.5131 | 6033.921 | 7014.7295 | 4807.1901 | 6085.7435 | 160288.3 | 19549.4656 | 10003.8798 | 69125.9479 | 40360.166 | 26839.1361 | 12102.1779 | 7014.9457 | 9638.046 | 12771.4633 | 27639.7059 | 11326.3059 | 14416.7665 | 6624.2727 | 10954.8496 | 133.9032 | 133.9032 | 133.9032 | 133.9032 | 133.9032 | 133.9032 | 366.5626 | 133.9032 | 366.5626 | 133.9032 | 133.9032 | 133.9032 | 133.9032 | 133.9032 | 133.9032 | 0.010376 | 5.8633e-06 | 6.9054e-13 | 0.011199 | 0.0023122 | 3.8483e-15 | 0.050667 | 3.2103e-23 | 8.7668e-09 | 5.1407e-13 | 0.0077616 | 2.9137e-09 | 4.516e-09 | 8.8871e-15 | 4.4204e-12 | 0.010376 | 0.010382 | 0.010382 | 0.021575 | 0.023887 | 0.021575 | 0.074554 | 0.023887 | 0.074554 | 0.021575 | 0.018138 | 0.010376 | 0.021575 | 0.010376 | 0.010376
606 | 150778.447 | 15531.1902 | 6148.9338 | 64964.9426 | 36101.6004 | 15049.9306 | 11444.4631 | 2886.485 | 6073.8285 | 7642.241 | 25729.9217 | 8039.0375 | 9715.4813 | 4097.1777 | 6918.3312 | n/a | 11230.7129 | 6337.1038 | 3278.3051 | 7621.2254 | 11303.2724 | 4887.5399 | 1663.7538 | 3960.9255 | 7057.4484 | 4526.2328 | 6610.8947 | 6402.42 | 3448.7786 | 5729.2762 | 198.7169 | 182.4978 | 182.4978 | 178.5562 | 210.409 | 128.2896 | 230.3142 | 195.3929 | 230.3142 | 153.2583 | 224.7526 | 103.3209 | 185.1454 | 189.1328 | 189.8313 | 170315.0645 | 10206.0102 | 4494.6627 | 65789.1951 | 28007.0395 | 14044.936 | 5291.2745 | 5109.2493 | 4639.2051 | 4261.8848 | 26430.115 | 5881.5491 | 6786.9639 | 4696.4618 | 5802.626 | 157476.9 | 19644.4372 | 9541.6806 | 67388.6001 | 34982.465 | 24524.3084 | 10178.8145 | 6728.0031 | 8600.1306 | 10495.4332 | 27523.9086 | 12492.4438 | 13037.7839 | 7969.5404 | 11515.2022 | 93.2441 | 93.2441 | 93.2441 | 102.5311 | 315.6135 | 102.5311 | 345.4713 | 315.6135 | 345.4713 | 102.5311 | 93.2441 | 102.5311 | 102.5311 | 93.2441 | 93.2441 | 0.0036471 | 1.7573e-06 | 4.8525e-11 | 0.010989 | 0.10071 | 4.1797e-13 | 0.77534 | 2.8578e-23 | 2.7215e-07 | 1.772e-08 | 0.002879 | 1.9668e-11 | 5.0823e-08 | 6.8134e-21 | 8.0985e-14 | 0.0036471 | 0.0036489 | 0.0036489 | 0.014636 | 0.11535 | 0.014636 | 0.89068 | 0.11535 | 0.89068 | 0.014636 | 0.0065261 | 0.0036471 | 0.014636 | 0.0036471 | 0.0036471
607 | 153718.0892 | 15610.274 | 5855.6356 | 66118.709 | 36800.8579 | 15217.0246 | 11739.1152 | 2865.566 | 5867.6973 | 7836.7085 | 26127.7602 | 7834.415 | 9689.1732 | 3932.0114 | 6902.6672 | n/a | 8834.4523 | 5252.2378 | 4159.0021 | 7712.7885 | 10744.7104 | 8907.6569 | 1730.0506 | 4204.2156 | 6025.7101 | 3670.9691 | 7056.7533 | 6994.5987 | 3657.98 | 5167.3561 | 174.2205 | 158.1979 | 158.1979 | 148.4596 | 187.2372 | 85.6479 | 211.5442 | 168.9004 | 211.5442 | 116.1381 | 209.7969 | 55.1576 | 157.697 | 166.3002 | 167.1531 | 172211.6048 | 10510.9164 | 4250.7757 | 68652.4076 | 29318.2606 | 14207.7901 | 5871.4096 | 5142.5736 | 4791.15 | 4263.7594 | 27371.9305 | 6160.4356 | 6700.6045 | 4689.1625 | 6279.4914 | 160651.6538 | 19309.6687 | 9496.9136 | 70076.3097 | 36866.6491 | 24874.0005 | 14740.4665 | 6872.6242 | 8956.7656 | 10222.6695 | 28732.3996 | 13205.4889 | 12279.2032 | 8260.2425 | 11446.8474 | 80.0022 | 80.0022 | 80.0022 | 80.0022 | 280.1083 | 80.0022 | 280.1083 | 280.1083 | 280.1083 | 80.0022 | 80.0022 | 80.0022 | 80.0022 | 80.0022 | 80.0022 | 0.003406 | 5.0863e-06 | 3.4652e-12 | 0.0039781 | 0.03881 | 3.4108e-13 | 7.7231e-06 | 2.4254e-24 | 1.1849e-08 | 2.6097e-07 | 0.00090284 | 1.1817e-13 | 9.7759e-07 | 5.7723e-24 | 1.0376e-13 | 0.003406 | 0.0034111 | 0.0034111 | 0.0073841 | 0.046194 | 0.0073841 | 0.046202 | 0.046194 | 0.046202 | 0.0073843 | 0.0043088 | 0.003406 | 0.007385 | 0.003406 | 0.003406
608 | 149111.6309 | 15170.6965 | 5823.4827 | 64312.7463 | 35743.3662 | 15049.6293 | 11267.6804 | 2768.5579 | 5722.9315 | 7700.9511 | 25322.3227 | 7936.0127 | 9618.8329 | 3806.9208 | 6846.4317 | n/a | 12030.8459 | 5495.3095 | 4505.0135 | 9560.0806 | 10853.5094 | 7112.4173 | 2097.9704 | 3558.7003 | 5104.7307 | 5032.5003 | 4244.8451 | 7964.2439 | 3060.6581 | 4908.5073 | 196.9418 | 180.1582 | 180.1582 | 173.7799 | 209.6177 | 116.5882 | 232.0425 | 192.7009 | 232.0425 | 144.7174 | 227.7616 | 88.459 | 181.6718 | 187.6331 | 188.4199 | 174095.3608 | 10783.3388 | 4246.3167 | 70583.919 | 33129.7743 | 14142.4165 | 6059.9995 | 5110.8426 | 4826.7828 | 4235.1367 | 26221.4983 | 5993.1023 | 7244.8433 | 4585.8903 | 5809.658 | 156368.4608 | 20018.7846 | 7312.2262 | 67509.8325 | 37817.7549 | 23502.0259 | 12420.3168 | 6437.8129 | 7837.983 | 8462.2674 | 30347.3986 | 9621.6474 | 15050.7873 | 7190.8484 | 10624.6653 | 80.0909 | 80.0909 | 80.0909 | 80.0909 | 80.0909 | 80.0909 | 80.0909 | 80.0909 | 80.0909 | 80.0909 | 80.0909 | 80.0909 | 80.0909 | 80.0909 | 80.0909 | 0.0023959 | 2.177e-07 | 3.383e-06 | 0.0060413 | 0.0063439 | 6.3042e-12 | 0.0013314 | 3.4984e-23 | 1.0133e-06 | 0.00079992 | 1.976e-05 | 1.1455e-05 | 7.4839e-12 | 8.7791e-20 | 7.7087e-12 | 0.0023959 | 0.0023961 | 0.0023995 | 0.0084372 | 0.014781 | 0.0084372 | 0.016112 | 0.014781 | 0.016114 | 0.0092371 | 0.0024157 | 0.0024074 | 0.0084372 | 0.0023959 | 0.0023959
609 | 153234.6274 | 15535.5615 | 6051.6637 | 65937.4925 | 36677.4515 | 15521.1482 | 11437.3521 | 3061.3972 | 5854.8126 | 8176.9909 | 25987.6849 | 7958.1088 | 9596.1031 | 3954.2005 | 7073.4086 | n/a | 12375.2982 | 5546.001 | 5088.638 | 8526.9441 | 9053.4407 | 8950.008 | 1731.2086 | 4440.3434 | 9135.5624 | 3583.3944 | 5530.2616 | 7341.8687 | 3052.8128 | 3511.0156 | 194.3873 | 177.4533 | 177.4533 | 169.875 | 207.4635 | 109.5989 | 230.997 | 189.7102 | 230.997 | 139.119 | 227.4103 | 80.0789 | 178.3711 | 185.2978 | 186.1235 | 175078.3215 | 10440.5937 | 4459.3765 | 70610.1604 | 33551.8388 | 13392.8451 | 5992.2576 | 5285.7753 | 4997.9023 | 3927.4765 | 28028.9174 | 5738.362 | 5811.092 | 4498.7069 | 6266.3594 | 156984.3 | 22065.4291 | 9975.5147 | 67692.2442 | 37646.4 | 22097.6858 | 14150.0252 | 6898.584 | 8944.6051 | 12943.1389 | 28881.3406 | 11039.9236 | 12498.1607 | 7441.1197 | 9777.375 | 151.4182 | 151.4182 | 151.4182 | 151.4182 | 152.4471 | 151.4182 | 152.4471 | 152.4471 | 152.4471 | 151.4182 | 151.4182 | 151.4182 | 151.4182 | 151.4182 | 151.4182 | 0.025495 | 4.6594e-09 | 1.2749e-12 | 0.015642 | 0.017559 | 1.5616e-09 | 1.4371e-05 | 4.8478e-22 | 1.1426e-08 | 4.959e-12 | 0.00057499 | 1.2815e-08 | 2.4334e-07 | 1.2101e-19 | 7.3624e-09 | 0.025495 | 0.025495 | 0.025495 | 0.041137 | 0.058696 | 0.041137 | 0.058711 | 0.058696 | 0.058711 | 0.041137 | 0.02607 | 0.025495 | 0.041137 | 0.025495 | 0.025495
610 | 154561.7369 | 15722.2675 | 6009.2499 | 66455.6898 | 36997.3315 | 15423.211 | 11945.4116 | 3167.2733 | 6163.4697 | 7719.3177 | 26147.6965 | 7776.6775 | 9875.8353 | 4138.4901 | 6908.0591 | n/a | 9731.2476 | 5403.284 | 4418.0884 | 9262.0073 | 10738.0569 | 6539.7202 | 1699.9708 | 3066.8994 | 8361.2155 | 4085.9988 | 6645.3557 | 7758.8458 | 3414.3015 | 4169.2076 | 194.1096 | 177.7697 | 177.7697 | 172.1882 | 206.2928 | 117.9224 | 227.6257 | 190.1997 | 227.6257 | 144.682 | 223.0552 | 91.1629 | 179.5782 | 184.8806 | 185.6292 | 172860.2677 | 10213.5777 | 4120.2769 | 69224.7744 | 30927.0874 | 14040.3946 | 5945.6148 | 5192.1138 | 5110.7299 | 3988.301 | 26185.3732 | 5517.1323 | 6141.5281 | 4622.097 | 5706.3098 | 159375.4 | 18621.9253 | 8248.0609 | 68094.6462 | 38122.5 | 23808.1516 | 12132.0424 | 6892.0846 | 8013.0293 | 11559.5165 | 28099.8427 | 11982.188 | 13313.7738 | 7577.6985 | 9875.5173 | 129.107 | 129.107 | 129.107 | 133.8695 | 139.4367 | 133.8695 | 232.1312 | 139.4367 | 232.1312 | 133.8695 | 129.107 | 133.8695 | 133.8695 | 129.107 | 129.107 | 0.013377 | 3.7784e-05 | 4.14e-08 | 0.016682 | 0.01544 | 1.2932e-11 | 0.024445 | 8.2013e-21 | 7.2703e-06 | 1.3914e-10 | 0.0023785 | 3.2837e-11 | 3.9825e-08 | 1.2175e-18 | 1.0863e-09 | 0.013377 | 0.013415 | 0.013415 | 0.030059 | 0.0455 | 0.030059 | 0.069944 | 0.0455 | 0.069952 | 0.030059 | 0.015756 | 0.013377 | 0.03006 | 0.013377 | 0.013377
611 | 155171.0158 | 15702.3456 | 5673.1684 | 66707.6019 | 37102.5191 | 15384.8467 | 11862.7354 | 2961.5307 | 5962.6916 | 8354.0518 | 26305.8186 | 7839.3991 | 9836.9337 | 4076.0774 | 7261.4351 | n/a | 7894.1711 | 5823.9235 | 4567.4183 | 9374.5435 | 9357.0753 | 9116.3943 | 2022.2474 | 3518.0695 | 7032.4679 | 3166.3283 | 6340.2013 | 5836.8257 | 3984.7544 | 4863.3979 | 200.8116 | 184.2368 | 184.2368 | 179.61 | 212.9103 | 126.8936 | 233.7277 | 197.2061 | 233.7277 | 153.0065 | 228.4279 | 100.7807 | 186.6232 | 191.1759 | 191.9063 | 169908.4967 | 10630.3878 | 4449.5967 | 66711.5148 | 30456.4399 | 15182.9794 | 5563.7799 | 5289.3831 | 4843.9979 | 4938.2998 | 24879.5823 | 5907.5108 | 6203.2984 | 4553.5647 | 6115.9195 | 162734.2 | 18490.6589 | 10257.7203 | 67913.1 | 39014.8833 | 24501.5547 | 14597.4742 | 7311.6306 | 8362.0673 | 11956.7677 | 27123.1106 | 12223.212 | 10447.4241 | 8447.119 | 10979.3174 | 81.445 | 81.445 | 81.445 | 181.93 | 181.93 | 181.93 | 181.93 | 181.93 | 181.93 | 181.93 | 152.1862 | 181.93 | 181.93 | 81.445 | 81.445 | 0.0023959 | 4.9083e-05 | 3.1122e-15 | 0.020738 | 0.0078191 | 1.8304e-12 | 1.7963e-05 | 1.8421e-25 | 3.9948e-07 | 1.8471e-09 | 0.01285 | 1.6051e-11 | 0.003318 | 2.0988e-23 | 3.8661e-11 | 0.0023959 | 0.002445 | 0.002445 | 0.023134 | 0.030953 | 0.023134 | 0.030971 | 0.030953 | 0.030971 | 0.023134 | 0.015246 | 0.0023959 | 0.026452 | 0.0023959 | 0.0023959
612 | 156547.8608 | 16021.5273 | 5952.9037 | 67247.2184 | 37149.8249 | 15369.3023 | 11784.1058 | 2915.0576 | 6078.9813 | 7833.4299 | 26733.0027 | 8182.9175 | 9793.9601 | 4271.4808 | 7270.6888 | n/a | 10936.627 | 3348.2969 | 4344.0154 | 7172.0145 | 10306.5914 | 7353.7949 | 1116.1636 | 4916.3844 | 7742.2286 | 4705.1937 | 6434.8886 | 7104.5116 | 2512.024 | 4222.765 | 229.9586 | 212.9159 | 212.9159 | 214.3704 | 240.8405 | 174.1469 | 257.3106 | 228.4157 | 257.3106 | 194.8068 | 247.8788 | 153.4871 | 218.682 | 218.4059 | 218.9838 | 170265.2445 | 10014.6794 | 4287.1437 | 69995.5882 | 32734.4408 | 14073.632 | 5528.2787 | 5062.9664 | 4860.0943 | 4466.9604 | 24747.8208 | 6039.8856 | 6442.4126 | 4664.4744 | 6034.5332 | 161327.1 | 20839.6064 | 7545.0406 | 70284.4036 | 38702.1552 | 23553.6234 | 12555.1736 | 6134.53 | 9485.7787 | 11411.389 | 27371.4 | 12445.9742 | 12275.0243 | 6966.3985 | 9979.6981 | 155.04 | 155.04 | 155.04 | 155.04 | 155.04 | 155.04 | 155.04 | 155.04 | 155.04 | 155.04 | 196.24 | 155.04 | 155.04 | 155.04 | 155.04 | 0.014185 | 4.4682e-07 | 2.1683e-06 | 0.0072855 | 0.010705 | 2.0191e-11 | 0.0045905 | 1.1234e-19 | 4.5219e-09 | 6.8241e-10 | 0.016972 | 7.0926e-11 | 1.7011e-06 | 1.0851e-14 | 1.0892e-08 | 0.014185 | 0.014185 | 0.014188 | 0.021471 | 0.032176 | 0.021471 | 0.036766 | 0.032176 | 0.036766 | 0.021471 | 0.031157 | 0.014185 | 0.021472 | 0.014185 | 0.014185
613 | 152978.6566 | 15188.8305 | 5720.0372 | 65832.2993 | 36757.897 | 15422.8361 | 11814.9901 | 2928.2812 | 5998.978 | 7948.6231 | 25891.1107 | 7786.5052 | 9897.8165 | 3923.369 | 7145.2629 | n/a | 7750.9999 | 5963.3585 | 3715.5263 | 9794.0448 | 10115.8254 | 5037.992 | 2116.7085 | 4640.5037 | 8312.5136 | 3444.1904 | 6679.5971 | 7098.2063 | 3810.8504 | 5319.1883 | 220.1232 | 204.032 | 204.032 | 206.2 | 230.1982 | 170.0108 | 245.1175 | 218.9434 | 245.1175 | 188.7253 | 235.7028 | 151.2963 | 209.9 | 209.0051 | 209.5286 | 172117.2826 | 9793.3948 | 4284.6323 | 70936.7603 | 32478.6178 | 13166.9538 | 6321.5752 | 5008.7853 | 5144.5423 | 4293.567 | 26192.0448 | 5806.056 | 7186.4988 | 4618.93 | 6327.689 | 156678.1 | 15903.6279 | 8896.324 | 69474.7559 | 38852.0289 | 22201.282 | 11348.6672 | 7074.1938 | 9774.146 | 12160.5806 | 26578.2 | 12242.6531 | 14021.0052 | 8127.6804 | 11118.8773 | 172.4295 | 172.4295 | 172.4295 | 172.4295 | 172.4295 | 172.4295 | 367.6762 | 172.4295 | 367.6762 | 172.4295 | 172.783 | 172.4295 | 172.4295 | 172.4295 | 172.4295 | 0.026253 | 0.0071399 | 4.2485e-11 | 0.0047934 | 0.0065651 | 8.3074e-10 | 0.13421 | 1.2807e-24 | 6.4125e-10 | 3.924e-11 | 0.015314 | 9.6511e-12 | 2.6456e-09 | 2.1723e-23 | 6.4871e-12 | 0.026253 | 0.033393 | 0.033393 | 0.031047 | 0.037612 | 0.031047 | 0.17182 | 0.037612 | 0.17182 | 0.031047 | 0.041567 | 0.026253 | 0.031047 | 0.026253 | 0.026253
614 | 151702.0786 | 15307.337 | 5668.6739 | 65323.0265 | 36519.6362 | 15576.253 | 11948.0233 | 3180.5173 | 6202.546 | 8248.6825 | 25688.8056 | 8242.0022 | 9686.213 | 4045.5373 | 7102.1225 | n/a | 9087.7502 | 5141.1469 | 3518.7408 | 8278.1515 | 11536.8328 | 8497.4619 | 1852.3805 | 4085.2582 | 7806.2414 | 4888.9895 | 6209.7657 | 8427.1621 | 4131.2586 | 5083.0833 | 221.7868 | 205.0668 | 205.0668 | 205.4836 | 232.7162 | 163.7479 | 249.677 | 219.9212 | 249.677 | 185.0233 | 241.0714 | 142.4725 | 210.1851 | 210.7204 | 211.3155 | 172895.6005 | 11382.1677 | 4251.6818 | 70835.7219 | 31686.8998 | 15496.0702 | 5595.0624 | 5019.0764 | 4815.3219 | 4856.8169 | 23423.9913 | 6065.5577 | 6704.7565 | 4618.6266 | 5961.2355 | 156968.4 | 20283.8179 | 9392.8287 | 68755.1404 | 37855.6 | 25521.232 | 13968.4243 | 6865.8569 | 8851.0801 | 12526.9583 | 27371.0808 | 10899.7525 | 15028.7186 | 8688.9852 | 10528.6189 | 135.835 | 135.835 | 135.835 | 135.835 | 136.1216 | 135.835 | 136.1216 | 136.1216 | 136.1216 | 135.835 | 135.835 | 135.835 | 135.835 | 135.835 | 135.835 | 0.00941 | 1.7626e-07 | 9.2288e-13 | 0.0053768 | 0.012658 | 2.9239e-13 | 0.00014132 | 1.5439e-20 | 1.988e-07 | 6.085e-11 | 0.003392 | 1.5897e-07 | 1.2605e-11 | 6.8096e-25 | 1.2777e-10 | 0.00941 | 0.0094102 | 0.0094102 | 0.014787 | 0.027445 | 0.014787 | 0.027586 | 0.027445 | 0.027586 | 0.014787 | 0.012802 | 0.0094102 | 0.014787 | 0.00941 | 0.00941
615 | 150544.0376 | 15236.4523 | 5603.6383 | 64875.8228 | 36132.0944 | 15192.1431 | 11622.8709 | 3050.4313 | 5978.5174 | 7865.2789 | 25579.9168 | 8279.4623 | 9667.29 | 3864.3119 | 7049.333 | n/a | 9294.5476 | 6941.3641 | 3778.4604 | 7135.5781 | 10301.7839 | 9956.3293 | 2065.2817 | 4308.9564 | 8912.1978 | 3841.6892 | 6620.2216 | 7790.278 | 3163.2047 | 5724.0033 | 224.0273 | 206.8376 | 206.8376 | 206.2103 | 235.5285 | 160.926 | 253.8046 | 221.7414 | 253.8046 | 183.8512 | 245.634 | 138.0009 | 211.5367 | 212.9296 | 213.5709 | 176369.9374 | 10033.3026 | 4279.044 | 70211.7689 | 31188.6833 | 14421.2296 | 6001.7716 | 5018.2525 | 5073.7888 | 4407.7596 | 27861.1158 | 6171.2827 | 6748.6942 | 4743.213 | 6140.2893 | 156563.3 | 18996.4502 | 11220.408 | 66968.4 | 37397.5615 | 22336.7346 | 15913.601 | 7041.1341 | 9345.8453 | 12518.6289 | 29331.8219 | 11206.5539 | 13868.7722 | 7665.4177 | 11313.0048 | 119.7986 | 119.7986 | 119.7986 | 133.7782 | 143.1795 | 133.7782 | 143.1795 | 143.1795 | 143.1795 | 133.7782 | 119.7986 | 133.7782 | 133.7782 | 119.7986 | 119.7986 | 0.0056063 | 3.5006e-06 | 2.071e-18 | 0.012983 | 0.01331 | 2.4282e-10 | 1.7094e-07 | 6.5334e-23 | 4.1749e-09 | 3.5227e-12 | 0.00014653 | 4.7517e-08 | 1.2952e-09 | 1.1835e-21 | 9.0364e-13 | 0.0056063 | 0.0056098 | 0.0056098 | 0.01859 | 0.031899 | 0.01859 | 0.031899 | 0.031899 | 0.031899 | 0.01859 | 0.0057528 | 0.0056063 | 0.01859 | 0.0056063 | 0.0056063
616 | 154508.182 | 15981.1036 | 6023.557 | 66441.9316 | 37006.9148 | 15544.4775 | 11641.6086 | 3078.6605 | 5853.605 | 8295.2177 | 26359.2899 | 8161.0736 | 9772.2419 | 4148.3906 | 7088.1594 | n/a | 7306.7026 | 6696.9727 | 4040.8871 | 7595.8222 | 9210.2572 | 8679.0787 | 1573.9683 | 4602.7189 | 9136.2541 | 2575.3622 | 7078.7278 | 7894.4241 | 3781.3783 | 4440.1346 | 224.9869 | 208.12 | 208.12 | 208.8715 | 235.9291 | 167.5145 | 252.7759 | 223.2202 | 252.7759 | 188.6469 | 243.8824 | 146.3822 | 213.4598 | 213.7355 | 214.3267 | 173941.9944 | 11196.5505 | 4275.9576 | 73164.3294 | 31031.9371 | 14693 | 6399.268 | 5231.9274 | 5091.0494 | 4850.8954 | 24625.1298 | 5876.4628 | 7004.5574 | 4547.5464 | 5917.3964 | 160794.7 | 17535.3531 | 10972.9303 | 70249.4036 | 37682.2593 | 22024.3443 | 14884.7467 | 6329.9957 | 9652.0683 | 13824.2495 | 27200.4921 | 11239.1777 | 14047.2815 | 8313.9247 | 10321.831 | 117.9767 | 117.9767 | 117.9767 | 117.9767 | 223.4863 | 117.9767 | 223.4863 | 223.4863 | 223.4863 | 117.9767 | 159.4464 | 117.9767 | 117.9767 | 117.9767 | 117.9767 | 0.0052356 | 0.0010517 | 1.8677e-15 | 0.0044187 | 0.022842 | 2.0538e-09 | 3.5786e-06 | 6.5749e-19 | 3.6774e-10 | 1.8912e-13 | 0.012437 | 1.8966e-08 | 1.1565e-09 | 4.6639e-22 | 3.6963e-10 | 0.0052356 | 0.0062873 | 0.0062873 | 0.0096544 | 0.032497 | 0.0096544 | 0.0325 | 0.032497 | 0.0325 | 0.0096544 | 0.017673 | 0.0052356 | 0.0096544 | 0.0052356 | 0.0052356
617 | 154473.8095 | 15537.986 | 5780.4851 | 66434.736 | 36857.56 | 15575.1635 | 11942.6237 | 2924.6991 | 5841.9254 | 8085.1841 | 26404.2684 | 8104.5998 | 9882.8971 | 4060.3102 | 6951.4607 | n/a | 7741.1291 | 5866.0716 | 3768.1402 | 9361.4028 | 12089.0193 | 6778.6319 | 1772.8118 | 3677.8571 | 7201.5812 | 3006.7744 | 5305.0383 | 9017.5627 | 3930.5984 | 6152.0145 | 223.4781 | 206.6428 | 206.6428 | 207.1054 | 234.472 | 165.1788 | 251.5156 | 221.6146 | 251.5156 | 186.5581 | 242.8231 | 143.7996 | 211.8193 | 212.324 | 212.922 | 170174.8368 | 10697.3985 | 4388.2169 | 67908.1471 | 29541.0579 | 14751.5912 | 5526.1948 | 5213.9609 | 4758.7227 | 4155.5533 | 27242.2869 | 6026.5889 | 6512.1704 | 4551.8068 | 5786.2492 | 161956.9307 | 18191.5276 | 10254.2885 | 69109.2265 | 37330.2 | 26261.5105 | 12148.7267 | 6986.7727 | 8326.4798 | 11016.2346 | 28652.9613 | 11093.4273 | 15114.0331 | 8457.4052 | 11938.2638 | 91.6223 | 91.6223 | 91.6223 | 109.9128 | 257.26 | 109.9128 | 257.26 | 257.26 | 257.26 | 109.9128 | 91.6223 | 109.9128 | 109.9128 | 91.6223 | 91.6223 | 0.0024672 | 6.3612e-05 | 1.1267e-14 | 0.0099688 | 0.027203 | 4.3549e-14 | 0.02314 | 3.4275e-24 | 2.0868e-07 | 2.704e-08 | 0.0015839 | 2.6274e-08 | 3.0425e-11 | 1.2976e-23 | 9.5133e-15 | 0.0024672 | 0.0025308 | 0.0025308 | 0.012436 | 0.039639 | 0.012436 | 0.062779 | 0.039639 | 0.062779 | 0.012436 | 0.0040511 | 0.0024672 | 0.012436 | 0.0024672 | 0.0024672
618 | 149170.9503 | 15137.1875 | 5695.8545 | 64327.9022 | 35801.7408 | 14917.1223 | 11476.3124 | 2943.903 | 5643.8441 | 7601.5483 | 25371.6947 | 7607.5065 | 9431.8157 | 3993.5125 | 6839.7086 | n/a | 8997.4794 | 6346.9985 | 4574.6856 | 9834.5944 | 8433.3682 | 9217.1887 | 1336.5689 | 5225.8571 | 7946.3315 | 4461.0879 | 4474.6284 | 6981.7785 | 4136.3605 | 3350.4924 | 207.7079 | 191.6598 | 191.6598 | 190.6927 | 218.5411 | 147.5571 | 235.9065 | 205.4409 | 235.9065 | 169.3399 | 228.5231 | 125.7742 | 195.8434 | 197.4482 | 198.0575 | 174299.94 | 12019.4302 | 4486.717 | 70050.4423 | 31588.5952 | 14097.5061 | 6165.7705 | 5039.8733 | 4842.0142 | 4524.6788 | 26267.673 | 5900.4798 | 7540.4012 | 4648.2088 | 6185.1728 | 156920.7 | 19955.0975 | 10105.6034 | 67457.1 | 37914.3617 | 20995.7743 | 15224.1652 | 5939.7891 | 10036.1773 | 12044.4103 | 29542.9609 | 10082.1082 | 12696.4798 | 8555.4692 | 9362.6652 | 74.4044 | 74.4044 | 74.4044 | 77.61 | 77.61 | 77.61 | 77.61 | 77.61 | 77.61 | 77.61 | 74.4044 | 77.61 | 77.61 | 74.4044 | 74.4044 | 0.0017355 | 2.2865e-07 | 1.116e-14 | 0.0063127 | 0.0061482 | 2.9862e-09 | 7.1433e-07 | 2.6787e-18 | 9.3888e-12 | 4.6596e-12 | 7.3771e-05 | 1.4247e-07 | 4.308e-08 | 8.7248e-25 | 1.2663e-08 | 0.0017355 | 0.0017357 | 0.0017357 | 0.0080482 | 0.014196 | 0.0080482 | 0.014197 | 0.014196 | 0.014197 | 0.0080482 | 0.0018093 | 0.0017356 | 0.0080482 | 0.0017355 | 0.0017355
619 | 155638.8295 | 15622.1647 | 5892.743 | 66873.3418 | 37208.8966 | 15557.895 | 11850.51 | 3052.7849 | 5953.5348 | 8075.5531 | 26257.141 | 8317.2643 | 10118.4571 | 4263.1242 | 7047.3712 | n/a | 11732.1118 | 6444.0955 | 4080.1475 | 8669.7152 | 13304.3982 | 10314.7812 | 1876.9066 | 4069.7904 | 6206.6232 | 4210.7737 | 6712.3138 | 6526.3066 | 3700.4991 | 5026.853 | 219.9659 | 203.0507 | 203.0507 | 202.3053 | 231.3156 | 157.4557 | 249.4016 | 217.6719 | 249.4016 | 180.1425 | 241.4437 | 134.769 | 207.6064 | 209.0793 | 209.7139 | 177679.9274 | 10287.2588 | 4255.7721 | 71098.4023 | 33121.3985 | 13874.2025 | 6158.8663 | 5197.9275 | 5136.2131 | 4185.9239 | 26094.5286 | 5943.4923 | 5947.9209 | 4553.5345 | 6115.1261 | 160250.8 | 20192.0706 | 9872.6676 | 68298.6 | 38300.9638 | 25263.6007 | 16397.4475 | 7010.4342 | 9169.1035 | 9397.8472 | 27654.3023 | 11735.5062 | 12302.9275 | 7821.6336 | 10596.9792 | 151.21 | 151.21 | 151.21 | 176.33 | 176.33 | 176.33 | 176.33 | 176.33 | 176.33 | 176.33 | 151.21 | 176.33 | 176.33 | 151.21 | 151.21 | 0.015489 | 6.1093e-07 | 4.6112e-13 | 0.018633 | 0.015978 | 5.246e-13 | 1.0495e-07 | 1.007e-22 | 8.044e-09 | 6.3509e-05 | 0.0054548 | 5.0963e-09 | 7.4941e-06 | 1.0296e-18 | 5.4147e-11 | 0.015489 | 0.01549 | 0.01549 | 0.034122 | 0.050099 | 0.034122 | 0.0501 | 0.050099 | 0.0501 | 0.034185 | 0.020944 | 0.015489 | 0.034129 | 0.015489 | 0.015489
620 | 154101.4382 | 15589.7698 | 5708.0158 | 66287.5521 | 36817.3041 | 15756.7222 | 11675.2562 | 3032.3509 | 5902.7278 | 8248.4877 | 26334.0544 | 8381.3305 | 9736.0558 | 4047.1037 | 7116.233 | n/a | 10949.0483 | 6356.1163 | 4011.5467 | 6540.0505 | 8170.5564 | 8553.2395 | 1910.3781 | 4073.8332 | 6159.2981 | 4442.2896 | 6478.7255 | 5768.5296 | 3747.9466 | 4845.3177 | 233.3783 | 216.705 | 216.705 | 220.3515 | 243.4665 | 186.0044 | 257.8132 | 232.6436 | 257.8132 | 204.0007 | 247.1603 | 168.0082 | 223.5318 | 221.4872 | 221.9906 | 173500.8696 | 9512.0411 | 4175.0612 | 71737.022 | 30881.916 | 14207.3439 | 5844.9011 | 5178.8589 | 5119.1577 | 4577.5815 | 26325.6828 | 5734.5957 | 6871.721 | 4643.2643 | 5978.0367 | 160728.1 | 19946.5894 | 10531.1775 | 71439.921 | 37182.8 | 19881.7191 | 14636.1485 | 7089.237 | 9192.9909 | 10478.9796 | 28392.7911 | 10790.5399 | 11799.6506 | 8082.3109 | 9469.6138 | 114.4097 | 114.4097 | 114.4097 | 114.4097 | 286.6 | 114.4097 | 286.6 | 286.6 | 286.6 | 114.4097 | 114.4097 | 114.4097 | 114.4097 | 114.4097 | 114.4097 | 0.0041818 | 1.0056e-06 | 7.7631e-16 | 0.0019055 | 0.029862 | 1.0096e-06 | 8.2782e-06 | 2.2123e-23 | 4.9246e-09 | 9.8617e-07 | 0.0020756 | 6.1988e-07 | 8.7583e-06 | 6.4319e-22 | 5.9317e-08 | 0.0041818 | 0.0041828 | 0.0041828 | 0.0060873 | 0.035949 | 0.0060883 | 0.035957 | 0.035949 | 0.035957 | 0.0060893 | 0.0062574 | 0.0041834 | 0.006096 | 0.0041818 | 0.0041818
621 | 154514.6328 | 15762.8395 | 5751.2717 | 66461.6288 | 36894.5465 | 15700.0886 | 11721.2332 | 3080.5538 | 6060.9725 | 8021.7065 | 26066.8189 | 8259.0875 | 9715.5417 | 3879.9534 | 7084.0878 | n/a | 11536.3605 | 5195.843 | 4244.9539 | 9824.061 | 10788.3411 | 7978.561 | 1325.3155 | 5140.9537 | 8028.5214 | 4350.7896 | 5888.3133 | 8390.9423 | 3369.4736 | 5287.8742 | 242.0633 | 224.8997 | 224.8997 | 229.1356 | 252.3272 | 194.8635 | 266.7129 | 241.475 | 266.7129 | 212.9086 | 255.4375 | 176.8184 | 232.1843 | 229.6949 | 230.1996 | 167418.6541 | 10246.4331 | 4315.501 | 64464.7998 | 28677.4015 | 14066.8843 | 5905.5777 | 5061.1681 | 5034.5739 | 4043.4589 | 25317.6086 | 5941.6405 | 6012.5539 | 4702.3034 | 6091.0175 | 160859.0465 | 21693.0935 | 9439.444 | 67510.2537 | 37685.5625 | 24685.2254 | 13863.0388 | 6328.4837 | 10170.1276 | 11901.9803 | 27830.9983 | 11829.9538 | 14357.1962 | 7932.077 | 11378.8917 | 125.5988 | 125.5988 | 125.5988 | 232.6946 | 232.6946 | 232.6946 | 232.6946 | 232.6946 | 232.6946 | 232.6946 | 125.5988 | 232.6946 | 232.6946 | 125.5988 | 125.5988 | 0.0050349 | 2.5069e-08 | 1.6665e-12 | 0.022369 | 0.020612 | 4.1166e-12 | 8.9422e-05 | 7.0104e-19 | 1.6131e-10 | 2.381e-10 | 0.003116 | 2.2207e-09 | 2.3448e-10 | 7.4895e-23 | 8.5293e-13 | 0.0050349 | 0.0050349 | 0.0050349 | 0.027404 | 0.048016 | 0.027404 | 0.048105 | 0.048016 | 0.048105 | 0.027404 | 0.008151 | 0.0050349 | 0.027404 | 0.0050349 | 0.0050349
622 | 156070.7742 | 15757.2213 | 5880.9965 | 67069.4776 | 37340.2019 | 15756.9337 | 12001.6513 | 3079.1118 | 6041.8161 | 7895.2665 | 26471.6042 | 8398.1454 | 9470.9538 | 4050.5334 | 7176.6831 | n/a | 8203.216 | 5444.3042 | 4900.9031 | 7694.8164 | 10234.4369 | 7882.7272 | 2061.1061 | 4839.414 | 7037.0575 | 4824.7784 | 7694.4129 | 7923.5647 | 3317.2242 | 5444.4076 | 252.4903 | 234.9766 | 234.9766 | 240.7511 | 262.5994 | 209.0481 | 276.125 | 252.396 | 276.125 | 226.0143 | 263.6886 | 192.0819 | 243.1842 | 239.4851 | 239.9597 | 176830.0468 | 10776.1592 | 4480.2077 | 71810.3543 | 32445.3611 | 14117.2926 | 5773.4 | 5136.7622 | 5043.8155 | 4184.8801 | 27198.4382 | 6035.8748 | 5931.6866 | 4564.7171 | 5918.6145 | 163114.6 | 18012.3752 | 9254.012 | 70950.0116 | 38571.1775 | 22716.129 | 13328.0272 | 7197.8683 | 9883.2295 | 11050.0376 | 30092.3166 | 13678.2878 | 12731.2514 | 7464.5413 | 11026.3221 | 115.8454 | 115.8454 | 115.8454 | 115.8454 | 167.6026 | 115.8454 | 167.6026 | 167.6026 | 167.6026 | 115.8454 | 115.8454 | 115.8454 | 115.8454 | 115.8454 | 115.8454 | 0.003406 | 0.00018276 | 2.1364e-11 | 0.0043192 | 0.014221 | 7.6227e-10 | 0.0010103 | 2.2305e-23 | 5.3326e-10 | 6.3625e-09 | 0.00021491 | 1.0765e-12 | 4.6431e-08 | 7.1135e-19 | 1.4401e-11 | 0.003406 | 0.0035887 | 0.0035887 | 0.0077252 | 0.021946 | 0.0077252 | 0.022956 | 0.021946 | 0.022956 | 0.0077252 | 0.0036209 | 0.003406 | 0.0077252 | 0.003406 | 0.003406
623 | 151640.5501 | 15570.5877 | 5845.0721 | 65296.7755 | 36299.8434 | 15044.4528 | 11271.8019 | 2749.835 | 5826.1481 | 7814.5886 | 25899.1052 | 7979.6341 | 9762.082 | 4035.2343 | 6819.8568 | n/a | 8846.1258 | 4869.8936 | 4335.3254 | 8407.3562 | 10098.1498 | 8514.453 | 1438.7827 | 4013.6475 | 7769.6339 | 3651.5851 | 6708.288 | 7711.4596 | 3421.5272 | 4457.5091 | 225.267 | 208.5026 | 208.5026 | 209.6853 | 236.0335 | 169.56 | 252.4319 | 223.6629 | 252.4319 | 190.1298 | 243.3131 | 148.9902 | 214.0423 | 213.9687 | 214.5441 | 171640.5151 | 10516.4952 | 4236.6574 | 69519.1668 | 32595.8857 | 14338.0206 | 5611.3729 | 5083.954 | 4850.1273 | 4021.4813 | 25654.6724 | 6037.2487 | 5450.8484 | 4748.7421 | 6303.9184 | 156713.9 | 18939.666 | 9042.151 | 68824.3503 | 37377.3 | 23928.6704 | 13649.6803 | 6522.7367 | 8783.5748 | 11719.0153 | 26802.5 | 12310.1367 | 13004.508 | 8038.5694 | 9352.8318 | 142.1465 | 142.1465 | 142.1465 | 142.1465 | 162.0813 | 142.1465 | 162.0813 | 162.0813 | 162.0813 | 142.1465 | 148.42 | 142.1465 | 142.1465 | 142.1465 | 142.1465 | 0.010581 | 1.1167e-05 | 5.8122e-11 | 0.0050582 | 0.015807 | 1.9864e-12 | 3.4658e-05 | 6.343e-24 | 2.0216e-08 | 1.2792e-10 | 0.011088 | 3.0488e-11 | 7.4972e-08 | 8.0603e-22 | 1.1425e-08 | 0.010581 | 0.010592 | 0.010592 | 0.015639 | 0.031446 | 0.015639 | 0.031481 | 0.031446 | 0.031481 | 0.015639 | 0.021668 | 0.010581 | 0.015639 | 0.010581 | 0.010581
624 | 159580.3572 | 16198.2006 | 5866.8829 | 68476.5078 | 38132.7122 | 15849.8679 | 12341.2023 | 3113.6384 | 6325.8504 | 8260.0107 | 26974.0927 | 8601.3684 | 10003.5468 | 4150.7679 | 7356.9484 | n/a | 10123.8783 | 6891.6014 | 4059.5025 | 10163.3224 | 13380.7568 | 6927.2936 | 2163.7468 | 4014.8661 | 8092.6416 | 3739.6752 | 5818.4692 | 7313.3117 | 3145.9451 | 3903.131 | 206.5082 | 191.0244 | 191.0244 | 191.7063 | 216.5552 | 153.7226 | 232.0269 | 204.8836 | 232.0269 | 173.1301 | 223.8678 | 134.3152 | 195.9221 | 196.1816 | 196.7244 | 176212.5031 | 10761.3989 | 4538.93 | 70235.8318 | 33383.3514 | 12734.2874 | 5699.163 | 5120.355 | 4884.418 | 3642.392 | 28204.8616 | 5940.706 | 6248.0929 | 4731.7173 | 6174.2357 | 164324.1236 | 20144.4772 | 11430.5315 | 70138.0463 | 41645.7774 | 25680.1442 | 12681.0603 | 7272.0018 | 8846.5841 | 11488.6335 | 31730.2367 | 11570.6752 | 13454.8047 | 6518.3709 | 9539.9667 | 141.6712 | 141.6712 | 141.6712 | 149.7787 | 149.7787 | 149.7787 | 166.6657 | 149.7787 | 166.6657 | 149.7787 | 141.6712 | 149.7787 | 149.7787 | 141.6712 | 141.6712 | 0.015338 | 3.948e-06 | 1.5845e-17 | 0.016903 | 0.0021164 | 6.0657e-13 | 0.016385 | 2.4095e-23 | 4.464e-07 | 8.9376e-09 | 4.6516e-05 | 6.5665e-08 | 4.5051e-08 | 1.6974e-13 | 2.3456e-07 | 0.015338 | 0.015342 | 0.015342 | 0.032241 | 0.034358 | 0.032241 | 0.050743 | 0.034358 | 0.050743 | 0.032241 | 0.015385 | 0.015338 | 0.032241 | 0.015338 | 0.015339
625 | 156806.0538 | 15615.342 | 5817.6994 | 67353.8078 | 37311.839 | 15969.0141 | 11949.2147 | 3346.718 | 6144.3993 | 7972.8471 | 26478.614 | 8426.9191 | 10244.6201 | 4220.1802 | 7080.2211 | n/a | 12693.7434 | 6191.1924 | 3168.3297 | 9754.6099 | 10884.1051 | 8150.1061 | 1578.4282 | 3895.4478 | 7229.8242 | 4336.1451 | 7774.5702 | 6424.4415 | 2961.1883 | 4714.8478 | 223.4651 | 207.1717 | 207.1717 | 209.519 | 233.6286 | 173.2172 | 248.6147 | 222.3234 | 248.6147 | 192.0154 | 238.9841 | 154.419 | 213.1945 | 212.167 | 212.6928 | 168325.2334 | 10690.9201 | 4210.4743 | 67635.4119 | 30776.433 | 13046.8476 | 5780.8244 | 4998.9942 | 4927.861 | 4073.2771 | 23983.6345 | 5823.7444 | 6538.2386 | 4616.3142 | 5653.3616 | 159227.2 | 21371.93 | 10213.3667 | 68323.7416 | 39737.7429 | 23005.2528 | 13901.2305 | 6479.2225 | 8817.9088 | 10679.3013 | 27045.7796 | 13296.4147 | 12749.4801 | 7423.4026 | 10368.2094 | 229.02 | 229.02 | 229.02 | 229.02 | 229.02 | 229.02 | 229.02 | 229.02 | 229.02 | 229.02 | 229.02 | 229.02 | 229.02 | 229.02 | 229.02 | 0.049362 | 3.3461e-08 | 2.2515e-14 | 0.02341 | 0.0050667 | 7.9465e-10 | 0.00017135 | 5.3003e-17 | 1.5797e-07 | 6.6541e-08 | 0.018668 | 7.7759e-12 | 2.4126e-06 | 3.2115e-17 | 2.6544e-10 | 0.049362 | 0.049362 | 0.049362 | 0.072771 | 0.077838 | 0.072771 | 0.078009 | 0.077838 | 0.078009 | 0.072771 | 0.068029 | 0.049362 | 0.072774 | 0.049362 | 0.049362
626 | 152989.0513 | 15610.9041 | 5712.9665 | 65862.2295 | 36501.9179 | 15407.9415 | 11446.6257 | 2920.6603 | 5755.9132 | 8074.7029 | 26035.0139 | 7987.6795 | 9882.7828 | 4028.7253 | 7249.5092 | n/a | 10024.9493 | 5020.8404 | 3251.013 | 8543.6117 | 9628.2027 | 8249.476 | 1923.2936 | 5545.0644 | 9456.1382 | 4361.7307 | 8115.8479 | 5091.8374 | 2964.5566 | 5601.1967 | 237.0792 | 220.5094 | 220.5094 | 225.4958 | 246.763 | 194.4284 | 259.9384 | 236.8238 | 259.9384 | 210.9553 | 248.478 | 177.9015 | 228.0204 | 224.9012 | 225.3635 | 174796.83 | 9855.0023 | 4317.3799 | 72403.1026 | 32123.8209 | 14839.2567 | 5492.5304 | 5073.9417 | 4748.5378 | 4337.3021 | 25367.5519 | 5998.0581 | 7071.8227 | 4738.7182 | 6008.1361 | 160411.0465 | 19533.3516 | 9283.6203 | 70614.3326 | 38258.7 | 24109.1595 | 13490.0064 | 6944.1352 | 10135.5022 | 13515.7403 | 27351.2826 | 14033.3059 | 11629.3601 | 7326.8748 | 10086.2825 | 96.9517 | 96.9517 | 96.9517 | 96.9517 | 102.3148 | 96.9517 | 102.3148 | 102.3148 | 102.3148 | 96.9517 | 96.9517 | 96.9517 | 96.9517 | 96.9517 | 96.9517 | 0.0024432 | 2.9498e-06 | 3.0756e-12 | 0.0023973 | 0.0087277 | 5.5723e-12 | 0.00010302 | 5.1794e-24 | 1.5364e-11 | 1.4219e-13 | 0.0060446 | 7.3988e-15 | 3.5347e-05 | 2.1363e-18 | 5.1083e-09 | 0.0024432 | 0.0024461 | 0.0024461 | 0.0048405 | 0.013568 | 0.0048405 | 0.013671 | 0.013568 | 0.013671 | 0.0048405 | 0.0084878 | 0.0024432 | 0.0048759 | 0.0024432 | 0.0024432
627 | 149916.4955 | 15188.7233 | 5642.4324 | 64633.3724 | 35982.26 | 15201.0949 | 11592.272 | 2943.0762 | 5654.8341 | 7753.0514 | 25365.9706 | 7922.1121 | 9597.3967 | 4095.7893 | 7050.8653 | n/a | 11041.7799 | 4662.7148 | 3849.6109 | 6316.5903 | 10039.9499 | 6291.3077 | 1337.0064 | 5376.2329 | 9321.5626 | 3851.8333 | 7194.941 | 6068.0271 | 4374.9294 | 5903.4773 | 237.5262 | 220.6675 | 220.6675 | 224.7654 | 247.6235 | 190.961 | 261.8035 | 236.9265 | 261.8035 | 208.748 | 250.7687 | 173.1739 | 227.7893 | 225.3941 | 225.8917 | 172244.7068 | 9815.122 | 4317.429 | 71045.5644 | 31210.9072 | 14366.1811 | 5668.4107 | 5009.3457 | 4697.2415 | 4293.1813 | 26922.177 | 5725.4062 | 7018.5485 | 4780.9168 | 6007.8936 | 155726.7 | 20594.2019 | 8890.8438 | 70289.6754 | 36552.6974 | 22862.731 | 11109.2184 | 6346.3521 | 10073.4744 | 12748.7439 | 27324.7369 | 12242.9472 | 12077.2756 | 9015.3637 | 11899.9709 | 131.3159 | 131.3159 | 131.3159 | 131.3159 | 250.9538 | 131.3159 | 392.7052 | 250.9538 | 392.7052 | 131.3159 | 131.3159 | 131.3159 | 131.3159 | 131.3159 | 131.3159 | 0.0063037 | 5.4453e-08 | 1.969e-11 | 0.0012734 | 0.024674 | 6.3053e-11 | 0.1417 | 1.6828e-20 | 8.589e-12 | 4.4965e-13 | 0.002154 | 2.743e-11 | 1.3919e-06 | 6.0311e-26 | 3.1567e-14 | 0.0063037 | 0.0063038 | 0.0063038 | 0.0075771 | 0.032252 | 0.0075771 | 0.17395 | 0.032252 | 0.17395 | 0.0075771 | 0.0084577 | 0.0063037 | 0.0075785 | 0.0063037 | 0.0063037
628 | 150132.0001 | 15192.0717 | 5535.7352 | 64742.9966 | 35898.3911 | 15116.6446 | 11540.2061 | 2962.6811 | 5595.4325 | 7722.8702 | 25360.8459 | 7938.2935 | 9452.9321 | 3856.8241 | 6864.748 | n/a | 9216.3426 | 5150.044 | 3583.2496 | 9518.0079 | 10762.8151 | 7443.4587 | 1743.1354 | 3652.1502 | 10008.8801 | 3478.2395 | 6335.2511 | 5582.7512 | 3074.8728 | 5472.0216 | 238.5522 | 221.0102 | 221.0102 | 222.9981 | 249.6299 | 182.7006 | 266.1928 | 237.1352 | 266.1928 | 203.4768 | 256.1699 | 161.9244 | 227.207 | 226.5311 | 227.1122 | 174927.3441 | 10809.6696 | 4389.196 | 72361.6067 | 31539.548 | 14552.0616 | 5595.3833 | 5096.1016 | 4866.7261 | 3991.6127 | 25877.3637 | 6154.6537 | 7584.1574 | 4593.5325 | 5796.0966 | 158575.6 | 17400.2328 | 7017.3605 | 71597.4447 | 38095.6442 | 24806.8768 | 12771.342 | 6403.8738 | 8410.9763 | 13733.0928 | 28424.5032 | 12249.3048 | 12909.2086 | 6276.8317 | 11085.0182 | 70.36 | 70.36 | 70.36 | 70.36 | 70.36 | 70.36 | 70.36 | 70.36 | 70.36 | 70.36 | 70.36 | 70.36 | 70.36 | 70.36 | 70.36 | 0.0011513 | 0.00016785 | 2.1527e-06 | 0.00059784 | 0.0057279 | 2.6395e-13 | 0.0011491 | 1.3943e-20 | 2.292e-08 | 2.4128e-15 | 0.00039879 | 3.0052e-11 | 1.9901e-08 | 1.2692e-14 | 6.0438e-13 | 0.0011513 | 0.0013191 | 0.0013213 | 0.0017491 | 0.0074771 | 0.0017491 | 0.0086262 | 0.0074771 | 0.0086262 | 0.0017491 | 0.0015501 | 0.0011513 | 0.0017492 | 0.0011513 | 0.0011513
629 | 155375.8197 | 15736.0115 | 5849.0302 | 66763.0229 | 37194.1172 | 15544.7419 | 12297.2298 | 2952.8346 | 6296.3611 | 7939.1117 | 26254.811 | 8075.0792 | 9808.5344 | 3881.1659 | 6727.3342 | n/a | 10140.8774 | 4766.6171 | 4272.0795 | 10056.8946 | 10811.6795 | 7967.0449 | 2281.5442 | 2301.5849 | 8050.5714 | 3299.7771 | 6435.318 | 8157.0244 | 3162.4588 | 5058.5943 | 199.3031 | 183.6458 | 183.6458 | 181.8168 | 210.0945 | 137.7388 | 227.7404 | 196.7828 | 227.7404 | 159.8735 | 221.1045 | 115.6041 | 187.2554 | 189.5277 | 190.1468 | 175343.2034 | 10645.3933 | 4551.5895 | 71240.2818 | 33161.9118 | 13542.7701 | 6139.8701 | 5122.1613 | 4932.524 | 4351.6114 | 25738.8685 | 5689.9951 | 7014.2266 | 4821.306 | 6180.0358 | 159126.1 | 20703.0707 | 9267.5066 | 68612.4372 | 39492.3384 | 24333.4496 | 13533.7751 | 6006.2774 | 6660.969 | 12381.1828 | 27089.7456 | 12125.3131 | 13708.2229 | 6285.7135 | 10583.7302 | 156.3736 | 156.3736 | 156.3736 | 156.3736 | 156.3736 | 156.3736 | 156.3736 | 156.3736 | 156.3736 | 156.3736 | 156.3736 | 156.3736 | 156.3736 | 156.3736 | 156.3736 | 0.026511 | 2.5283e-07 | 1.4167e-11 | 0.01509 | 0.0056215 | 5.4275e-12 | 0.0014116 | 1.4702e-18 | 0.016928 | 1.2344e-11 | 0.012491 | 1.5074e-10 | 5.6139e-09 | 1.819e-14 | 3.2444e-12 | 0.026511 | 0.026511 | 0.026511 | 0.041601 | 0.047222 | 0.041601 | 0.048634 | 0.047222 | 0.065562 | 0.041601 | 0.039003 | 0.026511 | 0.041601 | 0.026511 | 0.026511
630 | 153198.1576 | 15637.5222 | 5903.918 | 65921.6133 | 36575.5498 | 15359.8785 | 11684.7676 | 3053.3592 | 5816.3108 | 7951.9781 | 25975.3435 | 8012.0788 | 9538.788 | 4126.8976 | 7012.9867 | n/a | 10914.4708 | 5428.6722 | 3742.7081 | 7030.1179 | 8280.0246 | 7021.7479 | 2198.6522 | 3682.7572 | 8391.9688 | 4101.7829 | 8013.4832 | 6008.813 | 2352.6241 | 4983.8302 | 211.5572 | 194.6549 | 194.6549 | 191.7296 | 223.4452 | 142.0067 | 243.2496 | 208.5052 | 243.2496 | 166.849 | 236.6956 | 117.1645 | 198.0445 | 201.2563 | 201.9512 | 170878.426 | 9926.8779 | 4227.2926 | 69131.9276 | 31498.0676 | 13809.8765 | 6122.5157 | 5215.6873 | 4779.8065 | 4574.3759 | 24648.3093 | 5925.8751 | 5870.9629 | 4711.9837 | 5666.6541 | 157107.5 | 18359.4082 | 9503.2647 | 69112.9502 | 37167.3 | 20546.401 | 13043.7636 | 7324.4395 | 8400.0637 | 12409.3447 | 27584.3922 | 13768.3583 | 11562.0759 | 6940.1078 | 10552.0843 | 158.27 | 158.27 | 158.27 | 158.27 | 224.44 | 158.27 | 224.44 | 224.44 | 224.44 | 158.27 | 158.27 | 158.27 | 158.27 | 158.27 | 158.27 | 0.023121 | 5.6121e-05 | 5.4837e-12 | 0.0063737 | 0.024417 | 4.8658e-08 | 0.00083184 | 2.3844e-24 | 1.22e-07 | 1.1863e-11 | 0.0038902 | 3.2932e-14 | 8.7038e-06 | 1.08e-15 | 5.2061e-11 | 0.023121 | 0.023178 | 0.023178 | 0.029495 | 0.053912 | 0.029495 | 0.054744 | 0.053912 | 0.054744 | 0.029495 | 0.027012 | 0.023122 | 0.029504 | 0.023121 | 0.023121
631 | 153009.4485 | 15546.3067 | 5619.6633 | 65838.2734 | 36598.4827 | 15246.3825 | 11604.0862 | 3016.0166 | 5931.1597 | 7712.0159 | 25936.2045 | 7954.1413 | 9657.0481 | 3898.7879 | 7055.7668 | n/a | 8553.4553 | 5308.8804 | 6065.0637 | 9165.1505 | 9721.3166 | 7737.0567 | 1894.5733 | 3590.2142 | 8490.0522 | 3752.6233 | 7136.7059 | 6960.1132 | 3919.0201 | 4941.4753 | 222.5342 | 205.5529 | 205.5529 | 205.2569 | 233.8148 | 161.2502 | 251.6121 | 220.3888 | 251.6121 | 183.5748 | 243.3331 | 138.9255 | 210.3677 | 211.4853 | 212.1098 | 176882.4779 | 9987.2633 | 3943.4615 | 74867.481 | 34260.1758 | 14771.3501 | 5423.0208 | 5039.9561 | 4775.5328 | 4798.6325 | 24616.3956 | 5968.0451 | 8074.9557 | 4631.5877 | 6157.7793 | 161967.2 | 17371.9186 | 9056.5419 | 74018.7668 | 39995.4449 | 23860.5667 | 12881.0315 | 6228.694 | 8365.747 | 12693.6847 | 26749.8189 | 13067.651 | 14565.1689 | 7809.3078 | 10837.5546 | 58.08 | 58.08 | 58.08 | 58.08 | 58.08 | 58.08 | 58.08 | 58.08 | 58.08 | 58.08 | 161.0364 | 58.08 | 58.08 | 58.08 | 58.08 | 0.00091956 | 0.00048705 | 5.0998e-12 | 0.00028043 | 0.00207 | 5.5112e-12 | 0.0010265 | 4.7114e-19 | 3.1771e-07 | 4.2225e-13 | 0.012702 | 6.2121e-13 | 7.0092e-11 | 4.9082e-22 | 1.465e-11 | 0.00091956 | 0.0014066 | 0.0014066 | 0.0012 | 0.00327 | 0.0012 | 0.0042964 | 0.00327 | 0.0042968 | 0.0012 | 0.013621 | 0.00091956 | 0.0012 | 0.00091956 | 0.00091956
632 | 154698.1406 | 15409.6042 | 5673.643 | 66510.8357 | 37169.7118 | 15532.5879 | 11878.5859 | 2980.7921 | 6112.9626 | 8135.8197 | 26220.6397 | 8108.1426 | 9870.7406 | 4042.0932 | 7210.1201 | n/a | 11522.0869 | 4719.9099 | 4097.573 | 8346.9623 | 9583.0448 | 8065.5286 | 1970.1562 | 3191.6399 | 6868.613 | 3346.441 | 7305.6436 | 7769.1545 | 4053.4903 | 4476.4164 | 218.4835 | 202.1818 | 202.1818 | 203.1825 | 228.9902 | 163.8288 | 245.0545 | 216.8716 | 245.0545 | 183.9796 | 236.2832 | 143.678 | 207.489 | 207.5366 | 208.1002 | 173041.4225 | 10599.6375 | 4129.1831 | 70859.8829 | 32430.3635 | 14202.3773 | 5866.7186 | 5073.6059 | 4895.2982 | 4050.584 | 26121.5174 | 6014.6714 | 7812.1302 | 4590.478 | 5961.624 | 160686.7 | 21822.8244 | 8834.593 | 70225.2301 | 38550.4 | 22762.1222 | 13620.7472 | 6959.5621 | 7815.9381 | 10284.397 | 27582.7616 | 12931.815 | 14638.6846 | 8462.2683 | 8998.8405 | 120.9334 | 120.9334 | 120.9334 | 120.9334 | 132.04 | 120.9334 | 132.04 | 132.04 | 132.04 | 120.9334 | 120.9334 | 120.9334 | 120.9334 | 120.9334 | 120.9334 | 0.0063656 | 5.4556e-09 | 3.9644e-11 | 0.0046924 | 0.012431 | 2.9463e-10 | 0.00030015 | 2.4746e-23 | 1.3376e-05 | 1.2624e-06 | 0.0057278 | 4.0058e-12 | 1.9021e-10 | 8.0184e-24 | 1.679e-06 | 0.0063656 | 0.0063656 | 0.0063656 | 0.011058 | 0.023489 | 0.011058 | 0.023789 | 0.023489 | 0.023802 | 0.011059 | 0.012093 | 0.0063656 | 0.011058 | 0.0063656 | 0.0063673
633 | 158800.7552 | 16220.4989 | 6291.1208 | 68158.7905 | 37957.6623 | 15829.8765 | 12042.0855 | 3110.4476 | 6072.7536 | 8085.785 | 26963.5259 | 8133.6507 | 10015.8561 | 4156.1847 | 7293.5677 | n/a | 11127.847 | 4964.279 | 4913.9749 | 9281.707 | 8477.326 | 8118.951 | 1900.1869 | 4085.394 | 7705.9257 | 3504.9112 | 6688.4967 | 7247.096 | 4055.6199 | 4086.3907 | 261.3454 | 243.754 | 243.754 | 251.601 | 270.9857 | 224.3647 | 282.9451 | 261.9639 | 282.9451 | 239.3662 | 269.1413 | 209.3631 | 253.0895 | 247.7405 | 248.1601 | 174176.0903 | 10286.4421 | 4204.8502 | 70137.8186 | 33210.1857 | 14085.0332 | 5557.7804 | 5134.1634 | 4586.8887 | 4565.4217 | 27171.792 | 5724.152 | 6728.1738 | 4719.1999 | 6102.7284 | 164542.1763 | 21264.289 | 9169.1291 | 70069.7795 | 41425.0928 | 21133.3993 | 13617.0314 | 7028.1503 | 8672.2827 | 12257.0474 | 29960.8032 | 10997.9888 | 13438.2757 | 8730.4198 | 9821.419 | 154.5122 | 154.5122 | 154.5122 | 178.8748 | 178.8748 | 178.8748 | 178.8748 | 178.8748 | 178.8748 | 178.8748 | 154.5122 | 178.8748 | 178.8748 | 154.5122 | 154.5122 | 0.0081271 | 3.0246e-07 | 1.6912e-09 | 0.014923 | 0.0021701 | 5.4061e-08 | 0.00051152 | 3.8761e-22 | 1.9293e-07 | 6.7842e-11 | 0.00057916 | 5.013e-08 | 5.1348e-08 | 5.8204e-24 | 3.1197e-08 | 0.0081271 | 0.0081274 | 0.0081274 | 0.02305 | 0.02522 | 0.02305 | 0.025732 | 0.02522 | 0.025732 | 0.02305 | 0.0087063 | 0.0081272 | 0.02305 | 0.0081271 | 0.0081271
634 | 152558.0179 | 15071.0625 | 5588.3359 | 65650.0054 | 36555.2651 | 15240.1952 | 11548.4767 | 2813.662 | 5917.7037 | 8043.485 | 25849.6103 | 8048.2309 | 9852.5307 | 4081.6298 | 7255.7331 | n/a | 10309.0439 | 4841.2527 | 4016.4497 | 5019.4834 | 6671.7201 | 9117.5645 | 1681.8638 | 5233.0251 | 9307.8754 | 3568.6448 | 6919.9899 | 6140.4645 | 2856.1343 | 5998.0429 | 220.4335 | 204.3224 | 204.3224 | 206.5031 | 230.5184 | 170.2918 | 245.4482 | 219.2557 | 245.4482 | 189.0195 | 236.0153 | 151.5642 | 210.203 | 209.299 | 209.8228 | 169809.5459 | 9119.067 | 4042.4008 | 68660.1382 | 32148.4169 | 14448.2923 | 5350.7822 | 5232.8594 | 4649.2309 | 4572.0149 | 23677.5007 | 5793.0393 | 6982.8447 | 4587.9285 | 5793.3795 | 160855.3 | 17352.8109 | 8848.1535 | 71083.1879 | 36918.4003 | 20917.2124 | 14453.7467 | 6914.7232 | 9882.256 | 13743.6903 | 26328.3 | 12646.4292 | 12848.3091 | 7340.7628 | 11217.2334 | 71.0452 | 71.0452 | 71.0452 | 71.0452 | 271.3159 | 71.0452 | 271.3159 | 271.3159 | 271.3159 | 71.0452 | 221.81 | 71.0452 | 71.0452 | 71.0452 | 71.0452 | 0.0013727 | 0.00013325 | 1.4781e-11 | 0.0015488 | 0.029856 | 1.2092e-08 | 8.8628e-06 | 2.7858e-25 | 2.0251e-10 | 3.6487e-14 | 0.020886 | 1.0018e-11 | 2.2802e-07 | 5.343e-18 | 9.7763e-12 | 0.0013727 | 0.0015059 | 0.0015059 | 0.0029215 | 0.032777 | 0.0029215 | 0.032786 | 0.032777 | 0.032786 | 0.0029215 | 0.022259 | 0.0013727 | 0.0029217 | 0.0013727 | 0.0013727
635 | 157212.7186 | 15919.5039 | 5868.5709 | 67519.6687 | 37626.7092 | 15806.7934 | 11871.3022 | 3030.7115 | 6364.4058 | 8113.4744 | 26699.0202 | 8310.1674 | 10046.3557 | 4078.2968 | 7265.63 | n/a | 8640.9889 | 5729.7784 | 3640.3364 | 9918.5501 | 8324.967 | 8177.0124 | 1777.079 | 4123.4702 | 7407.7358 | 3289.123 | 8218.4383 | 7755.4691 | 2864.596 | 5652.7139 | 238.9748 | 221.2169 | 221.2169 | 222.5646 | 250.3555 | 180.2753 | 267.6502 | 237.3087 | 267.6502 | 201.9695 | 257.9301 | 158.5811 | 227.1355 | 226.9818 | 227.5886 | 174364.4037 | 10112.1015 | 4028.6792 | 71396.724 | 32570.2031 | 13501.1308 | 6503.6604 | 5162.3525 | 4966.4727 | 4169.7105 | 24204.2215 | 5698.1258 | 6557.0507 | 4771.8257 | 6087.5095 | 163664 | 18741.1904 | 9758.4576 | 70574.3073 | 39165.4 | 21291.6978 | 13277.8798 | 6898.9316 | 7687.1498 | 11366.2463 | 26367.8445 | 13593.3641 | 14218.0198 | 7630.3217 | 11397.6235 | 124.0844 | 124.0844 | 124.0844 | 124.0844 | 130.5131 | 124.0844 | 130.5131 | 130.5131 | 130.5131 | 124.0844 | 386.8952 | 124.0844 | 124.0844 | 124.0844 | 124.0844 | 0.0050844 | 4.9697e-05 | 7.4004e-13 | 0.0072627 | 0.011017 | 3.3513e-08 | 0.00077312 | 2.0968e-22 | 9.9464e-05 | 6.04e-09 | 0.069116 | 8.1934e-13 | 2.7891e-09 | 1.9832e-19 | 3.8984e-12 | 0.0050844 | 0.0051341 | 0.0051341 | 0.012347 | 0.023364 | 0.012347 | 0.024137 | 0.023364 | 0.024237 | 0.012347 | 0.0742 | 0.0050844 | 0.012347 | 0.0050844 | 0.0050844
636 | 154414.5135 | 15593.5065 | 6011.698 | 66415.016 | 36964.1724 | 15540.8694 | 12038.1792 | 2894.7475 | 6038.971 | 8020.2416 | 26272.3387 | 8149.8232 | 9705.373 | 3987.066 | 7214.9154 | n/a | 8325.5484 | 7191.2402 | 4191.1658 | 7735.674 | 8805.2887 | 7720.3511 | 1860.5504 | 3677.1866 | 8805.6444 | 3272.1914 | 7190.678 | 8062.2945 | 2491.4294 | 5506.1858 | 191.4236 | 175.9163 | 175.9163 | 172.525 | 202.508 | 125.3137 | 221.2399 | 188.377 | 221.2399 | 148.8106 | 215.6803 | 101.8168 | 178.6489 | 182.1602 | 182.8174 | 175030.5054 | 9933.6044 | 4325.148 | 72868.0518 | 32554.4802 | 14848.376 | 6023.2122 | 4984.9382 | 5118.6587 | 5241.4896 | 26169.2471 | 5823.0822 | 6822.3366 | 4696.4681 | 6083.5272 | 160373.3 | 18079.6528 | 11476.6882 | 71811.0634 | 38196.3 | 22823.0647 | 13602.3225 | 6800.4886 | 8745.6452 | 13745.534 | 28191.3385 | 12484.7602 | 13748.8311 | 6394.6975 | 10689.713 | 106.3 | 106.3 | 106.3 | 106.3 | 128.15 | 106.3 | 128.15 | 128.15 | 128.15 | 106.3 | 106.3 | 106.3 | 106.3 | 106.3 | 106.3 | 0.0064281 | 9.8063e-05 | 6.9494e-17 | 0.0016483 | 0.014054 | 2.5988e-10 | 0.00052642 | 1.4593e-23 | 1.0899e-07 | 2.9803e-14 | 0.002532 | 4.6369e-11 | 2.6409e-09 | 3.7099e-14 | 1.3223e-10 | 0.0064281 | 0.0065262 | 0.0065262 | 0.0080765 | 0.022131 | 0.0080765 | 0.022657 | 0.022131 | 0.022657 | 0.0080765 | 0.0089601 | 0.0064281 | 0.0080765 | 0.0064281 | 0.0064281
637 | 157655.0575 | 15544.5021 | 5918.5441 | 67701.379 | 37631.0473 | 15581.4721 | 11954.8131 | 2991.6461 | 6321.367 | 8159.181 | 26637.7526 | 8294.3773 | 10095.8303 | 4027.7674 | 7255.8425 | n/a | 13076.6425 | 6440.5625 | 4238.7755 | 8206.0311 | 8117.6473 | 9037.6307 | 1851.2809 | 4692.649 | 6880.4435 | 4153.4984 | 7079.4944 | 7997.6574 | 3821.5823 | 5223.4724 | 226.8975 | 210.1606 | 210.1606 | 211.871 | 237.5134 | 173.0038 | 253.464 | 225.4805 | 253.464 | 193.012 | 244.0207 | 152.9957 | 215.9736 | 215.4775 | 216.0372 | 172798.9485 | 10485.7445 | 4136.5114 | 69290.9021 | 31549.8587 | 14388.1938 | 5910.1198 | 5055.5137 | 4806.1029 | 4364.2196 | 26547.543 | 6061.8069 | 7000.9136 | 4582.9528 | 5820.7659 | 162582.2 | 23296.3869 | 10570.9739 | 70409.3941 | 38741.9 | 22063.8412 | 14903.7505 | 5996.8047 | 9460.1519 | 10991.1631 | 30302.6414 | 12952.8014 | 13871.471 | 8404.5351 | 9637.5058 | 150.5519 | 150.5519 | 150.5519 | 150.5519 | 163.6688 | 150.5519 | 163.6688 | 163.6688 | 163.6688 | 150.5519 | 150.5519 | 150.5519 | 150.5519 | 150.5519 | 150.5519 | 0.013118 | 2.3421e-10 | 7.1363e-15 | 0.010054 | 0.01589 | 2.123e-09 | 1.0447e-05 | 4.3305e-18 | 2.7677e-08 | 4.9393e-08 | 0.00020831 | 1.4602e-11 | 1.4297e-08 | 1.0966e-23 | 6.5539e-08 | 0.013118 | 0.013118 | 0.013118 | 0.023172 | 0.039063 | 0.023172 | 0.039073 | 0.039063 | 0.039073 | 0.023172 | 0.013327 | 0.013118 | 0.023172 | 0.013118 | 0.013118
638 | 152671.3154 | 15386.7733 | 5685.4257 | 65704.9946 | 36497.8129 | 15324.7264 | 11638.3625 | 3013.9753 | 6086.9808 | 8148.4491 | 25948.5461 | 8031.9044 | 9846.5902 | 3991.1609 | 6914.6168 | n/a | 9711.242 | 5534.2361 | 3847.3378 | 10687.0862 | 11273.9197 | 8335.2763 | 1742.9389 | 4835.5581 | 8471.9976 | 3856.4046 | 4670.9112 | 8712.805 | 3215.8677 | 5179.2215 | 235.3916 | 218.7713 | 218.7713 | 223.1351 | 245.2649 | 190.5376 | 258.987 | 234.9132 | 258.987 | 207.7504 | 247.9006 | 173.3248 | 225.9651 | 223.3453 | 223.8268 | 171662.7384 | 10972.2801 | 4177.5199 | 70447.4783 | 31556.1221 | 13774.3256 | 5999.3273 | 5181.9955 | 4967.8684 | 3622.0225 | 25189.1306 | 5835.2288 | 6712.8473 | 4723.1466 | 6358.157 | 156357.6 | 19872.2221 | 9711.756 | 69500.7757 | 39687.4679 | 24778.9454 | 12867.0633 | 6337.8343 | 8384.2861 | 11866.3202 | 26615.7 | 10464.5401 | 13751.1522 | 7939.0143 | 9819.2382 | 184.633 | 184.633 | 184.633 | 184.633 | 184.633 | 184.633 | 184.633 | 184.633 | 184.633 | 184.633 | 184.7479 | 184.633 | 184.633 | 184.633 | 184.633 | 0.026511 | 6.3502e-07 | 1.3412e-13 | 0.004335 | 0.002465 | 6.917e-13 | 0.0011927 | 1.1916e-19 | 8.1133e-07 | 6.9553e-10 | 0.015812 | 3.4041e-07 | 5.8503e-09 | 9.2149e-22 | 1.5952e-09 | 0.026511 | 0.026512 | 0.026512 | 0.030846 | 0.033311 | 0.030846 | 0.034504 | 0.033311 | 0.034505 | 0.030846 | 0.042323 | 0.026511 | 0.030846 | 0.026511 | 0.026511
639 | 153597.3554 | 15690.44 | 6007.4442 | 66069.9545 | 36935.116 | 15555.2909 | 11856.8008 | 3024.332 | 6216.1904 | 8092.2621 | 26168.9028 | 8107.1766 | 9983.685 | 3985.1515 | 6912.3639 | n/a | 9602.5732 | 5957.5538 | 5270.3887 | 8168.0719 | 10857.0592 | 10126.2224 | 2085.0905 | 4629.1448 | 7147.8255 | 4430.5721 | 5116.4157 | 6997.9493 | 3259.8897 | 4627.5445 | 248.3346 | 231.3031 | 231.3031 | 237.6584 | 257.9797 | 208.4934 | 270.5451 | 248.5006 | 270.5451 | 224.2552 | 257.9769 | 192.7316 | 239.6792 | 235.4915 | 235.9324 | 174287.714 | 10238.991 | 3980.6758 | 68498.3011 | 31940.8994 | 13799.3434 | 4931.6812 | 5153.4191 | 4495.6253 | 4028.8262 | 27571.1139 | 5995.9217 | 6739.7596 | 4657.1084 | 6431.7415 | 158067.4 | 18280.4711 | 9424.2365 | 67719.7 | 39234.1365 | 22377.7749 | 15184.7476 | 7238.5096 | 9097.37 | 11068.0517 | 30615.8861 | 9757.8099 | 13085.0089 | 7722.998 | 9820.8584 | 172.6513 | 172.6513 | 172.6513 | 180.9965 | 180.9965 | 180.9965 | 180.9965 | 180.9965 | 180.9965 | 180.9965 | 172.6513 | 180.9965 | 180.9965 | 172.6513 | 172.6513 | 0.016265 | 7.9088e-05 | 2.5583e-11 | 0.016514 | 0.0055398 | 8.6156e-10 | 3.3353e-06 | 2.9036e-24 | 7.0637e-08 | 2.2062e-08 | 5.9564e-05 | 1.6127e-05 | 1.7573e-07 | 9.4449e-21 | 1.5508e-09 | 0.016265 | 0.016344 | 0.016344 | 0.032778 | 0.038318 | 0.032778 | 0.038321 | 0.038318 | 0.038322 | 0.032778 | 0.016324 | 0.016281 | 0.032779 | 0.016265 | 0.016265
640 | 154702.5445 | 15234.4961 | 5887.0906 | 66530.7288 | 37037.1688 | 15438.9876 | 11810.0303 | 2984.8159 | 6038.6743 | 8100.8973 | 26027.7783 | 8028.4037 | 10153.2073 | 4299.885 | 6966.4479 | n/a | 13121.571 | 6095.7743 | 4679.2233 | 9365.2223 | 11112.2445 | 6082.0508 | 2277.1931 | 5541.6412 | 8218.2639 | 3366.6094 | 4789.2411 | 5149.8485 | 3462.241 | 6288.7647 | 231.9924 | 215.268 | 215.268 | 218.3698 | 242.251 | 182.6662 | 257.0834 | 231.0618 | 257.0834 | 201.2716 | 246.7542 | 164.0607 | 221.8193 | 220.2121 | 220.7326 | 177228.6123 | 10942.9063 | 4253.2407 | 72081.1276 | 32854.9256 | 13743.2858 | 6121.0204 | 5011.4057 | 4896.6339 | 4251.7115 | 27457.6434 | 5769.807 | 7131.1268 | 4645.3298 | 5890.4301 | 161423.4187 | 23834.6773 | 10284.615 | 69934.1003 | 40077.6897 | 23306.8432 | 12140.7 | 7242.4988 | 10438.2751 | 12413.4754 | 29191.9528 | 10455.0481 | 12119.1752 | 7851.0707 | 11005.326 | 112.2175 | 112.2175 | 112.2175 | 112.2175 | 112.2175 | 112.2175 | 182.91 | 112.2175 | 182.91 | 112.2175 | 112.2175 | 112.2175 | 112.2175 | 112.2175 | 112.2175 | 0.0040215 | 1.8998e-11 | 3.1116e-14 | 0.0056926 | 0.0029236 | 5.0427e-11 | 0.016133 | 8.684e-25 | 3.8412e-11 | 3.5646e-11 | 0.00038713 | 3.4863e-07 | 1.8098e-05 | 1.5386e-18 | 2.4922e-12 | 0.0040215 | 0.0040215 | 0.0040215 | 0.0097141 | 0.012638 | 0.0097141 | 0.028771 | 0.012638 | 0.028771 | 0.0097141 | 0.0044086 | 0.0040218 | 0.0097322 | 0.0040215 | 0.0040215
641 | 156437.1538 | 15527.6678 | 5912.6672 | 67187.9118 | 37425.7019 | 15573.8408 | 11986.1675 | 2847.4411 | 6343.7194 | 8003.6686 | 26691.8784 | 8058.2213 | 9940.6452 | 4275.4216 | 7210.5957 | n/a | 8412.615 | 5689.0734 | 4830.3131 | 8172.0971 | 7190.5033 | 8722.8912 | 1951.3475 | 4768.1048 | 6652.4276 | 3651.1643 | 6785.91 | 7826.2456 | 4209.8851 | 5087.5855 | 232.5103 | 215.5821 | 215.5821 | 218.1105 | 243.0472 | 180.5962 | 258.5459 | 231.3554 | 258.5459 | 200.0374 | 248.4826 | 161.155 | 221.8873 | 220.7482 | 221.292 | 171535.3014 | 10152.6389 | 4407.1248 | 70115.8493 | 32246.3849 | 13044.6954 | 5747.3431 | 4979.8655 | 4800.0042 | 3718.8854 | 24768.7458 | 5923.6095 | 7403.7232 | 4585.1686 | 6226.9613 | 162996.6314 | 16921.2659 | 8702.3103 | 71014.0804 | 38177.8 | 19727.4988 | 14459.8343 | 6931.213 | 9568.109 | 9924.713 | 27784.4102 | 12648.4195 | 14433.0687 | 8415.9537 | 11271.9468 | 117.658 | 117.658 | 117.658 | 117.658 | 217.83 | 117.658 | 217.83 | 217.83 | 217.83 | 117.658 | 129.4025 | 117.658 | 117.658 | 117.658 | 117.658 | 0.0046563 | 0.0014005 | 9.8561e-10 | 0.0044844 | 0.021524 | 8.2954e-07 | 4.0421e-05 | 6.5435e-25 | 1.9837e-08 | 3.2309e-06 | 0.0087732 | 1.0703e-11 | 6.523e-10 | 2.3608e-21 | 4.8615e-12 | 0.0046563 | 0.0060568 | 0.0060568 | 0.0091407 | 0.030664 | 0.0091415 | 0.030705 | 0.030664 | 0.030705 | 0.0091448 | 0.01343 | 0.0046571 | 0.0091407 | 0.0046563 | 0.0046563
642 | 154243.9442 | 15307.3606 | 5773.9173 | 66322.912 | 36873.6811 | 15475.7753 | 11984.1398 | 2864.8202 | 5960.0435 | 7881.2669 | 26176.7785 | 8114.2877 | 9444.0634 | 3923.0267 | 7185.797 | n/a | 10389.819 | 5491.0274 | 4348.683 | 10622.5809 | 9046.7767 | 7671.1018 | 1861.1345 | 3441.3131 | 8620.4069 | 3717.6789 | 6293.7609 | 5539.1151 | 2754.2711 | 5171.2841 | 233.7393 | 216.1824 | 216.1824 | 216.845 | 245.1593 | 173.5268 | 262.7904 | 231.8587 | 262.7904 | 195.6429 | 253.6097 | 151.4106 | 221.6769 | 222.0594 | 222.678 | 169837.0442 | 10145.639 | 4378.3274 | 65433.713 | 31531.3067 | 12658.3074 | 5764.7978 | 5113.3054 | 4772.2989 | 3623.4812 | 27020.9808 | 5986.843 | 6814.981 | 4669.3607 | 5946.3395 | 159930.7 | 20077.3098 | 9869.3548 | 67675.6 | 41643.6875 | 21593.4841 | 13377.6996 | 6658.8399 | 8176.7119 | 12198.0881 | 27058.5597 | 12214.804 | 12079.396 | 7383.0318 | 11076.7236 | 135.7296 | 135.7296 | 135.7296 | 192.91 | 192.91 | 192.91 | 192.91 | 192.91 | 192.91 | 192.91 | 159.1751 | 192.91 | 192.91 | 135.7296 | 135.7296 | 0.0075898 | 2.9494e-07 | 1.286e-13 | 0.019206 | 0.00063815 | 4.86e-09 | 0.00083244 | 3.6263e-23 | 9.4805e-07 | 1.9557e-11 | 0.011613 | 1.3018e-10 | 6.1418e-07 | 1.2021e-19 | 1.1732e-11 | 0.0075898 | 0.0075901 | 0.0075901 | 0.026796 | 0.027434 | 0.026796 | 0.028266 | 0.027434 | 0.028267 | 0.026796 | 0.019203 | 0.0075898 | 0.026796 | 0.0075898 | 0.0075898
643 | 154741.3092 | 15596.6203 | 5743.7519 | 66536.4063 | 37062.8339 | 15538.1985 | 11886.5579 | 3085.5015 | 6288.6121 | 7994.4799 | 26039.3457 | 8464.133 | 9541.7511 | 4077.6313 | 7305.9601 | n/a | 12040.1055 | 5381.7671 | 3976.8732 | 8903.9754 | 10375.614 | 9301.0199 | 1513.1917 | 4993.6967 | 5790.2988 | 4111.189 | 4859.5716 | 9468.6834 | 3502.0443 | 5421.0701 | 219.6012 | 202.9586 | 202.9586 | 203.0668 | 230.5569 | 160.8341 | 247.6829 | 217.6374 | 247.6829 | 182.3166 | 239.3137 | 139.3516 | 207.8897 | 208.6673 | 209.2682 | 170691.0155 | 10288.4273 | 4410.7997 | 68797.8916 | 31278.0205 | 13761.0512 | 5783.1703 | 5172.7878 | 4819.4615 | 4132.6804 | 26400.7467 | 5738.8635 | 7051.7188 | 4560.8397 | 5985.4677 | 160381.6 | 21067.4263 | 9593.0595 | 68324.8 | 38915.5959 | 21725.5004 | 15029.9902 | 6673.8795 | 9774.5582 | 9129.8854 | 28805.8357 | 9795.864 | 16260.2022 | 7859.0841 | 11229.9626 | 128.8775 | 128.8775 | 128.8775 | 147.8423 | 147.8423 | 147.8423 | 147.8423 | 147.8423 | 147.8423 | 147.8423 | 128.8775 | 147.8423 | 147.8423 | 128.8775 | 128.8775 | 0.0079698 | 6.6199e-08 | 5.6132e-13 | 0.015505 | 0.00822 | 4.3297e-09 | 5.7509e-06 | 1.3214e-20 | 5.3752e-09 | 0.00014829 | 0.00070058 | 9.7365e-05 | 2.9946e-14 | 1.5275e-20 | 1.4006e-11 | 0.0079698 | 0.0079699 | 0.0079699 | 0.023475 | 0.031695 | 0.023475 | 0.031701 | 0.031695 | 0.031701 | 0.023623 | 0.0086704 | 0.0080672 | 0.023475 | 0.0079698 | 0.0079698
644 | 153896.8791 | 15682.5931 | 5792.8821 | 66238.885 | 36691.4901 | 15599.1517 | 11636.9437 | 2972.3259 | 6084.3917 | 8104.6792 | 26105.0602 | 8272.3913 | 9404.8414 | 4070.3264 | 6897.3987 | n/a | 9925.4722 | 5233.8858 | 4558.9563 | 8362.8683 | 8282.797 | 8745.3245 | 2167.2281 | 4498.6331 | 7752.6457 | 5120.768 | 5429.0433 | 8012.514 | 3547.2984 | 6474.3735 | 200.7678 | 184.9046 | 184.9046 | 182.7456 | 211.7779 | 137.3995 | 229.8988 | 198.1077 | 229.8988 | 160.1302 | 223.3718 | 114.6689 | 188.3985 | 190.9449 | 191.5807 | 170839.9789 | 9774.2577 | 4107.4222 | 68201.2277 | 31485.9472 | 14562.9377 | 5979.4744 | 5182.102 | 4831.9077 | 4222.6781 | 26762.0298 | 6151.6377 | 6790.6062 | 4676.5002 | 5934.2636 | 162011.9 | 19689.9299 | 9341.308 | 68554.2 | 37336.1 | 22207.6347 | 14724.7988 | 7323.0301 | 9330.5408 | 11337.2237 | 29678.9346 | 11580.681 | 13947.8516 | 7918.9986 | 12403.3371 | 69.62 | 69.62 | 69.62 | 111.28 | 204.59 | 111.28 | 204.59 | 204.59 | 204.59 | 111.28 | 69.62 | 111.28 | 111.28 | 69.62 | 69.62 | 0.0016208 | 2.5068e-06 | 4.9172e-12 | 0.011876 | 0.023349 | 1.5661e-09 | 5.5804e-06 | 2.2222e-25 | 9.6969e-09 | 6.5461e-09 | 0.00021386 | 7.8338e-09 | 1.9012e-10 | 6.6862e-21 | 3.605e-16 | 0.0016208 | 0.0016233 | 0.0016233 | 0.013497 | 0.036846 | 0.013497 | 0.036851 | 0.036846 | 0.036851 | 0.013497 | 0.0018346 | 0.0016208 | 0.013497 | 0.0016208 | 0.0016208
645 | 149980.9565 | 15388.0128 | 5871.0725 | 64653.0708 | 36002.8056 | 14958.606 | 11688.0289 | 2915.1152 | 6194.1574 | 7691.934 | 25571.1273 | 7878.3229 | 9522.4696 | 4065.1216 | 6845.6316 | n/a | 11231.2167 | 4985.7744 | 3184.8804 | 7959.9749 | 9336.0947 | 6022.5947 | 2011.3004 | 4035.6548 | 6570.6072 | 4507.7822 | 6593.0074 | 7536.601 | 3371.4262 | 4411.3803 | 231.433 | 213.9558 | 213.9558 | 214.2862 | 242.8837 | 170.4236 | 260.6962 | 229.4462 | 260.6962 | 192.7674 | 251.7683 | 148.0799 | 219.2498 | 219.8933 | 220.5183 | 168794.5694 | 8936.2537 | 4237.7142 | 69820.9996 | 30088.8532 | 14578.689 | 6046.5884 | 5197.1086 | 5135.0883 | 4180.0487 | 25352.8647 | 5811.4029 | 6198.3722 | 4782.4004 | 5839.5911 | 157872.4115 | 19931.4704 | 9195.3887 | 68575.4492 | 37678.8 | 21758.181 | 11909.6 | 7202.209 | 8988.1601 | 8732.0532 | 26853.4 | 12266.4104 | 12150.5732 | 8028.1267 | 9820.7911 | 80.6369 | 80.6369 | 80.6369 | 80.6369 | 106.35 | 80.6369 | 241.83 | 106.35 | 241.83 | 80.6369 | 96.8947 | 80.6369 | 80.6369 | 80.6369 | 80.6369 | 0.0016367 | 5.5044e-07 | 2.8151e-11 | 0.0038472 | 0.0091822 | 4.5519e-10 | 0.021856 | 1.7264e-25 | 1.0047e-07 | 0.00019339 | 0.0061418 | 1.7497e-11 | 6.9323e-07 | 1.7626e-21 | 8.8582e-10 | 0.0016367 | 0.0016372 | 0.0016372 | 0.0054839 | 0.014666 | 0.0054839 | 0.036522 | 0.014666 | 0.036523 | 0.0056773 | 0.0077785 | 0.0016367 | 0.0054846 | 0.0016367 | 0.0016367
646 | 158465.9761 | 15913.2359 | 5672.9067 | 68013.2095 | 37743.3743 | 15766.9511 | 12033.6941 | 3330.7208 | 6031.3217 | 7904.7062 | 26668.1527 | 8392.5257 | 9972.5484 | 4095.1652 | 7502.001 | n/a | 11140.3509 | 4090.1276 | 3720.7704 | 8476.3972 | 12070.4525 | 8410.7803 | 2172.9277 | 4372.6671 | 8514.8214 | 4169.2468 | 7612.1962 | 7355.4634 | 3100.3359 | 5182.6785 | 217.3861 | 200.8981 | 200.8981 | 200.9591 | 228.2516 | 159.015 | 245.2551 | 215.4244 | 245.2551 | 180.3439 | 236.9933 | 137.686 | 205.7588 | 206.566 | 207.1626 | 178430.6981 | 9959.9889 | 4334.7064 | 73301.7787 | 34073.7799 | 14765.0477 | 6347.7439 | 5038.8774 | 5305.1346 | 4685.8675 | 27678.1252 | 5847.793 | 7331.4747 | 4551.303 | 6009.0728 | 164856.1 | 20814.0573 | 8314.2341 | 71485.3909 | 39548.2381 | 25140.281 | 14576.1242 | 5753.4859 | 9677.8018 | 13152.0889 | 28481.3338 | 11813.3701 | 14523.2381 | 7535.2389 | 11173.1513 | 115.1529 | 115.1529 | 115.1529 | 115.1529 | 115.1529 | 115.1529 | 115.1529 | 115.1529 | 115.1529 | 115.1529 | 115.1529 | 115.1529 | 115.1529 | 115.1529 | 115.1529 | 0.0054443 | 3.3889e-07 | 1.245e-09 | 0.0057169 | 0.008815 | 1.6955e-12 | 3.429e-05 | 1.0853e-13 | 1.2923e-09 | 2.1017e-13 | 0.0030787 | 5.8107e-09 | 5.4804e-10 | 8.0866e-19 | 9.6661e-11 | 0.0054443 | 0.0054446 | 0.0054446 | 0.011161 | 0.019976 | 0.011161 | 0.02001 | 0.019976 | 0.02001 | 0.011161 | 0.008523 | 0.0054443 | 0.011161 | 0.0054443 | 0.0054443
647 | 154918.904 | 15502.4927 | 5663.1084 | 66615.4841 | 37037.5972 | 15534.9502 | 11676.0148 | 2996.3712 | 5785.0427 | 7953.8548 | 26164.3792 | 8186.3987 | 9724.7278 | 3885.576 | 7269.8856 | n/a | 10413.4484 | 5765.4882 | 5365.0325 | 9430.3267 | 12072.7556 | 10209.486 | 2539.6998 | 4234.3487 | 7899.7012 | 4364.7588 | 6141.067 | 7874.7927 | 3626.2497 | 5518.9021 | 229.1405 | 211.8249 | 211.8249 | 212.1118 | 240.4955 | 168.5638 | 258.1755 | 227.158 | 258.1755 | 190.7413 | 249.3561 | 146.3863 | 217.0484 | 217.7182 | 218.3386 | 173669.7159 | 10403.0421 | 4228.5566 | 70227.9931 | 31896.7901 | 15062.9664 | 5788.679 | 5073.8579 | 4925.3485 | 4622.7847 | 27176.6378 | 5826.6169 | 6999.0708 | 4553.6139 | 6048.1625 | 158662.2 | 20779.3905 | 9979.5449 | 69350.707 | 38779.2168 | 25719.6496 | 15779.265 | 7613.5577 | 9079.4972 | 12351.7859 | 29115.2505 | 11940.5839 | 14688.3635 | 8098.9636 | 11567.0647 | 179.621 | 179.621 | 179.621 | 179.621 | 179.621 | 179.621 | 179.621 | 179.621 | 179.621 | 179.621 | 179.621 | 179.621 | 179.621 | 179.621 | 179.621 | 0.026253 | 9.8363e-08 | 1.7537e-14 | 0.0086274 | 0.009044 | 1.4745e-13 | 3.1009e-07 | 1.3227e-26 | 3.4978e-09 | 1.5964e-11 | 0.00054393 | 8.0117e-10 | 6.4316e-11 | 1.2164e-23 | 1.5756e-12 | 0.026253 | 0.026253 | 0.026253 | 0.034881 | 0.043925 | 0.034881 | 0.043925 | 0.043925 | 0.043925 | 0.034881 | 0.026797 | 0.026253 | 0.034881 | 0.026253 | 0.026253
648 | 152989.1232 | 15429.7548 | 5784.3262 | 65860.5936 | 36759.0645 | 15187.8067 | 11420.1148 | 3100.0628 | 5865.1205 | 7844.4808 | 26103.0576 | 8129.4883 | 9717.7247 | 4060.098 | 7194.5528 | n/a | 9030.5658 | 5245.5786 | 4347.6339 | 8868.3673 | 9928.1306 | 6881.3254 | 1803.7332 | 4648.9389 | 8019.2852 | 3110.0938 | 5971.5538 | 8990.5901 | 3217.8309 | 5673.8425 | 216.745 | 200.2236 | 200.2236 | 199.9984 | 227.7043 | 157.3248 | 244.9698 | 214.6796 | 244.9698 | 178.9823 | 236.8748 | 135.6673 | 204.9414 | 205.9787 | 206.5845 | 169483.9779 | 9757.712 | 4364.2203 | 71177.3256 | 32321.1766 | 13992.0962 | 6116.9425 | 5212.2068 | 4830.6119 | 4357.8935 | 25238.9764 | 5950.8369 | 7396.8062 | 4681.827 | 6109.6303 | 156681.3 | 18774.4778 | 9595.9989 | 70058.2139 | 38680.5711 | 23603.4267 | 12946.8679 | 7015.94 | 9479.5508 | 12277.5787 | 26821.9 | 11705.1907 | 15445.2963 | 7708.2579 | 10986.625 | 170.079 | 170.079 | 170.079 | 170.079 | 170.079 | 170.079 | 170.079 | 170.079 | 170.079 | 170.079 | 170.1448 | 170.079 | 170.079 | 170.079 | 170.079 | 0.026511 | 1.0999e-05 | 8.5609e-13 | 0.0033907 | 0.0076373 | 8.5183e-12 | 0.00046402 | 3.3945e-22 | 9.2824e-10 | 9.9173e-12 | 0.014732 | 1.66e-09 | 2.8164e-12 | 5.6617e-20 | 2.101e-11 | 0.026511 | 0.026522 | 0.026522 | 0.029902 | 0.037539 | 0.029902 | 0.038003 | 0.037539 | 0.038003 | 0.029902 | 0.041243 | 0.026511 | 0.029902 | 0.026511 | 0.026511
649 | 156520.2328 | 15626.8668 | 5877.827 | 67255.0434 | 37319.5277 | 15538.1633 | 12178.5872 | 3093.1196 | 6301.7262 | 8019.018 | 26705.2577 | 8099.6653 | 10224.3742 | 4049.792 | 7198.1128 | n/a | 8537.4878 | 5855.6981 | 3662.6846 | 7357.4027 | 8428.4465 | 7218.4554 | 1997.5889 | 3500.5328 | 5851.915 | 4928.7734 | 6375.7569 | 7285.4269 | 3803.3403 | 4118.7702 | 222.2137 | 205.0466 | 205.0466 | 204.0181 | 233.8007 | 157.8883 | 252.3721 | 219.7907 | 252.3721 | 181.184 | 244.4701 | 134.5926 | 209.5251 | 211.237 | 211.8886 | 174728.1494 | 10817.9313 | 4276.1213 | 70249.1769 | 31407.5675 | 14664.6466 | 5601.3572 | 5221.2062 | 4918.2355 | 4179.5358 | 27528.262 | 5736.1991 | 6613.6031 | 4520.3547 | 5895.5871 | 163900.1 | 19180.3191 | 10123.5194 | 69910.5 | 37848.9 | 22854.8932 | 12613.6424 | 7218.7952 | 8212.5981 | 10031.4508 | 29847.456 | 11873.756 | 11509.6215 | 8133.0951 | 9716.1573 | 95.342 | 95.342 | 95.342 | 110.6035 | 247.73 | 110.6035 | 247.73 | 247.73 | 247.73 | 110.6035 | 95.342 | 110.6035 | 110.6035 | 95.342 | 95.342 | 0.0028014 | 7.3339e-06 | 7.8746e-14 | 0.010227 | 0.026036 | 2.3702e-10 | 0.012448 | 2.5648e-23 | 6.6498e-06 | 2.1079e-06 | 0.00045032 | 6.0167e-10 | 0.00026674 | 3.8636e-22 | 2.7371e-08 | 0.0028014 | 0.0028087 | 0.0028087 | 0.013028 | 0.039064 | 0.013028 | 0.051512 | 0.039064 | 0.051519 | 0.01303 | 0.0032517 | 0.0028014 | 0.013295 | 0.0028014 | 0.0028014
650 | 154456.5972 | 15419.3463 | 5812.2713 | 66429.4267 | 36850.2479 | 15695.7056 | 11968.9728 | 3017.3777 | 6006.2682 | 8126.7886 | 26312.8209 | 8271.1735 | 9666.2724 | 3886.4037 | 7261.2647 | n/a | 10038.1831 | 5546.8026 | 4267.499 | 8542.4867 | 10390.0323 | 7047.8259 | 1996.1707 | 5697.2929 | 7161.9231 | 3922.1108 | 6036.2562 | 6608.3722 | 3398.5938 | 3582.2899 | 207.2248 | 190.7891 | 190.7891 | 188.3435 | 218.6846 | 140.8912 | 237.6254 | 204.3961 | 237.6254 | 164.6501 | 230.9965 | 117.1322 | 194.2978 | 197.1026 | 197.7672 | 169811.346 | 11001.9997 | 4237.9912 | 66956.1304 | 29901.9069 | 14774.3305 | 6202.4149 | 5105.8911 | 5058.2012 | 4550.5189 | 25283.4751 | 5925.7673 | 7005.4132 | 4552.9375 | 5913.796 | 162068.4 | 20638.5828 | 9743.8938 | 69334.4294 | 37525.6936 | 24789.9629 | 12596.3408 | 7102.0618 | 10101.5941 | 11407.1421 | 28084.3859 | 11892.9234 | 13412.4854 | 7769.3313 | 9198.9859 | 82.4 | 82.4 | 82.4 | 90.3073 | 206.666 | 90.3073 | 206.666 | 206.666 | 206.666 | 90.3073 | 82.4 | 90.3073 | 90.3073 | 82.4 | 82.4 | 0.0022595 | 1.0578e-07 | 4.434e-13 | 0.0077287 | 0.022783 | 3.0981e-12 | 0.0071068 | 1.2394e-23 | 1.4453e-10 | 5.4278e-09 | 0.0031588 | 1.7919e-09 | 8.3509e-09 | 5.861e-22 | 7.8555e-07 | 0.0022595 | 0.0022596 | 0.0022596 | 0.0099882 | 0.032772 | 0.0099882 | 0.039878 | 0.032772 | 0.039878 | 0.0099882 | 0.0054182 | 0.0022595 | 0.0099882 | 0.0022595 | 0.0022603
651 | 154854.8009 | 15679.4447 | 5959.1671 | 66566.3958 | 37048.5565 | 15488.6513 | 12135.5491 | 2944.99 | 6205.693 | 7888.6466 | 26308.5207 | 8283.7763 | 10133.1542 | 4133.731 | 7159.1284 | n/a | 7356.6059 | 3785.656 | 3962.0129 | 7724.8587 | 9155.4345 | 7208.7375 | 2223.7618 | 3806.8124 | 6944.5458 | 3964.092 | 5563.5888 | 8093.8618 | 2838.5818 | 5725.684 | 209.2863 | 192.7847 | 192.7847 | 190.6549 | 220.7103 | 143.7454 | 239.4683 | 206.5596 | 239.4683 | 167.275 | 232.6041 | 120.2157 | 196.4811 | 199.0373 | 199.6954 | 177940.1548 | 10845.2425 | 4429.3558 | 73781.0202 | 33011.2366 | 13894.6178 | 6077.5116 | 5120.7719 | 4967.8855 | 4076.7287 | 27019.1784 | 6233.9018 | 6946.3544 | 4823.0913 | 6128.989 | 160045.8 | 16119.2 | 8200.5118 | 71733.6553 | 38795.9461 | 21207.9752 | 12607.4 | 7331.5337 | 8612.2979 | 10177.3974 | 29339.9188 | 11614.7906 | 14868.2162 | 6228.6216 | 11816.173 | 131.8626 | 137.0278 | 137.0278 | 131.8626 | 131.8626 | 131.8626 | 131.9327 | 131.8626 | 131.9327 | 131.8626 | 131.8626 | 131.8626 | 131.8626 | 131.8626 | 131.8626 | 0.010581 | 0.01475 | 3.6211e-08 | 0.0019135 | 0.0090028 | 1.3766e-08 | 0.011195 | 8.6679e-26 | 6.0423e-07 | 4.5661e-07 | 0.00049487 | 7.1936e-09 | 3.55e-10 | 3.0589e-12 | 1.4237e-13 | 0.010581 | 0.02533 | 0.02533 | 0.012494 | 0.021497 | 0.012494 | 0.032692 | 0.021497 | 0.032693 | 0.012495 | 0.011076 | 0.010581 | 0.012494 | 0.010581 | 0.010581
652 | 158518.822 | 16217.8474 | 6034.8195 | 68041.8862 | 37757.7051 | 15903.3349 | 12032.7722 | 2971.6545 | 6089.6218 | 8087.3872 | 26814.4487 | 8302.2051 | 10127.1329 | 3982.0818 | 7132.862 | n/a | 9671.6173 | 6359.9426 | 4019.0342 | 6339.4635 | 7875.3294 | 8202.0171 | 1899.9933 | 4202.0858 | 5375.2542 | 4037.5088 | 5629.1884 | 8359.1908 | 3210.8753 | 5811.1115 | 230.9195 | 213.8707 | 213.8707 | 215.5579 | 241.7472 | 175.8424 | 258.0389 | 229.457 | 258.0389 | 196.2784 | 248.4547 | 155.4064 | 219.7627 | 219.3012 | 219.8729 | 172781.8864 | 8926.8381 | 4070.1819 | 70092.2402 | 31118.29 | 13538.3161 | 5917.7965 | 5025.4149 | 4842.8047 | 4296.8864 | 25250.4111 | 5967.8556 | 7446.9043 | 4493.4416 | 6299.359 | 163062 | 16606.6 | 10395.2245 | 72487.7744 | 36212.2535 | 21154.5455 | 14081.7136 | 6911.4082 | 9044.8904 | 9666.6406 | 27875.7181 | 11343.444 | 15710.8951 | 7522.0169 | 12098.3706 | 162.0499 | 168.8013 | 168.8013 | 162.0499 | 362.6208 | 162.0499 | 362.6208 | 362.6208 | 362.6208 | 162.0499 | 162.0499 | 162.0499 | 162.0499 | 162.0499 | 162.0499 | 0.016913 | 0.017232 | 7.8104e-14 | 0.0031737 | 0.12931 | 6.559e-08 | 0.00013582 | 3.4417e-23 | 3.8067e-08 | 1.854e-05 | 0.0092449 | 2.8916e-08 | 1.2701e-11 | 8.7482e-20 | 2.2459e-14 | 0.016913 | 0.034144 | 0.034144 | 0.020087 | 0.1494 | 0.020087 | 0.14953 | 0.1494 | 0.14953 | 0.020105 | 0.026158 | 0.016913 | 0.020087 | 0.016913 | 0.016913
653 | 163537.0863 | 16520.3543 | 6176.6185 | 70009.6715 | 38880.1077 | 16100.3367 | 12346.2351 | 3102.3547 | 6231.9779 | 8339.5776 | 27606.7998 | 8182.5679 | 10460.2152 | 4450.2769 | 7525.1533 | n/a | 10662.6005 | 4443.4746 | 4562.383 | 10354.1443 | 7707.9563 | 7327.9292 | 1507.8879 | 4695.4786 | 5311.2089 | 4576.2668 | 6148.0433 | 7882.7779 | 2187.647 | 4681.5877 | 245.9987 | 228.6319 | 228.6319 | 233.201 | 256.3132 | 199.16 | 270.6443 | 245.502 | 270.6443 | 217.1368 | 259.0541 | 181.1833 | 236.1537 | 233.4089 | 233.9118 | 171181.5374 | 9890.629 | 4502.08 | 69811.746 | 32710.7328 | 14449.412 | 5423.453 | 5182.2111 | 4559.6138 | 4160.0619 | 26235.192 | 5967.1573 | 6825.9158 | 4693.1449 | 6046.5418 | 166993.7 | 20300.4295 | 8881.1545 | 71677.7916 | 42303.8771 | 21497.4684 | 12596.6822 | 6690.0991 | 9183.0924 | 8877.1708 | 30787.4588 | 12049.4006 | 13531.3564 | 6880.7919 | 10716.7294 | 213.4 | 213.4 | 213.4 | 213.4 | 213.4 | 213.4 | 241.1465 | 213.4 | 241.1465 | 213.4 | 213.4 | 213.4 | 213.4 | 213.4 | 213.4 | 0.035542 | 6.9473e-06 | 3.5387e-09 | 0.017149 | 0.0024126 | 5.366e-08 | 0.020903 | 1.6772e-20 | 5.3123e-08 | 0.0030643 | 0.0004951 | 4.6531e-10 | 3.4507e-07 | 5.1107e-13 | 1.354e-09 | 0.035542 | 0.035549 | 0.035549 | 0.052691 | 0.055103 | 0.052691 | 0.076006 | 0.055103 | 0.076006 | 0.055755 | 0.036037 | 0.035542 | 0.052691 | 0.035542 | 0.035542
654 | 154081.178 | 15461.6411 | 5841.6566 | 66276.262 | 36909.5807 | 15405.1329 | 11605.0806 | 2973.2149 | 5903.8335 | 7690.6802 | 26196.2976 | 8443.0318 | 9710.899 | 4033.6405 | 7057.3351 | n/a | 10208.2367 | 5995.9987 | 6117.474 | 7385.8482 | 7480.2914 | 8225.1118 | 1563.2051 | 4761.9528 | 5558.9228 | 3019.246 | 6078.6861 | 6788.0398 | 3146.5243 | 5450.1397 | 228.8519 | 212.2658 | 212.2658 | 215.0184 | 239.1069 | 178.8817 | 254.0736 | 227.8162 | 254.0736 | 197.6558 | 244.0372 | 160.1077 | 218.5904 | 217.2547 | 217.7798 | 179385.8163 | 10972.5067 | 4335.3951 | 72500.3053 | 33585.6882 | 13177.563 | 5887.6828 | 5198.2965 | 4978.4312 | 4175.1371 | 28395.8653 | 5835.8774 | 6750.4165 | 4677.5602 | 5907.0096 | 159631.3924 | 20673.7433 | 10244.8938 | 70160.9554 | 38023.4125 | 18717.5544 | 13888.5706 | 6588.2017 | 9527.384 | 9257.0599 | 28073.3113 | 10451.2635 | 11314.0564 | 7523.1845 | 11143.7493 | 135.7521 | 135.7521 | 135.7521 | 135.7521 | 162.4451 | 135.7521 | 162.4451 | 162.4451 | 162.4451 | 135.7521 | 135.7521 | 135.7521 | 135.7521 | 135.7521 | 135.7521 | 0.0082875 | 1.1153e-07 | 2.4097e-14 | 0.0041869 | 0.015557 | 6.5462e-06 | 5.5814e-05 | 1.9132e-21 | 9.9633e-10 | 1.3356e-05 | 0.002672 | 4.2595e-06 | 5.6053e-05 | 2.5869e-19 | 2.567e-12 | 0.0082875 | 0.0082876 | 0.0082876 | 0.012474 | 0.028032 | 0.012481 | 0.028088 | 0.028032 | 0.028088 | 0.012494 | 0.010959 | 0.0082983 | 0.01253 | 0.0082875 | 0.0082875
655 | 156188.0641 | 15683.482 | 5901.7214 | 67096.2742 | 37369.6485 | 15851.7553 | 11937.0418 | 3018.3658 | 6129.1472 | 8063.9234 | 26492.9398 | 8602.8856 | 9908.2616 | 4001.4884 | 7025.3638 | n/a | 9457.2515 | 5556.026 | 2989.3336 | 7242.0647 | 11624.3184 | 8360.3789 | 2297.0203 | 4506.1584 | 5702.2038 | 3524.8582 | 6492.648 | 6616.8294 | 3608.1902 | 5551.6512 | 210.5352 | 194.3065 | 194.3065 | 193.4583 | 221.4576 | 150.1296 | 238.9153 | 208.2879 | 238.9153 | 172.0282 | 231.3656 | 128.2311 | 198.6064 | 200.1257 | 200.7382 | 170514.0097 | 11236.3662 | 4397.1038 | 68339.6798 | 30321.3309 | 13357.9979 | 5627.5409 | 5164.1948 | 4850.0927 | 3860.9583 | 25222.897 | 5715.9821 | 6718.2865 | 4790.6954 | 6081.4278 | 161297.7 | 20449.3176 | 9894.6299 | 68791 | 37366.2473 | 24098.2701 | 13874.9716 | 7461.2151 | 9356.2511 | 9126.7622 | 28433.2552 | 12128.1301 | 12774.6159 | 7088.08 | 10333.8734 | 135.1544 | 135.1544 | 135.1544 | 145.8584 | 321.9845 | 145.8584 | 321.9845 | 321.9845 | 321.9845 | 145.8584 | 135.1544 | 145.8584 | 145.8584 | 135.1544 | 135.1544 | 0.011441 | 3.9621e-07 | 4.412e-13 | 0.016357 | 0.04123 | 3.2989e-11 | 0.00017728 | 1.6466e-25 | 1.1827e-08 | 0.00022102 | 0.0025128 | 5.3411e-09 | 4.0935e-07 | 1.8333e-17 | 2.0366e-10 | 0.011441 | 0.011441 | 0.011441 | 0.027798 | 0.069029 | 0.027798 | 0.069206 | 0.069029 | 0.069206 | 0.028019 | 0.013954 | 0.011441 | 0.027799 | 0.011441 | 0.011441
656 | 158401.3915 | 15710.6257 | 5894.6677 | 67996.9157 | 37849.627 | 15923.9379 | 11685.0512 | 3061.218 | 5957.511 | 8216.1851 | 26986.6459 | 8406.5979 | 9405.7493 | 3999.5872 | 7561.6641 | n/a | 12045.329 | 7191.9285 | 3544.4001 | 8144.4143 | 8602.5826 | 8310.9302 | 1959.5878 | 3666.4968 | 8359.1793 | 3717.42 | 7287.1801 | 7185.3088 | 3351.6763 | 5127.085 | 229.9289 | 213.2042 | 213.2042 | 215.7589 | 240.325 | 178.8229 | 255.5924 | 228.8076 | 255.5924 | 197.974 | 245.6138 | 159.6719 | 219.4639 | 218.2933 | 218.829 | 169157.1604 | 10265.0469 | 4136.7543 | 67998.239 | 29508.2337 | 14681.9069 | 6032.5135 | 5041.058 | 5120.2206 | 4204.1409 | 24499.3728 | 5824.253 | 5659.6318 | 4553.4992 | 5960.985 | 163726.6 | 20932.1602 | 9958.4672 | 70502.1391 | 37485.848 | 22827.1895 | 14338.0437 | 7000.6459 | 8786.7174 | 12334.0202 | 27504.5928 | 12883.4331 | 12612.0406 | 7873.1755 | 11046.67 | 144.54 | 144.54 | 144.54 | 144.54 | 360.4875 | 144.54 | 360.4875 | 360.4875 | 360.4875 | 144.54 | 226.2578 | 144.54 | 144.54 | 144.54 | 144.54 | 0.010478 | 1.3365e-07 | 2.7208e-13 | 0.011158 | 0.056021 | 1.0556e-09 | 2.0196e-05 | 1.4263e-22 | 5.1123e-08 | 1.204e-10 | 0.020348 | 4.5243e-11 | 5.3031e-08 | 2.3557e-21 | 3.0598e-10 | 0.010478 | 0.010478 | 0.010478 | 0.021636 | 0.077657 | 0.021636 | 0.077677 | 0.077657 | 0.077677 | 0.021636 | 0.030826 | 0.010478 | 0.021636 | 0.010478 | 0.010478
657 | 149842.9776 | 15236.7931 | 5846.3387 | 64586.2719 | 35919.9839 | 15127.6498 | 11537.8299 | 2853.0059 | 5851.3096 | 7584.7953 | 25461.3025 | 7900.3563 | 9473.3461 | 3712.1486 | 6949.4608 | n/a | 8456.7742 | 5965.3216 | 3825.1361 | 11160.046 | 10706.7997 | 6735.2708 | 1918.9966 | 4515.112 | 7637.6214 | 3752.4419 | 6780.9663 | 7830.5151 | 3422.5911 | 5184.2678 | 232.5383 | 216.1929 | 216.1929 | 220.7598 | 242.1793 | 189.3209 | 255.4558 | 232.1637 | 255.4558 | 205.9747 | 244.3763 | 172.6671 | 223.4145 | 220.6184 | 221.0842 | 174793.5543 | 9877.3079 | 4245.7465 | 73452.9863 | 32978.8966 | 15130.068 | 5938.0155 | 5113.8432 | 4993.4639 | 4320.3588 | 23712.3829 | 6225.9683 | 6710.0407 | 4732.7709 | 6231.1574 | 157161.7 | 17290.7821 | 10118.3681 | 68035.9366 | 41344.8562 | 23581.6677 | 12101.3 | 6858.4398 | 9335.3896 | 11323.0802 | 25807.1248 | 12202.1346 | 12824.5557 | 7483.0621 | 11190.3252 | 93.9648 | 93.9648 | 93.9648 | 93.9648 | 93.9648 | 93.9648 | 103.24 | 93.9648 | 103.24 | 93.9648 | 262.9952 | 93.9648 | 93.9648 | 93.9648 | 93.9648 | 0.0023726 | 0.00025099 | 5.74e-14 | 0.0051873 | 0.00031764 | 7.0477e-12 | 0.0080144 | 1.9774e-24 | 1.6753e-09 | 1.6661e-10 | 0.025283 | 2.8417e-11 | 3.1858e-08 | 2.7407e-22 | 7.2598e-13 | 0.0023726 | 0.0026236 | 0.0026236 | 0.0075599 | 0.0078776 | 0.0075599 | 0.015892 | 0.0078776 | 0.015892 | 0.0075599 | 0.027655 | 0.0023726 | 0.0075599 | 0.0023726 | 0.0023726
658 | 157693.868 | 15866.4606 | 6270.9358 | 67711.6391 | 37527.6263 | 15809.8658 | 12061.8948 | 2985.107 | 6227.0065 | 8133.2163 | 26600.9245 | 8149.6355 | 10104.8877 | 4171.7676 | 7546.0143 | n/a | 8621.3174 | 7387.2562 | 5422.8082 | 8324.8836 | 10729.8076 | 8043.4308 | 1930.2427 | 3470.6869 | 9116.3075 | 4126.8006 | 7468.6505 | 8211.7517 | 2943.3903 | 4383.5402 | 229.4894 | 213.3235 | 213.3235 | 217.7092 | 239.0574 | 186.3204 | 252.2923 | 229.0733 | 252.2923 | 202.922 | 241.4185 | 169.7189 | 220.3959 | 217.7351 | 218.1995 | 176734.574 | 10248.6706 | 4097.1165 | 73450.4337 | 32530.2654 | 15564.116 | 5602.2651 | 5124.8775 | 4773.0979 | 4633.2013 | 26868.5249 | 5912.1191 | 7130.8921 | 4611.3102 | 5944.9429 | 162892.9 | 17879.788 | 11371.6727 | 75098.4929 | 38767.2 | 25467.6236 | 12594.9469 | 6953.1202 | 7085.0698 | 13298.3088 | 27440.8 | 13005.6696 | 15240.1438 | 7125.7005 | 10321.9831 | 146.46 | 146.46 | 146.46 | 146.46 | 152.3522 | 146.46 | 152.3522 | 152.3522 | 152.3522 | 146.46 | 159.0429 | 146.46 | 146.46 | 146.46 | 146.46 | 0.011111 | 0.00033946 | 2.5508e-15 | 0.00052356 | 0.014191 | 8.8115e-13 | 0.0093666 | 3.0293e-23 | 0.00072481 | 6.4627e-13 | 0.012602 | 3.8618e-12 | 7.0223e-11 | 3.2533e-16 | 1.3184e-08 | 0.011111 | 0.01145 | 0.01145 | 0.011634 | 0.025826 | 0.011634 | 0.035192 | 0.025826 | 0.035917 | 0.011634 | 0.023713 | 0.011111 | 0.011634 | 0.011111 | 0.011111
659 | 160727.3461 | 16444.9887 | 6206.1823 | 68916.4828 | 38422.3322 | 15949.4703 | 12256.5795 | 3087.0198 | 6505.3832 | 8323.9114 | 27122.9287 | 8315.9086 | 10152.1586 | 4209.3809 | 7399.3255 | n/a | 10566.114 | 5241.295 | 4494.271 | 8444.9132 | 10299.133 | 6027.8419 | 1852.3411 | 4128.0496 | 7889.6627 | 4105.0305 | 7799.2393 | 7343.8926 | 2763.6589 | 3331.8183 | 210.0336 | 194.1917 | 194.1917 | 194.5588 | 220.396 | 154.9523 | 236.4882 | 208.2563 | 236.4882 | 175.1381 | 228.3524 | 134.7665 | 199.0264 | 199.5558 | 200.1204 | 173485.6986 | 10241.3385 | 4270.1573 | 71900.2118 | 33560.2123 | 14823.0626 | 5783.1582 | 5066.0174 | 4897.9204 | 4621.1986 | 25605.3287 | 6145.7313 | 7688.5777 | 4609.8987 | 6425.0634 | 166278.6986 | 20020.7524 | 9511.4524 | 73333.2828 | 41454.7255 | 24772.8957 | 11811.0001 | 6844.6585 | 9025.9699 | 12462.8614 | 29626.4592 | 13643.6705 | 13873.8702 | 7195.5576 | 9756.8817 | 129.1816 | 129.1816 | 129.1816 | 129.1816 | 129.1816 | 129.1816 | 354.7323 | 129.1816 | 354.7323 | 129.1816 | 129.1816 | 129.1816 | 129.1816 | 129.1816 | 129.1816 | 0.0095958 | 1.0723e-05 | 9.9943e-11 | 0.0033416 | 0.0032379 | 8.8277e-12 | 0.12429 | 1.8187e-21 | 6.1016e-07 | 1.4047e-10 | 0.0012015 | 6.7674e-13 | 1.9157e-08 | 3.0621e-16 | 9.6739e-08 | 0.0095958 | 0.0096065 | 0.0096065 | 0.012937 | 0.016175 | 0.012937 | 0.14046 | 0.016175 | 0.14046 | 0.012937 | 0.010797 | 0.0095958 | 0.012937 | 0.0095958 | 0.0095959
660 | 149909.0384 | 15157.4986 | 5733.2603 | 64629.5315 | 35957.5234 | 15213.3807 | 11494.6794 | 2900.118 | 5937.6969 | 7725.8839 | 25594.7043 | 8264.7819 | 9662.7723 | 3915.2669 | 6808.377 | n/a | 9897.158 | 5554.8715 | 2865.1163 | 10427.2261 | 12525.6061 | 7138.0163 | 2032.2308 | 3989.6318 | 8488.0431 | 4989.5464 | 4991.3159 | 8534.8907 | 3907.0215 | 5204.6355 | 209.6207 | 193.3858 | 193.3858 | 192.2742 | 220.6132 | 148.337 | 238.2865 | 207.2809 | 238.2865 | 170.506 | 230.9026 | 126.168 | 197.5471 | 199.2769 | 199.897 | 167425.2789 | 10987.1001 | 4555.2727 | 66995.4056 | 28224.4699 | 15166.6221 | 6141.2993 | 5165.2677 | 5204.235 | 4475.7431 | 24885.5668 | 5904.7204 | 6863.0669 | 4523.0657 | 5957.1924 | 155146.6 | 19656.3581 | 8948.2442 | 66101.4 | 38273.796 | 26385.0282 | 13093.5156 | 7151.8984 | 9027.9668 | 12963.7861 | 29279.4132 | 10404.3363 | 13956.8576 | 8181.0872 | 11110.0279 | 127.6928 | 127.6928 | 127.6928 | 159.5 | 159.5 | 159.5 | 159.5 | 159.5 | 159.5 | 159.5 | 127.6928 | 159.5 | 159.5 | 127.6928 | 127.6928 | 0.0092279 | 5.1887e-07 | 3.4577e-11 | 0.017755 | 0.0051656 | 6.3397e-15 | 0.00038702 | 2.0404e-25 | 1.4048e-08 | 1.2101e-13 | 0.00016273 | 1.8819e-06 | 8.7897e-10 | 9.6176e-24 | 3.0326e-13 | 0.0092279 | 0.0092284 | 0.0092284 | 0.026983 | 0.032149 | 0.026983 | 0.032536 | 0.032149 | 0.032536 | 0.026983 | 0.0093907 | 0.0092298 | 0.026983 | 0.0092279 | 0.0092279
661 | 157503.5279 | 15984.077 | 6090.3613 | 67630.0774 | 37506.2189 | 15914.1968 | 11856.7611 | 3059.2054 | 5850.8339 | 7991.7918 | 26539.9607 | 8193.4613 | 10043.2373 | 4097.7675 | 7188.5452 | n/a | 9063.3151 | 4872.0783 | 3799.9542 | 9892.0047 | 9999.2774 | 7870.5233 | 2102.3315 | 4331.5442 | 8380.7964 | 2725.1518 | 6654.2436 | 6154.8601 | 3852.1071 | 4518.0378 | 231.5264 | 214.707 | 214.707 | 217.3544 | 241.9617 | 180.3857 | 257.2533 | 230.426 | 257.2533 | 199.5672 | 247.168 | 161.2042 | 221.0439 | 219.8042 | 220.3407 | 177614.5158 | 10384.593 | 4273.0417 | 74658.9868 | 32107.0486 | 13997.4206 | 5625.9807 | 5085.4288 | 4854.319 | 4715.1998 | 25554.0645 | 5954.0198 | 7886.0432 | 4717.1104 | 5937.1664 | 164205.8 | 16611 | 6510.0119 | 72420.0496 | 40938.1514 | 20936.8084 | 13449.3021 | 6820.3603 | 9089.5745 | 12445.2962 | 27521.3 | 11054.2739 | 13315.3034 | 8019.2175 | 10413.1042 | 115.0346 | 117.2287 | 117.2287 | 115.0346 | 115.0346 | 115.0346 | 115.0346 | 115.0346 | 115.0346 | 115.0346 | 143.1425 | 115.0346 | 115.0346 | 115.0346 | 115.0346 | 0.0043485 | 0.0096293 | 0.0038341 | 0.0025319 | 0.0021594 | 1.1751e-07 | 0.00045438 | 1.1637e-21 | 5.4946e-09 | 1.3481e-11 | 0.010224 | 5.6332e-08 | 9.64e-08 | 3.9774e-21 | 5.0349e-10 | 0.0043485 | 0.013978 | 0.017812 | 0.0068804 | 0.0090398 | 0.0068805 | 0.0094942 | 0.0090398 | 0.0094942 | 0.0068805 | 0.014573 | 0.0043486 | 0.0068805 | 0.0043485 | 0.0043485
662 | 155813.9726 | 15807.8251 | 5948.791 | 66963.436 | 37277.4516 | 15309.8786 | 12079.8102 | 3096.6668 | 6082.1558 | 7986.8302 | 26262.7252 | 8113.248 | 9892.6908 | 4047.4407 | 7272.3066 | n/a | 12557.1459 | 5659.3915 | 3220.4959 | 7544.0826 | 10484.3807 | 7858.9168 | 1809.0259 | 3818.9189 | 6759.2826 | 4224.823 | 6246.9021 | 7801.0583 | 4119.2599 | 5521.2222 | 249.0879 | 231.7825 | 231.7825 | 237.3826 | 259.1033 | 205.819 | 272.5519 | 248.9579 | 272.5519 | 222.6886 | 260.3312 | 188.9493 | 239.8362 | 236.2653 | 236.7372 | 172228.0375 | 10120.4376 | 4025.8242 | 69087.1841 | 32088.7976 | 14301.9734 | 6221.4414 | 5187.8554 | 4901.3788 | 4559.3534 | 27286.6879 | 5997.9717 | 7319.0233 | 4703.231 | 5974.5223 | 160197.5309 | 21217.9834 | 9675.7157 | 68516.5 | 38276.0091 | 22749.7452 | 13314.3582 | 6996.8813 | 7959.4976 | 10895.536 | 31117.5108 | 10631.365 | 14806.2816 | 8785.0909 | 11485.6445 | 176.7354 | 176.7354 | 176.7354 | 192.4454 | 192.4454 | 192.4454 | 192.4454 | 192.4454 | 192.4454 | 192.4454 | 176.7354 | 192.4454 | 192.4454 | 176.7354 | 176.7354 | 0.017934 | 9.1641e-08 | 2.9075e-12 | 0.017512 | 0.017352 | 1.2981e-10 | 0.0013358 | 3.8821e-22 | 5.7002e-06 | 2.5337e-08 | 3.3435e-05 | 2.5435e-07 | 1.1077e-10 | 2.4231e-25 | 2.5322e-12 | 0.017934 | 0.017934 | 0.017934 | 0.035446 | 0.052797 | 0.035446 | 0.054133 | 0.052797 | 0.054139 | 0.035446 | 0.017967 | 0.017934 | 0.035446 | 0.017934 | 0.017934
663 | 152817.5766 | 15311.94 | 5910.3895 | 65770.456 | 36631.7763 | 15515.7706 | 11719.5265 | 2844.9866 | 5821.7418 | 7954.1701 | 25789.864 | 8404.4155 | 9630.2151 | 3977.8478 | 7119.4232 | n/a | 10349.5972 | 6254.3917 | 3117.4753 | 7583.4249 | 9007.7642 | 6627.0581 | 1592.1837 | 3606.5961 | 4984.6793 | 5138.7977 | 7374.2288 | 6295.6038 | 3095.9171 | 5406.0167 | 221.063 | 204.8886 | 204.8886 | 207.0149 | 231.2035 | 170.5192 | 246.242 | 219.8586 | 246.242 | 189.3834 | 236.8125 | 151.6551 | 210.7587 | 209.9014 | 210.4291 | 171503.4469 | 9448.9517 | 4052.5297 | 68987.4039 | 29812.4495 | 13784.2622 | 5226.0963 | 4984.2728 | 4761.5341 | 3900.6608 | 26126.6477 | 6157.2662 | 6682.8104 | 4654.6441 | 5908.1812 | 159059.4 | 18868.7489 | 9700.8215 | 68035.6 | 37192.2 | 22347.7264 | 11853.1544 | 6576.4565 | 8368.1303 | 8522.7401 | 30544.9455 | 13449.795 | 10630.5142 | 7148.4612 | 11278.5979 | 115.4045 | 115.4045 | 115.4045 | 127.6261 | 237.85 | 127.6261 | 279.8338 | 237.85 | 279.8338 | 127.6261 | 115.4045 | 127.6261 | 127.6261 | 115.4045 | 115.4045 | 0.0051847 | 6.0842e-06 | 1.6641e-12 | 0.01208 | 0.025119 | 8.0408e-10 | 0.028167 | 5.7798e-23 | 1.4808e-07 | 0.0023299 | 3.4058e-05 | 3.2465e-12 | 0.00063338 | 5.6993e-18 | 2.0824e-12 | 0.0051847 | 0.0051908 | 0.0051908 | 0.017264 | 0.042383 | 0.017264 | 0.07055 | 0.042383 | 0.070551 | 0.019594 | 0.0052188 | 0.0051847 | 0.017898 | 0.0051847 | 0.0051847
664 | 150735.0759 | 15146.1447 | 5651.9803 | 64921.0322 | 36230.4068 | 15001.0283 | 11284.6628 | 2977.7385 | 5861.287 | 7720.2163 | 25673.5762 | 7958.3873 | 9901.8042 | 3848.5688 | 6997.4757 | n/a | 12384.641 | 5914.3084 | 3064.3793 | 5029.2081 | 10972.1603 | 7869.76 | 1986.4494 | 2647.5204 | 7177.1309 | 2915.0218 | 4099.8398 | 6721.1541 | 3409.5912 | 4427.8393 | 217.1213 | 200.9792 | 200.9792 | 202.1755 | 227.4737 | 163.6692 | 243.2176 | 215.5967 | 243.2176 | 183.4181 | 234.4004 | 143.9203 | 206.3439 | 206.2272 | 206.7796 | 176563.7556 | 11271.0084 | 4274.6558 | 70415.6288 | 30734.1346 | 15129.471 | 5615.4488 | 5128.3418 | 4887.2562 | 4521.2038 | 27026.6833 | 5896.1125 | 6919.4359 | 4733.5335 | 6140.2777 | 157417.6 | 21688.8493 | 9518.4641 | 70563.0183 | 35716.7427 | 25776.8313 | 13438.6088 | 7114.7912 | 7529.3767 | 11592.0347 | 27008.372 | 9777.4522 | 12684.89 | 7891.8247 | 9146.0504 | 102.1769 | 102.1769 | 102.1769 | 102.1769 | 341.2106 | 102.1769 | 341.2106 | 341.2106 | 341.2106 | 102.1769 | 102.1769 | 102.1769 | 102.1769 | 102.1769 | 102.1769 | 0.0036829 | 2.9868e-09 | 3.3229e-13 | 0.0013057 | 0.064895 | 1.2013e-14 | 6.8026e-05 | 3.3727e-24 | 1.128e-05 | 1.1885e-10 | 0.0057184 | 6.1105e-06 | 5.6691e-07 | 5.6471e-23 | 1.5448e-07 | 0.0036829 | 0.0036829 | 0.0036829 | 0.0049886 | 0.069883 | 0.0049886 | 0.069951 | 0.069883 | 0.069963 | 0.0049886 | 0.0094013 | 0.003689 | 0.0049892 | 0.0036829 | 0.0036831
665 | 155553.2505 | 15845.2071 | 6171.1882 | 66836.8246 | 37267.153 | 15164.9779 | 11530.2629 | 2985.3689 | 5935.68 | 7610.9441 | 26389.1275 | 7860.5901 | 9719.3391 | 4146.4936 | 7064.1734 | n/a | 9349.5925 | 4859.8041 | 3887.1089 | 8159.4631 | 9795.7004 | 7910.6754 | 2018.1792 | 4163.6172 | 8115.1886 | 4378.4527 | 4860.6564 | 6063.0817 | 3529.8675 | 4781.7495 | 216.0356 | 199.4101 | 199.4101 | 198.6346 | 227.2017 | 154.4567 | 245.012 | 213.7659 | 245.012 | 176.7976 | 237.2178 | 132.1158 | 203.865 | 205.3469 | 205.9718 | 174755.9766 | 9996.4895 | 4157.4599 | 69295.7924 | 31609.0967 | 13973.5406 | 5973.0199 | 5185.9971 | 5013.9676 | 4248.9259 | 27680.5651 | 5956.3135 | 6013.5375 | 4595.1959 | 6223.6907 | 161671.1 | 18451.0819 | 8331.164 | 68829.2 | 38530.5 | 23518.441 | 13482.3953 | 6522.0165 | 9069.1848 | 12283.9146 | 30347.2178 | 10646.3698 | 11517.0415 | 6629.9519 | 9463.1765 | 117.6081 | 117.6081 | 117.6081 | 136.0249 | 141.887 | 136.0249 | 141.887 | 141.887 | 141.887 | 136.0249 | 117.6081 | 136.0249 | 136.0249 | 117.6081 | 117.6081 | 0.0060032 | 8.0958e-05 | 9.6795e-08 | 0.014075 | 0.0138 | 9.7055e-12 | 0.00014034 | 5.9828e-21 | 1.1369e-08 | 1.472e-12 | 0.00012888 | 4.5952e-08 | 2.5512e-05 | 4.6418e-14 | 4.1387e-08 | 0.0060032 | 0.0060841 | 0.0060842 | 0.020078 | 0.033878 | 0.020078 | 0.034019 | 0.033878 | 0.034019 | 0.020078 | 0.006132 | 0.0060032 | 0.020104 | 0.0060032 | 0.0060032
666 | 157072.2183 | 15938.5114 | 6140.4902 | 67449.9642 | 37535.9488 | 15397.4122 | 11893.6423 | 3143.9468 | 6173.9883 | 8057.1877 | 26750.6933 | 7740.5269 | 10053.7031 | 4188.5989 | 7224.8817 | n/a | 9026.7281 | 5489.4523 | 2974.4017 | 9848.4015 | 8881.001 | 8245.9661 | 1575.7262 | 3620.3838 | 8026.3813 | 4794.1426 | 5742.0518 | 6219.8927 | 4264.1025 | 5204.8884 | 242.4631 | 225.2685 | 225.2685 | 229.5021 | 252.7482 | 195.1455 | 267.1678 | 241.8703 | 267.1678 | 213.2332 | 255.8785 | 177.0578 | 232.561 | 230.0751 | 230.581 | 172388.5824 | 10890.8081 | 4307.7916 | 72823.7362 | 34088.7421 | 14366.6938 | 6192.1979 | 5104.4743 | 4910.295 | 4408.5973 | 23299.2338 | 5724.2918 | 7697.1918 | 4697.6131 | 6237.4483 | 161322.9 | 18488.9504 | 8479.5581 | 70814.2035 | 43217.0436 | 20988.909 | 14426.7639 | 6674.6005 | 8524.4788 | 11600.3786 | 27521 | 11359.8436 | 13580.2845 | 8747.4155 | 11391.7367 | 175.867 | 175.867 | 175.867 | 175.867 | 175.867 | 175.867 | 175.867 | 175.867 | 175.867 | 175.867 | 179.0477 | 175.867 | 175.867 | 175.867 | 175.867 | 0.019775 | 9.5907e-05 | 3.0213e-08 | 0.0060001 | 0.00031434 | 1.7576e-08 | 3.2382e-05 | 5.6977e-20 | 7.3894e-07 | 1.3253e-09 | 0.014032 | 5.6488e-10 | 3.5845e-08 | 1.0133e-23 | 2.8166e-12 | 0.019775 | 0.019871 | 0.019871 | 0.025775 | 0.026089 | 0.025775 | 0.026122 | 0.026089 | 0.026123 | 0.025775 | 0.033807 | 0.019775 | 0.025775 | 0.019775 | 0.019775
667 | 153921.6519 | 15580.8401 | 5978.0521 | 66194.5061 | 36761.0453 | 15451.7991 | 11797.7744 | 2959.3248 | 5915.4244 | 8026.497 | 26211.394 | 8277.6047 | 9691.4936 | 4013.9006 | 7002.6119 | n/a | 8001.3912 | 6187.3572 | 3670.8564 | 11577.0423 | 9909.1275 | 8134.6034 | 2039.0124 | 4406.6412 | 7897.0414 | 4579.9041 | 6256.6985 | 5673.1953 | 3912.1207 | 4039.4571 | 245.1799 | 228.1914 | 228.1914 | 233.8623 | 254.9683 | 203.2668 | 268.0329 | 245.1126 | 268.0329 | 219.6547 | 255.9249 | 186.8788 | 236.19 | 232.5463 | 233.0047 | 169945.7039 | 10865.2517 | 4280.9326 | 68916.0046 | 33681.0204 | 13498.6775 | 6295.4844 | 5238.0785 | 4880.5373 | 3901.27 | 25300.9659 | 5856.6559 | 6982.1594 | 4644.2659 | 6017.898 | 159482.5039 | 17202.0429 | 10446.7899 | 69193.961 | 43772.4627 | 22359.505 | 14053.8878 | 7277.0909 | 9248.5786 | 10832.4114 | 27849.5701 | 12030.9544 | 12250.1548 | 8463.2866 | 9765.5551 | 145.0527 | 145.0527 | 145.0527 | 145.0527 | 145.0527 | 145.0527 | 145.0527 | 145.0527 | 145.0527 | 145.0527 | 145.0527 | 145.0527 | 145.0527 | 145.0527 | 145.0527 | 0.0082069 | 0.0008115 | 3.0482e-14 | 0.0072412 | 8.8455e-05 | 6.1456e-10 | 6.7212e-05 | 2.6386e-25 | 4.1477e-09 | 4.4817e-08 | 0.0038078 | 9.7885e-10 | 1.1141e-06 | 4.063e-24 | 4.4782e-09 | 0.0082069 | 0.0090184 | 0.0090184 | 0.015448 | 0.015537 | 0.015448 | 0.015604 | 0.015537 | 0.015604 | 0.015448 | 0.012015 | 0.0082069 | 0.015449 | 0.0082069 | 0.0082069
668 | 156078.8575 | 15880.3212 | 5880.1534 | 67066.5423 | 37219.7271 | 15475.505 | 11650.3961 | 3064.3733 | 5890.3735 | 8198.0136 | 26393.1802 | 8098.8808 | 9660.8779 | 4043.1054 | 7272.6564 | n/a | 9610.0649 | 6412.4243 | 5067.1425 | 12255.7136 | 10541.6703 | 8237.2848 | 2046.7244 | 4057.1425 | 8698.1055 | 3483.9295 | 6112.5026 | 7732.4582 | 3755.8395 | 4781.5062 | 222.1988 | 206.5026 | 206.5026 | 210.5959 | 231.5302 | 179.748 | 244.5116 | 221.7373 | 244.5116 | 196.0316 | 234.0594 | 163.4645 | 213.2816 | 210.8297 | 211.2852 | 176197.9323 | 10931.4263 | 4174.4706 | 71323.0364 | 32758.8485 | 14066.3508 | 6357.4605 | 5128.9782 | 5057.6857 | 3687.2091 | 25906.1125 | 5822.0315 | 5965.9967 | 4676.977 | 5984.9297 | 160607.8 | 20433.9912 | 10558.6949 | 71681.0466 | 42713.5621 | 23186.9211 | 14240.3453 | 7169.4026 | 8891.4282 | 11268.0146 | 26794.642 | 11630.7341 | 13455.2549 | 7704.7165 | 10747.1359 | 154.76 | 154.76 | 154.76 | 154.76 | 154.76 | 154.76 | 154.76 | 154.76 | 154.76 | 154.76 | 241.3618 | 154.76 | 154.76 | 154.76 | 154.76 | 0.016424 | 7.6162e-07 | 4.9762e-15 | 0.0027517 | 0.00035463 | 7.925e-11 | 2.3677e-05 | 2.0767e-23 | 1.9171e-08 | 1.6951e-08 | 0.023738 | 1.9206e-09 | 6.7959e-09 | 4.0996e-20 | 1.5463e-10 | 0.016424 | 0.016425 | 0.016425 | 0.019176 | 0.019531 | 0.019176 | 0.019554 | 0.019531 | 0.019554 | 0.019176 | 0.040163 | 0.016424 | 0.019176 | 0.016424 | 0.016424
669 | 152622.6855 | 15278.7813 | 5739.7571 | 65698.4114 | 36653.9234 | 15027.2379 | 11606.4845 | 2948.9903 | 6232.1639 | 7695.4736 | 26066.4824 | 7979.4344 | 10012.5136 | 3690.6044 | 7108.7978 | n/a | 9685.5922 | 5362.1291 | 4025.056 | 7059.6017 | 10374.3307 | 9800.4592 | 1839.9842 | 2800.5574 | 8165.3199 | 4099.293 | 6249.6013 | 6363.5047 | 3106.5292 | 4812.9027 | 251.3156 | 234.1302 | 234.1302 | 240.7383 | 260.9989 | 211.7495 | 273.5226 | 251.5512 | 273.5226 | 227.459 | 260.7156 | 196.04 | 242.6862 | 238.3048 | 238.7442 | 171532.2622 | 9836.858 | 4182.3477 | 67797.7572 | 31870.5192 | 14376.9209 | 5867.6449 | 5142.0322 | 5009.5024 | 4048.4339 | 26804.0671 | 5892.0679 | 6244.5252 | 4611.3899 | 6110.3933 | 159576.3 | 19337.8503 | 9544.4768 | 68370 | 37857.6 | 24688.5516 | 14714.4832 | 6982.0165 | 7050.8389 | 12203.0538 | 27143.8 | 12089.6692 | 11538.2375 | 7702.2191 | 10905.8959 | 113.7179 | 113.7179 | 113.7179 | 126.3165 | 167.07 | 126.3165 | 167.07 | 167.07 | 167.07 | 126.3165 | 134.2458 | 126.3165 | 126.3165 | 113.7179 | 113.7179 | 0.0032436 | 1.7025e-06 | 7.3899e-13 | 0.0098357 | 0.01428 | 2.4475e-13 | 5.1428e-06 | 7.4636e-24 | 0.00086989 | 4.4331e-12 | 0.008639 | 8.9089e-11 | 9.2722e-05 | 1.0802e-23 | 1.5786e-11 | 0.0032436 | 0.0032453 | 0.0032453 | 0.013079 | 0.027359 | 0.013079 | 0.027364 | 0.027359 | 0.028234 | 0.013079 | 0.011883 | 0.0032436 | 0.013172 | 0.0032436 | 0.0032436
670 | 154057.2072 | 15723.7271 | 5725.0445 | 66239.1223 | 36797.1092 | 15510.4919 | 11631.6225 | 3007.8902 | 6095.9713 | 8044.0071 | 26109.2515 | 8057.3935 | 9665.1397 | 3992.5426 | 7115.6488 | n/a | 9426.2022 | 5762.2222 | 3579.3728 | 7972.3081 | 8501.0176 | 8491.897 | 1728.8077 | 3674.962 | 7262.9101 | 4434.8253 | 6348.4809 | 6596.456 | 3406.4999 | 5148.2552 | 234.1486 | 218.2029 | 218.2029 | 224.5887 | 243.0695 | 198.2638 | 254.4877 | 234.4559 | 254.4877 | 212.5865 | 242.4414 | 183.9411 | 226.2773 | 222.0089 | 222.4096 | 168129.1041 | 9583.6824 | 4302.8763 | 68485.8439 | 31914.3468 | 14093.4305 | 6014.5177 | 4979.2613 | 4752.3136 | 4133.1281 | 25715.2987 | 6081.1173 | 6628.2988 | 4636.2384 | 5982.3471 | 158569.7 | 18673.4846 | 10058.9985 | 69172.4168 | 37986.9548 | 22543.148 | 14435.4147 | 6708.0689 | 8388.6756 | 11344.7382 | 28957.6239 | 12429.5982 | 12485.1549 | 7656.3383 | 11130.6023 | 162.138 | 162.138 | 162.138 | 162.138 | 162.138 | 162.138 | 162.138 | 162.138 | 162.138 | 162.138 | 162.138 | 162.138 | 162.138 | 162.138 | 162.138 | 0.01595 | 3.348e-05 | 2.132e-14 | 0.0075548 | 0.014513 | 4.7654e-10 | 1.2619e-05 | 1.1341e-21 | 8.4207e-07 | 4.1805e-09 | 0.00062737 | 3.0561e-11 | 3.7102e-07 | 2.3744e-20 | 4.6697e-12 | 0.01595 | 0.015983 | 0.015983 | 0.023505 | 0.038018 | 0.023505 | 0.03803 | 0.038018 | 0.038031 | 0.023505 | 0.016577 | 0.01595 | 0.023505 | 0.01595 | 0.01595
671 | 155320.3941 | 15832.2854 | 5778.5093 | 66759.5716 | 36957.2498 | 15676.3071 | 11658.4412 | 2982.7352 | 5941.5007 | 7931.4234 | 26107.318 | 8464.7761 | 9815.4361 | 4098.3111 | 7150.8973 | n/a | 11218.9822 | 5663.5968 | 4677.3813 | 7893.4804 | 11283.7798 | 9430.8462 | 1515.882 | 4039.1097 | 7552.6426 | 3815.7552 | 6958.7732 | 5318.268 | 2719.3994 | 3563.643 | 269.6205 | 252.0554 | 252.0554 | 262.1834 | 278.6713 | 240.1478 | 288.7914 | 271.0369 | 288.7914 | 252.8423 | 273.5384 | 227.4533 | 262.5995 | 255.4288 | 255.7838 | 174213.3921 | 10469.9391 | 4352.1015 | 73364.1123 | 31918.2588 | 14039.727 | 5849.4663 | 5244.0793 | 4621.8496 | 4280.4673 | 25237.7294 | 6091.1534 | 7418.8744 | 4538.2007 | 6284.6643 | 161655.5 | 21591.2212 | 9987.4984 | 73269.3496 | 38111.8392 | 23933.6629 | 15225.2125 | 6715.0613 | 8624.0594 | 11833.1099 | 27827.2846 | 11660.0826 | 11355.0424 | 6758.4001 | 8466.6634 | 140.9833 | 140.9833 | 140.9833 | 140.9833 | 184.9516 | 140.9833 | 184.9516 | 184.9516 | 184.9516 | 140.9833 | 140.9833 | 140.9833 | 140.9833 | 140.9833 | 140.9833 | 0.0051847 | 4.0345e-08 | 6.267e-14 | 0.0008436 | 0.015033 | 2.5427e-11 | 1.4282e-06 | 5.2347e-22 | 9.9272e-08 | 1.7282e-10 | 0.0033406 | 1.8736e-08 | 7.7664e-05 | 4.7536e-15 | 2.2449e-05 | 0.0051847 | 0.0051847 | 0.0051847 | 0.0060283 | 0.021062 | 0.0060283 | 0.021063 | 0.021062 | 0.021063 | 0.0060283 | 0.0085253 | 0.0051847 | 0.006106 | 0.0051847 | 0.0052072
672 | 154162.8951 | 15385.3597 | 5882.1344 | 66316.4135 | 36816.6222 | 15387.5683 | 11658.7594 | 3053.4787 | 5918.9017 | 7951.04 | 26490.9206 | 8032.0975 | 9746.0142 | 3871.2769 | 7329.0742 | n/a | 8949.9206 | 5278.3127 | 4466.9276 | 9450.1378 | 10713.1478 | 8595.9623 | 1925.9863 | 4494.4226 | 7498.5792 | 4128.295 | 6582.1423 | 8413.5026 | 3546.8291 | 4599.667 | 247.2219 | 230.6508 | 230.6508 | 238.3161 | 256.2345 | 213.2746 | 267.2831 | 247.8997 | 267.2831 | 227.1337 | 254.1046 | 199.4156 | 239.5906 | 234.3336 | 234.7212 | 173508.2663 | 11133.6918 | 4311.9592 | 68625.6175 | 34992.4906 | 14208.3506 | 5658.5871 | 5307.8626 | 4960.3614 | 4343.0934 | 26218.8205 | 6044.1898 | 6786.0691 | 4573.147 | 6209.2664 | 160160.8 | 16176.3387 | 9548.672 | 69509.3451 | 42254.2285 | 24463.7984 | 14212.5494 | 7233.8489 | 9412.784 | 11812.8726 | 29102.9228 | 12197.4321 | 14848.9717 | 7669.076 | 10808.9334 | 136.13 | 136.13 | 136.13 | 136.13 | 136.13 | 136.13 | 136.13 | 136.13 | 136.13 | 136.13 | 136.13 | 136.13 | 136.13 | 136.13 | 136.13 | 0.0062424 | 0.0060479 | 3.2757e-12 | 0.0064434 | 0.00035362 | 2.0419e-12 | 2.6417e-05 | 7.0767e-24 | 1.9384e-09 | 2.2039e-10 | 0.00094169 | 7.7811e-11 | 3.8158e-11 | 1.3334e-21 | 1.7418e-10 | 0.0062424 | 0.01229 | 0.01229 | 0.012686 | 0.013039 | 0.012686 | 0.013066 | 0.013039 | 0.013066 | 0.012686 | 0.0071841 | 0.0062424 | 0.012686 | 0.0062424 | 0.0062424
673 | 158540.4726 | 16145.811 | 6187.2546 | 68035.9617 | 37845.142 | 16072.4654 | 12136.8352 | 3038.9073 | 6184.7201 | 8280.125 | 27038.2537 | 8174.9797 | 10245.9718 | 4085.8578 | 7253.7251 | n/a | 11058.2147 | 6416.0406 | 4360.0747 | 7722.2774 | 10399.0984 | 7533.2705 | 1901.8499 | 5726.1067 | 9436.9721 | 3186.7472 | 7569.5948 | 4854.0556 | 3941.2014 | 4551.0358 | 237.2261 | 220.4145 | 220.4145 | 224.5973 | 247.2711 | 191.1041 | 261.3348 | 236.6616 | 261.3348 | 208.7455 | 250.2691 | 173.4628 | 227.5678 | 225.1024 | 225.5959 | 175903.4619 | 11617.4041 | 4373.1351 | 70216.4377 | 30116.5685 | 14284.7424 | 5554.9817 | 5148.5188 | 4754.7147 | 4318.0764 | 27338.8814 | 6192.1289 | 7115.3623 | 4596.6886 | 5994.3617 | 163267.4 | 22352.3187 | 10738.9756 | 70546.0945 | 37225.9459 | 24122.8407 | 13068.3522 | 6997.6687 | 10480.8214 | 13545.3484 | 27800.6 | 13410.4237 | 10531.2 | 8466.5899 | 10538.8975 | 162.4351 | 162.4351 | 162.4351 | 162.4351 | 370.9067 | 162.4351 | 370.9067 | 370.9067 | 370.9067 | 162.4351 | 177.3519 | 162.4351 | 162.4605 | 162.4351 | 162.4351 | 0.015189 | 1.8343e-08 | 4.7652e-14 | 0.01114 | 0.069622 | 7.148e-11 | 0.0031392 | 8.0027e-23 | 1.0057e-10 | 6.2577e-13 | 0.014362 | 6.833e-13 | 0.01287 | 2.1175e-23 | 4.2265e-10 | 0.015189 | 0.015189 | 0.015189 | 0.026329 | 0.095951 | 0.026329 | 0.09909 | 0.095951 | 0.09909 | 0.026329 | 0.029551 | 0.015189 | 0.039199 | 0.015189 | 0.015189
674 | 149124.2749 | 14993.2606 | 5688.3204 | 64327.3269 | 35728.1123 | 15118.3612 | 11576.8224 | 2903.0811 | 5854.7819 | 7703.6628 | 25525.1804 | 8071.4698 | 9379.9189 | 3831.7286 | 6696.4826 | n/a | 11187.6406 | 6014.0664 | 4180.9782 | 9087.1538 | 8640.6371 | 7448.6689 | 2121.2983 | 5143.8136 | 7573.51 | 2611.4603 | 8053.6515 | 6915.7161 | 3478.2985 | 4648.9899 | 220.4033 | 204.2713 | 204.2713 | 206.371 | 230.5224 | 169.9238 | 245.5383 | 219.1948 | 245.5383 | 188.7594 | 236.1469 | 151.0883 | 210.1148 | 209.2766 | 209.8034 | 170072.1781 | 10458.9745 | 4302.4823 | 70071.3772 | 32858.853 | 13750.4622 | 6369.1906 | 5112.1353 | 5064.9307 | 4254.432 | 23610.4781 | 5756.7682 | 6074.1207 | 4590.2371 | 6060.0303 | 158877.8894 | 21251.5231 | 9982.8568 | 68414.5586 | 39043.51 | 21598.4993 | 12375.1628 | 7200.9336 | 8884.3475 | 11128.942 | 25975.1384 | 13716.8196 | 11363.0368 | 7747.7356 | 10396.2202 | 35.2179 | 35.2179 | 35.2179 | 38.6613 | 38.6613 | 38.6613 | 38.6613 | 38.6613 | 38.6613 | 38.6613 | 227.7449 | 38.6613 | 38.6613 | 35.2179 | 35.2179 | 0.00046856 | 5.2071e-09 | 2.3024e-14 | 0.0034183 | 0.0020714 | 1.2833e-09 | 0.0040778 | 1.2066e-25 | 1.5294e-08 | 1.0956e-09 | 0.021618 | 6.8995e-14 | 8.9449e-06 | 2.071e-22 | 7.5131e-12 | 0.00046856 | 0.00046856 | 0.00046856 | 0.0038869 | 0.0059583 | 0.0038869 | 0.010036 | 0.0059583 | 0.010036 | 0.0038869 | 0.022087 | 0.00046856 | 0.0038958 | 0.00046856 | 0.00046856
675 | 148357.7193 | 14905.4863 | 5663.4096 | 64014.6005 | 35549.0421 | 14787.6225 | 11320.6751 | 2791.7618 | 5756.1282 | 7656.2498 | 25251.0053 | 8056.6516 | 9280.111 | 3716.5401 | 6818.4524 | n/a | 10426.516 | 5104.6965 | 4370.6036 | 6355.5083 | 10498.7909 | 8090.5927 | 2100.0332 | 4331.2437 | 7413.1963 | 3293.5498 | 8086.4324 | 8730.2661 | 3679.9792 | 5795.7503 | 228.2558 | 211.1814 | 211.1814 | 212.0749 | 239.2994 | 170.5076 | 256.2481 | 226.5136 | 256.2481 | 191.7677 | 247.1602 | 149.2474 | 216.6577 | 216.831 | 217.4257 | 177821.9512 | 11106.721 | 4162.6509 | 74130.9558 | 32461.6376 | 15352.5334 | 6174.1836 | 5154.3149 | 4832.9564 | 4816.0919 | 25593.2281 | 5965.4969 | 6500.9642 | 4532.5761 | 6360.0594 | 157116.3 | 21230.337 | 9244.9474 | 71629.0639 | 37274.4459 | 24613.1243 | 13988.5763 | 7243.6481 | 9045.4 | 11222.9882 | 27584.6779 | 13820.0293 | 14751.7304 | 8002.0907 | 11361.2097 | 57.91 | 57.91 | 57.91 | 57.91 | 97.7798 | 57.91 | 97.7798 | 97.7798 | 97.7798 | 57.91 | 57.91 | 57.91 | 57.91 | 57.91 | 57.91 | 0.00087572 | 3.9979e-09 | 2.3283e-12 | 0.00034888 | 0.008614 | 1.0356e-13 | 1.5118e-05 | 1.8562e-27 | 3.3087e-09 | 4.7825e-10 | 0.0011962 | 3.714e-14 | 2.7928e-12 | 5.3502e-25 | 7.5306e-14 | 0.00087572 | 0.00087572 | 0.00087572 | 0.0012246 | 0.0098386 | 0.0012246 | 0.0098537 | 0.0098386 | 0.0098537 | 0.0012246 | 0.0020719 | 0.00087572 | 0.0012246 | 0.00087572 | 0.00087572
676 | 151617.4414 | 15661.0586 | 5812.7378 | 65306.6755 | 36365.1461 | 14951.4353 | 11652.3998 | 2956.9173 | 5987.0028 | 7626.0348 | 25997.4874 | 7670.6988 | 9620.684 | 4187.4616 | 7109.0016 | n/a | 10381.789 | 7906.4793 | 4062.9723 | 9600.9781 | 10170.6409 | 8193.4666 | 1494.5881 | 2929.9206 | 6491.7916 | 4794.8304 | 7167.443 | 4316.2227 | 3173.7084 | 6239.2426 | 232.9869 | 215.7675 | 215.7675 | 217.4072 | 243.9391 | 177.1494 | 260.4449 | 231.4874 | 260.4449 | 197.8541 | 250.8061 | 156.4448 | 221.6842 | 221.2694 | 221.8486 | 176755.3584 | 10661.4349 | 4135.9149 | 74349.3899 | 31553.0989 | 14337.2651 | 5887.9965 | 5233.4829 | 5087.3852 | 4640.2617 | 27244.2837 | 5927.8209 | 6437.1753 | 4618.8805 | 5877.9847 | 158059.8 | 20857.0239 | 11947.4941 | 69305.8109 | 38237.7874 | 22203.4339 | 13385.0632 | 6728.0709 | 7395.8059 | 10382.2708 | 28748.8245 | 11540.5744 | 9656.098 | 7525.8889 | 12052.7273 | 115.9732 | 115.9732 | 115.9732 | 115.9732 | 115.9732 | 115.9732 | 115.9732 | 115.9732 | 115.9732 | 115.9732 | 115.9732 | 115.9732 | 299.2127 | 115.9732 | 115.9732 | 0.0043912 | 1.3664e-07 | 2.808e-19 | 0.0037582 | 0.0078309 | 1.3464e-10 | 0.00028036 | 2.1727e-22 | 4.5634e-05 | 2.8223e-08 | 0.00071183 | 1.3452e-10 | 0.033507 | 5.6539e-18 | 2.313e-14 | 0.0043912 | 0.0043913 | 0.0043913 | 0.0081494 | 0.01598 | 0.0081494 | 0.016261 | 0.01598 | 0.016306 | 0.0081494 | 0.005103 | 0.0043912 | 0.041656 | 0.0043912 | 0.0043912
677 | 151439.3847 | 15112.7594 | 5604.9 | 65233.9926 | 36401.2094 | 15322.2662 | 11668.4331 | 3006.9139 | 5886.9239 | 7909.0174 | 25859.196 | 7944.8052 | 9939.2786 | 3908.3392 | 7163.9629 | n/a | 10070.3103 | 6462.0685 | 3994.8176 | 8548.4912 | 8739.4477 | 6413.0829 | 2144.0315 | 3864.8463 | 7742.5065 | 4575.4673 | 7436.9456 | 7798.3735 | 2772.4154 | 4809.5058 | 216.4483 | 200.688 | 200.688 | 203.0364 | 226.2598 | 168.0975 | 240.6937 | 215.3711 | 240.6937 | 186.2031 | 231.3282 | 149.9919 | 206.5553 | 205.4993 | 206.0057 | 174887.7581 | 11857.4967 | 4438.5493 | 70054.636 | 33006.083 | 14242.1586 | 6612.4163 | 5353.9664 | 5287.8124 | 4592.5811 | 27994.3142 | 5982.3644 | 6835.4071 | 4632.2236 | 6028.3077 | 156723.2 | 20685.0619 | 10808.4178 | 67977.4917 | 37632.8993 | 22526.2193 | 12037.8 | 7491.6979 | 8231.3596 | 12092.1006 | 28645.4815 | 13206.91 | 14362.7806 | 6917.239 | 10829.1135 | 132 | 132 | 132 | 132 | 141.5057 | 132 | 158.2696 | 141.5057 | 158.2696 | 132 | 132 | 132 | 132 | 132 | 132 | 0.0092279 | 3.3377e-08 | 3.356e-17 | 0.0082805 | 0.013828 | 2.4399e-10 | 0.01427 | 8.0577e-26 | 4.4941e-07 | 4.0798e-11 | 0.00066092 | 2.9161e-13 | 8.5637e-10 | 1.9621e-17 | 3.9283e-11 | 0.0092279 | 0.009228 | 0.009228 | 0.017508 | 0.031337 | 0.017508 | 0.045606 | 0.031337 | 0.045607 | 0.017508 | 0.0098889 | 0.0092279 | 0.017508 | 0.0092279 | 0.0092279
678 | 153543.1127 | 15340.8962 | 5947.9604 | 66072.757 | 36673.8479 | 15471.7124 | 11943.8793 | 3067.871 | 5831.316 | 7794.7117 | 26182.4774 | 8322.6237 | 9812.7831 | 4074.2302 | 6911.9706 | n/a | 9934.7931 | 5771.0038 | 4066.3456 | 8949.6234 | 9798.9241 | 5402.3142 | 1572.5215 | 4478.0139 | 9063.8265 | 3290.6432 | 6863.268 | 5761.3319 | 3290.5283 | 4345.6264 | 240.3579 | 223.4875 | 223.4875 | 228.2934 | 250.2855 | 196.0525 | 263.9151 | 240.0035 | 263.9151 | 213.1493 | 252.4205 | 178.9557 | 230.9903 | 228.0306 | 228.5089 | 175355.9836 | 10830.9686 | 4396.0415 | 72729.7386 | 32745.3507 | 13807.3916 | 6115.4952 | 5203.6141 | 5118.0349 | 3906.8139 | 27039.4935 | 5937.6668 | 6118.5427 | 4577.9689 | 5998.8731 | 158464.4 | 19255.0687 | 8876.2523 | 70503.0101 | 37733.6 | 21863.3157 | 11517.8095 | 6749.8357 | 9596.0488 | 11797.2404 | 28400.3437 | 12231.3349 | 11660.2746 | 6302.4042 | 9075.6064 | 156.6511 | 156.6511 | 156.6511 | 156.6511 | 174.7673 | 156.6511 | 395.8726 | 174.7673 | 395.8726 | 156.6511 | 156.6511 | 156.6511 | 156.6511 | 156.6511 | 156.6511 | 0.012132 | 2.5435e-06 | 4.5523e-10 | 0.0029578 | 0.016212 | 2.3854e-09 | 0.12222 | 3.394e-21 | 4.0386e-10 | 7.4458e-11 | 0.0016121 | 5.2124e-10 | 2.2375e-05 | 4.9405e-13 | 1.2129e-07 | 0.012132 | 0.012134 | 0.012134 | 0.01509 | 0.031302 | 0.01509 | 0.15352 | 0.031302 | 0.15352 | 0.01509 | 0.013744 | 0.012132 | 0.015112 | 0.012132 | 0.012132
679 | 152305.6843 | 15202.552 | 5714.8376 | 65577.5501 | 36388.6044 | 15438.9919 | 11674.1787 | 2936.5131 | 5808.3014 | 8060.0378 | 26002.7474 | 8105.1088 | 9686.6826 | 3916.5695 | 6956.2454 | n/a | 14922.0689 | 7037.1927 | 2917.2608 | 8754.2578 | 12338.8014 | 9948.6382 | 1345.6537 | 5236.9416 | 5299.8872 | 4725.007 | 7564.7756 | 8136.9349 | 3169.4712 | 5759.4534 | 223.9086 | 207.2198 | 207.2198 | 208.3065 | 234.6492 | 168.1585 | 251.0456 | 222.2801 | 251.0456 | 188.7258 | 242.0259 | 147.5912 | 212.6862 | 212.6852 | 213.2605 | 171839.7883 | 9648.5362 | 4241.4495 | 69135.9085 | 32274.9697 | 13209.755 | 5549.1443 | 5096.5502 | 4825.7707 | 3790.6288 | 27934.1746 | 6005.7974 | 6732.2966 | 4564.3042 | 6142.1829 | 156020.1 | 24351.9051 | 11228.8422 | 69235.6304 | 40001.0275 | 24495.1403 | 15409.8825 | 6267.1038 | 10062.7122 | 8222.6 | 26712.7 | 13385.073 | 14557.3315 | 7497.9754 | 10428.2024 | 174.1274 | 174.1274 | 174.1274 | 174.1274 | 174.1274 | 174.1274 | 174.1274 | 174.1274 | 174.1274 | 175.3555 | 174.6854 | 174.1274 | 174.1274 | 174.1274 | 174.1274 | 0.025745 | 4.5754e-12 | 8.4977e-18 | 0.0047047 | 0.0016814 | 2.3265e-12 | 8.9081e-07 | 3.7838e-20 | 3.439e-11 | 0.017276 | 0.014867 | 4.4536e-13 | 8.6888e-11 | 2.7506e-20 | 6.5131e-11 | 0.025745 | 0.025745 | 0.025745 | 0.03045 | 0.032131 | 0.03045 | 0.032132 | 0.032131 | 0.032132 | 0.047726 | 0.040612 | 0.025745 | 0.03045 | 0.025745 | 0.025745
680 | 152663.4595 | 15122.8449 | 5735.9858 | 65693.7185 | 36377.6567 | 15541.3422 | 11556.3592 | 2907.0056 | 6076.0667 | 7629.7566 | 26155.7558 | 8072.8551 | 9586.3675 | 4020.498 | 7209.0119 | n/a | 9910.4742 | 4738.3567 | 4743.3407 | 8283.8016 | 11231.2639 | 8244.0085 | 1795.8852 | 4544.3935 | 8047.2761 | 4415.4281 | 6781.5962 | 6895.4695 | 3117.6593 | 6042.2685 | 215.6974 | 199.0486 | 199.0486 | 198.1022 | 226.9218 | 153.4802 | 244.8919 | 213.3654 | 244.8919 | 176.0217 | 237.1957 | 130.9388 | 203.4192 | 205.0386 | 205.6692 | 170833.0034 | 10186.2838 | 4263.3329 | 71339.8732 | 31612.8789 | 14165.4655 | 5971.0934 | 5195.4883 | 5007.3522 | 4321.3933 | 24902.2162 | 5853.0877 | 7473.8586 | 4622.5933 | 5972.1377 | 156353.3 | 19783.058 | 8839.6896 | 69384.7189 | 39078.9805 | 23997.2378 | 14215.1019 | 6904.3735 | 9551.7457 | 11712.9695 | 26885.9 | 11890.8923 | 11945.8281 | 7729.2526 | 12014.4062 | 169.0397 | 169.0397 | 169.0397 | 169.0397 | 169.0397 | 169.0397 | 169.0397 | 169.0397 | 169.0397 | 169.0397 | 169.0649 | 169.0397 | 169.0397 | 169.0397 | 169.0397 | 0.026253 | 3.365e-07 | 7.252e-11 | 0.0046274 | 0.0037627 | 1.271e-11 | 1.8245e-05 | 5.6771e-24 | 3.2538e-09 | 3.194e-11 | 0.014519 | 4.5852e-10 | 2.2625e-06 | 1.9089e-20 | 7.4286e-14 | 0.026253 | 0.026254 | 0.026254 | 0.030881 | 0.034643 | 0.030881 | 0.034662 | 0.034643 | 0.034662 | 0.030881 | 0.040772 | 0.026253 | 0.030883 | 0.026253 | 0.026253
681 | 158248.2599 | 15822.2234 | 5807.9938 | 67939.778 | 37853.2724 | 16034.5696 | 12420.2943 | 3131.57 | 6416.8974 | 8387.1466 | 27034.1107 | 8518.7188 | 10207.2281 | 3855.1812 | 7537.1597 | n/a | 8809.5763 | 7136.9106 | 4113.0152 | 7917.3148 | 11637.6031 | 9393.0203 | 1932.7507 | 4647.715 | 6716.3054 | 4418.6107 | 6078.429 | 7877.3611 | 4120.5537 | 5063.6544 | 229.4639 | 211.9517 | 211.9517 | 211.6391 | 241.0989 | 166.24 | 259.4585 | 227.2488 | 259.4585 | 189.2699 | 250.9254 | 143.2101 | 216.913 | 218.0715 | 218.7157 | 168244.7238 | 9931.4571 | 4129.8567 | 67517.3199 | 31541.6129 | 14129.6908 | 6284.152 | 5028.4056 | 5188.7042 | 4425.9607 | 24855.1369 | 5649.0746 | 5776.3543 | 4584.5634 | 6102.6851 | 162240.8 | 17937.533 | 11208.6673 | 70454.4351 | 38653.3277 | 25715.294 | 15593.5722 | 6663.2562 | 9752.8192 | 11142.2661 | 27679.4 | 11675.5036 | 13407.7154 | 8705.1171 | 11121.5395 | 173.11 | 173.11 | 173.11 | 173.11 | 209.157 | 173.11 | 209.157 | 209.157 | 209.157 | 173.11 | 198.73 | 173.11 | 173.11 | 173.11 | 173.11 | 0.023809 | 0.00026187 | 3.1738e-17 | 0.011096 | 0.020815 | 1.1716e-12 | 7.7699e-06 | 4.7864e-20 | 1.4283e-08 | 1.021e-07 | 0.016979 | 2.451e-08 | 1.5658e-07 | 4.5423e-27 | 1.6892e-10 | 0.023809 | 0.024071 | 0.024071 | 0.034905 | 0.05572 | 0.034905 | 0.055728 | 0.05572 | 0.055728 | 0.034905 | 0.040789 | 0.023809 | 0.034905 | 0.023809 | 0.023809
682 | 155646.1709 | 16160.6902 | 6178.1993 | 66879.4135 | 37283.3809 | 15587.3056 | 12022.0145 | 3091.0832 | 6086.7862 | 7808.894 | 26582.1899 | 7990.4687 | 9899.1382 | 4088.2106 | 7444.3904 | n/a | 11559.8564 | 5774.929 | 4711.7686 | 10688.3203 | 8640.0883 | 10319.9167 | 2135.1749 | 4743.7686 | 5798.072 | 4007.3819 | 4544.1944 | 5470.403 | 3241.8065 | 6310.9064 | 223.8325 | 207.0508 | 207.0508 | 207.7938 | 234.7208 | 166.6348 | 251.4863 | 222.0731 | 251.4863 | 187.6652 | 242.6408 | 145.6044 | 212.3611 | 212.6393 | 213.2276 | 182409.0906 | 11024.8998 | 4237.8834 | 75666.6672 | 33315.3056 | 13838.17 | 6410.8624 | 5133.6672 | 5150.6142 | 4616.95 | 27162.3462 | 5499.1714 | 6666.8265 | 4728.5285 | 5843.7468 | 161462.1 | 20660.1827 | 9992.9124 | 70715.642 | 39740.2831 | 21352.3582 | 15792.3791 | 6052.2992 | 9815.6828 | 10223.222 | 28360.5477 | 9842.8657 | 11859.4294 | 7958.3351 | 12001.4532 | 128.3344 | 128.3344 | 128.3344 | 128.3344 | 128.3344 | 128.3344 | 128.3344 | 128.3344 | 128.3344 | 128.3344 | 128.3344 | 128.3344 | 128.3344 | 128.3344 | 128.3344 | 0.0072279 | 1.0465e-06 | 4.0888e-12 | 0.0044087 | 0.004925 | 1.3441e-08 | 1.1034e-06 | 2.3723e-17 | 1.0291e-09 | 2.1707e-07 | 0.0032114 | 5.3846e-06 | 1.5206e-05 | 6.357e-21 | 6.7216e-13 | 0.0072279 | 0.0072289 | 0.0072289 | 0.011637 | 0.016562 | 0.011637 | 0.016563 | 0.016562 | 0.016563 | 0.011637 | 0.010439 | 0.0072333 | 0.011652 | 0.0072279 | 0.0072279
683 | 159122.6686 | 15928.6082 | 5907.6657 | 68277.8861 | 38036.4859 | 15930.368 | 12096.662 | 2964.2277 | 6091.9845 | 8016.402 | 27049.3248 | 8187.855 | 10056.2676 | 4157.7921 | 7203.578 | n/a | 8626.1751 | 4412.4848 | 3689.4999 | 9018.4837 | 11083.7225 | 7448.4348 | 1952.8798 | 3301.4599 | 8641.046 | 4473.5061 | 5722.1448 | 8217.904 | 3074.2998 | 4379.077 | 214.8653 | 198.4027 | 198.4027 | 197.885 | 225.8592 | 154.7032 | 243.2962 | 212.705 | 243.2962 | 176.5758 | 235.418 | 132.8305 | 202.9473 | 204.215 | 204.8268 | 176134.3924 | 10428.4739 | 4129.3408 | 70019.8233 | 31619.1583 | 13775.5495 | 5453.7762 | 5005.5842 | 4958.5446 | 4084.0634 | 26323.5516 | 5731.7065 | 6998.7534 | 4557.2983 | 6058.9244 | 162969.7 | 18896.749 | 8541.8255 | 69775.4 | 39321.0082 | 23246.9825 | 12450.3 | 6492.7412 | 7813.2935 | 11112.82 | 27797.8 | 11453.8512 | 15125.7574 | 7583.2981 | 9876.8377 | 168.3498 | 168.3498 | 168.3498 | 168.609 | 168.609 | 168.609 | 168.6662 | 168.609 | 168.6662 | 168.609 | 168.6435 | 168.609 | 168.609 | 168.3498 | 168.3498 | 0.026253 | 3.5127e-05 | 2.6161e-09 | 0.018256 | 0.013857 | 3.7682e-10 | 0.015478 | 4.8567e-21 | 1.1952e-05 | 1.0702e-08 | 0.014657 | 8.1558e-09 | 8.2549e-11 | 1.6853e-18 | 1.1569e-08 | 0.026253 | 0.026288 | 0.026288 | 0.044509 | 0.058366 | 0.044509 | 0.073844 | 0.058366 | 0.073856 | 0.044509 | 0.04091 | 0.026253 | 0.044509 | 0.026253 | 0.026253
684 | 154772.0975 | 15597.2465 | 5790.3833 | 66556.0764 | 37023.4666 | 15624.2594 | 11931.8028 | 3052.1341 | 6135.0839 | 7785.3532 | 26348.8036 | 8165.7253 | 9833.7132 | 3977.4777 | 7164.1357 | n/a | 10332.4203 | 5770.8329 | 4339.6776 | 10900.4421 | 8930.2835 | 7172.3447 | 2018.0816 | 4617.1742 | 7476.1852 | 4897.9168 | 6133.3609 | 7560.6271 | 2203.9098 | 4826.8827 | 237.9255 | 220.1279 | 220.1279 | 221.0596 | 249.4368 | 177.7326 | 267.103 | 236.1097 | 267.103 | 199.8928 | 257.6299 | 155.5723 | 225.8363 | 226.0166 | 226.6365 | 174397.7897 | 10774.9066 | 4290.956 | 70614.2623 | 30730.6613 | 14603.0006 | 5115.6895 | 5087.9998 | 4501.8897 | 4922.2367 | 26021.728 | 5864.1606 | 6718.0434 | 4712.21 | 5891.6473 | 161752.4 | 20329.6269 | 10061.7889 | 69475.5379 | 38798.0354 | 22035.8503 | 12095.2 | 7081.1814 | 9086.1297 | 11040.288 | 29193.891 | 11858.2216 | 13924.6704 | 6757.8198 | 10663.93 | 109.2726 | 109.2726 | 109.2726 | 109.2726 | 109.2726 | 109.2726 | 286.65 | 109.2726 | 286.65 | 109.2726 | 109.2726 | 109.2726 | 109.2726 | 109.2726 | 109.2726 | 0.003406 | 4.033e-07 | 4.4176e-14 | 0.0076862 | 0.0087834 | 2.663e-09 | 0.026081 | 4.2393e-23 | 4.2985e-08 | 3.0889e-09 | 0.00065508 | 1.0272e-09 | 2.7051e-09 | 4.9099e-16 | 1e-10 | 0.003406 | 0.0034064 | 0.0034064 | 0.011092 | 0.019876 | 0.011092 | 0.045956 | 0.019876 | 0.045956 | 0.011092 | 0.0040611 | 0.003406 | 0.011092 | 0.003406 | 0.003406
685 | 156347.4497 | 15755.4589 | 6066.6532 | 67178.0213 | 37362.3137 | 15730.7303 | 11917.0985 | 3042.9718 | 5891.8415 | 8238.5256 | 26483.7759 | 8355.8598 | 9632.1981 | 3971.3063 | 7232.5508 | n/a | 8373.3712 | 4797.2041 | 5084.0298 | 8372.2211 | 8123.8302 | 8697.7212 | 1786.7939 | 4535.3434 | 6338.2048 | 3790.059 | 7265.4444 | 6298.9475 | 2772.665 | 5880.9872 | 225.1931 | 208.5708 | 208.5708 | 210.2291 | 235.7465 | 171.537 | 251.6201 | 223.7718 | 251.6201 | 191.4485 | 242.2672 | 151.6255 | 214.3225 | 213.8619 | 214.4189 | 175268.0918 | 9870.5648 | 4379.548 | 73874.9943 | 32117.8873 | 14922.1217 | 5880.567 | 5075.742 | 4866.9662 | 4916.4688 | 25559.9383 | 5695.7772 | 6336.4394 | 4552.8855 | 5867.7846 | 160946.3 | 17383.4881 | 8627.9042 | 73572.4818 | 38523.2 | 20804.3179 | 13452.4798 | 6760.8359 | 8336.2013 | 9833.3396 | 27855.5974 | 12874.5216 | 11844.1869 | 6767.1505 | 11748.7718 | 155.5258 | 155.5258 | 155.5258 | 155.5258 | 157.0502 | 155.5258 | 157.0502 | 157.0502 | 157.0502 | 155.5258 | 155.5258 | 155.5258 | 155.5258 | 155.5258 | 155.5258 | 0.015795 | 0.0008341 | 6.3876e-09 | 0.00092834 | 0.015116 | 8.9114e-08 | 0.00054611 | 1.5401e-21 | 2.8046e-07 | 1.9808e-05 | 0.0057612 | 3.2846e-11 | 4.3461e-06 | 3.9136e-16 | 4.0891e-13 | 0.015795 | 0.016629 | 0.016629 | 0.016723 | 0.031839 | 0.016723 | 0.032385 | 0.031839 | 0.032385 | 0.016743 | 0.021556 | 0.015795 | 0.016727 | 0.015795 | 0.015795
686 | 157870.9018 | 15833.6572 | 5826.5264 | 67781.7044 | 37663.2468 | 15660.3419 | 11959.9092 | 2978.1349 | 6166.9646 | 7955.2402 | 26828.1791 | 8093.4825 | 10289.2048 | 4097.9379 | 7316.1534 | n/a | 9608.8869 | 5239.0964 | 3461.3713 | 6719.8134 | 8180.1914 | 7118.1772 | 1805.7686 | 4654.3312 | 7359.6451 | 4907.3037 | 8174.4743 | 7019.7862 | 3519.6823 | 5611.8861 | 230.4855 | 213.3906 | 213.3906 | 214.8025 | 241.4126 | 174.3498 | 257.9706 | 228.9215 | 257.9706 | 195.1199 | 248.54 | 153.5798 | 219.1493 | 218.9099 | 219.4909 | 176421.3001 | 10528.6053 | 4416.5119 | 72714.1 | 31203.7924 | 15164.8918 | 6013.0266 | 5023.6493 | 4883.0379 | 4217.7009 | 28308.1167 | 6118.9541 | 6947.0707 | 4655.6984 | 5827.9243 | 164375.7 | 17673.4464 | 8294.7236 | 72753.5865 | 36499.8058 | 21812.9984 | 13131.2038 | 6784.5179 | 9537.369 | 11523.046 | 30437.9356 | 14176.5284 | 13695.157 | 8084.7807 | 11439.8104 | 119.1061 | 119.1061 | 119.1061 | 119.1061 | 362.1189 | 119.1061 | 362.1189 | 362.1189 | 362.1189 | 119.1061 | 119.1061 | 119.1061 | 119.1061 | 119.1061 | 119.1061 | 0.004986 | 0.00051056 | 6.053e-09 | 0.0022818 | 0.10043 | 5.3551e-09 | 0.0015414 | 1.9655e-22 | 6.7061e-09 | 9.425e-10 | 0.00023425 | 9.0809e-15 | 7.8382e-08 | 1.9294e-21 | 4.7855e-12 | 0.004986 | 0.0054965 | 0.0054965 | 0.0072678 | 0.1077 | 0.0072678 | 0.10924 | 0.1077 | 0.10924 | 0.0072678 | 0.0052202 | 0.004986 | 0.0072679 | 0.004986 | 0.004986
687 | 155733.2944 | 15438.8351 | 5798.7337 | 66916.4179 | 37276.5031 | 15927.9455 | 11788.7605 | 3153.6565 | 5830.3761 | 8395.2698 | 26337.1927 | 8398.359 | 10198.2996 | 4142.6234 | 7455.2081 | n/a | 11202.0399 | 5077.4013 | 5023.9176 | 9591.1172 | 10826.1339 | 7943.3714 | 1780.5692 | 4179.0924 | 8335.0643 | 4850.3572 | 6312.4489 | 7227.8905 | 3225.9693 | 4935.559 | 247.1991 | 230.0008 | 230.0008 | 235.4742 | 257.1756 | 203.8988 | 270.614 | 247.0379 | 270.614 | 220.7558 | 258.5279 | 187.0419 | 237.9555 | 234.4802 | 234.9517 | 178550.0115 | 10186.7295 | 4090.5493 | 72719.4486 | 32677.146 | 15118.4299 | 5484.2143 | 5277.2664 | 4758.7366 | 4824.4263 | 29346.2488 | 5847.7286 | 5575.5688 | 4457.1279 | 6076.5768 | 161396.1891 | 20285.8694 | 8956.3506 | 70509.45 | 38460.2 | 25587.0638 | 12606.4857 | 6998.8356 | 8157.929 | 12888.4906 | 31257.9529 | 12073.6775 | 10571.5063 | 7107.5972 | 10376.2357 | 145.3906 | 145.3906 | 145.3906 | 145.3906 | 168.7408 | 145.3906 | 168.7408 | 168.7408 | 168.7408 | 145.3906 | 145.3906 | 145.3906 | 145.3906 | 145.3906 | 145.3906 | 0.0079698 | 2.6976e-07 | 6.3703e-11 | 0.0051273 | 0.014787 | 1.0524e-12 | 0.0040228 | 1.6881e-21 | 4.3726e-07 | 3.1891e-11 | 3.0966e-05 | 1.8096e-09 | 0.009098 | 2.2982e-16 | 5.005e-09 | 0.0079698 | 0.0079701 | 0.0079701 | 0.013097 | 0.027884 | 0.013097 | 0.031907 | 0.027884 | 0.031907 | 0.013097 | 0.0080008 | 0.0079698 | 0.022195 | 0.0079698 | 0.0079698
688 | 155212.0309 | 15683.481 | 6013.9003 | 66727.0485 | 37162.0194 | 15248.4307 | 11772.1138 | 3005.0427 | 5768.1497 | 7931.0108 | 26398.16 | 7916.4554 | 9718.8448 | 4108.9298 | 7010.8375 | n/a | 8766.9228 | 5731.7163 | 3416.9198 | 7042.8419 | 9733.9591 | 8389.3031 | 2018.7702 | 4851.5658 | 7994.2969 | 4589.715 | 6699.8808 | 6531.1289 | 4048.6468 | 4090.4121 | 215.3911 | 199.0239 | 199.0239 | 198.978 | 226.2037 | 157.1014 | 243.1672 | 213.4067 | 243.1672 | 178.3802 | 235.0342 | 135.8226 | 203.7922 | 204.6784 | 205.2736 | 173424.7922 | 10995.7133 | 4296.1359 | 69827.6566 | 30855.3187 | 13568.4418 | 5699.8293 | 5305.4499 | 4807.1859 | 4166.5915 | 25962.7152 | 6069.025 | 5718.4782 | 4747.9841 | 5993.9834 | 159542.9079 | 17945.2361 | 10001.8522 | 69778.6921 | 37134.2763 | 22595.9009 | 13870.3481 | 7324.2201 | 9658.7517 | 11694.6884 | 28483.5302 | 12528.6059 | 10452.0072 | 8469.331 | 9290.4955 | 153.5582 | 153.5582 | 153.5582 | 153.5582 | 332.9815 | 153.5582 | 332.9815 | 332.9815 | 332.9815 | 153.5582 | 153.5582 | 153.5582 | 153.5582 | 153.5582 | 153.5582 | 0.018288 | 0.00017529 | 7.3204e-13 | 0.0071169 | 0.04211 | 1.5293e-10 | 0.00010398 | 5.8383e-25 | 1.78e-10 | 3.406e-10 | 0.0020109 | 6.4644e-12 | 0.0019534 | 3.4859e-23 | 7.4233e-08 | 0.018288 | 0.018463 | 0.018463 | 0.025405 | 0.067515 | 0.025405 | 0.067619 | 0.067515 | 0.067619 | 0.025405 | 0.020299 | 0.018288 | 0.027358 | 0.018288 | 0.018288
689 | 150713.9458 | 15384.5318 | 5659.1335 | 64958.6011 | 36172.5211 | 14701.7344 | 11721.4043 | 3017.2806 | 5984.5145 | 7698.0233 | 25599.6654 | 7502.3135 | 9310.0585 | 3880.2655 | 6924.1209 | n/a | 9352.5334 | 6063.3753 | 2726.0738 | 10244.8542 | 10713.3217 | 7664.109 | 1717.3826 | 4837.4539 | 8383.3651 | 4220.9325 | 5691.3959 | 8974.6896 | 3488.218 | 4398.6664 | 222.2368 | 206.153 | 206.153 | 208.9059 | 232.1602 | 174.0519 | 246.6072 | 221.2616 | 246.6072 | 192.174 | 236.8212 | 155.9298 | 212.3307 | 210.9686 | 211.4755 | 170696.624 | 9120.4208 | 4094.6477 | 69326.112 | 30968.8475 | 14568.8144 | 5611.74 | 5003.5317 | 4838.2782 | 4697.5587 | 25915.5773 | 5944.8815 | 6178.1716 | 4712.0067 | 6055.8922 | 156967.1 | 16871.8837 | 8843.9526 | 67449.6 | 40081.14 | 24982.4362 | 12604.7872 | 6720.9143 | 9664.8322 | 13075.7238 | 28005.1098 | 11341.7774 | 14516.4758 | 8200.2247 | 10403.2586 | 113.9021 | 113.9021 | 113.9021 | 116.75 | 116.75 | 116.75 | 116.75 | 116.75 | 116.75 | 116.75 | 113.9021 | 116.75 | 116.75 | 113.9021 | 113.9021 | 0.0048419 | 0.0010751 | 3.205e-11 | 0.010618 | 0.0012673 | 2.5726e-14 | 0.0032888 | 1.251e-21 | 9.6269e-10 | 5.4108e-14 | 0.0011267 | 1.0141e-10 | 9.304e-12 | 3.2635e-24 | 5.6868e-11 | 0.0048419 | 0.0059171 | 0.0059171 | 0.01546 | 0.016727 | 0.01546 | 0.020016 | 0.016727 | 0.020016 | 0.01546 | 0.0059687 | 0.0048419 | 0.01546 | 0.0048419 | 0.0048419
690 | 153788.9703 | 15492.6703 | 5896.3837 | 66150.2658 | 36711.1351 | 15370.997 | 11775.0672 | 2924.1845 | 5984.9781 | 7878.868 | 25882.4447 | 8076.3388 | 9835.6921 | 3987.0252 | 7163.1699 | n/a | 9231.3525 | 4583.623 | 4916.3334 | 8839.0999 | 9905.5658 | 5640.5917 | 2028.0913 | 4274.5361 | 7359.9435 | 2871.7458 | 5296.5981 | 7520.3482 | 3513.4486 | 3872.8029 | 231.0386 | 213.7674 | 213.7674 | 214.7111 | 242.1996 | 172.7544 | 259.3119 | 229.2903 | 259.3119 | 194.2199 | 250.0936 | 151.2889 | 219.3281 | 219.4715 | 220.0719 | 171676.3733 | 10174.7109 | 4412.4345 | 68884.7578 | 32873.6657 | 13704.9023 | 5887.2607 | 5164.0343 | 5067.5462 | 4099.4492 | 26584.5482 | 5997.7408 | 6759.8551 | 4640.1098 | 5860.9457 | 157500 | 19314.3634 | 8953.4575 | 69195.1557 | 39066.8301 | 22193.6681 | 11671.9545 | 7135.8256 | 9342.0822 | 11304.1927 | 27430.8564 | 10848.2389 | 14120.4033 | 7996.5584 | 8480.211 | 181.3119 | 181.3119 | 181.3119 | 181.3119 | 181.3119 | 181.3119 | 388.9678 | 181.3119 | 388.9678 | 181.3119 | 181.3119 | 181.3119 | 181.3119 | 181.3119 | 181.3119 | 0.026511 | 3.5138e-06 | 1.7004e-10 | 0.0070304 | 0.0052071 | 6.979e-10 | 0.055425 | 5.2379e-25 | 4.4583e-09 | 1.6115e-09 | 0.0042229 | 7.0975e-08 | 1.2438e-09 | 4.354e-22 | 2.2574e-05 | 0.026511 | 0.026515 | 0.026515 | 0.033542 | 0.038749 | 0.033542 | 0.094173 | 0.038749 | 0.094173 | 0.033542 | 0.030734 | 0.026511 | 0.033542 | 0.026511 | 0.026534
691 | 146386.4608 | 14515.504 | 5666.0118 | 63225.5264 | 35096.5001 | 14722.9952 | 10999.5372 | 2956.1429 | 5486.7164 | 7364.7699 | 25118.5661 | 7729.2114 | 9475.8886 | 3833.2771 | 6463.6721 | n/a | 9911.6877 | 5865.6831 | 3953.4005 | 8415.6569 | 11456.1595 | 7849.1222 | 2187.3231 | 4301.2362 | 8437.6603 | 4356.9788 | 5360.4191 | 7887.7372 | 3367.7162 | 5303.8178 | 226.8844 | 210.5152 | 210.5152 | 213.503 | 236.9373 | 178.4491 | 251.493 | 225.9568 | 251.493 | 196.7075 | 241.4139 | 160.1908 | 216.9017 | 215.367 | 215.8778 | 172910.3646 | 10212.1721 | 4278.8728 | 70908.8754 | 31053.3863 | 14101.5679 | 5821.4635 | 5186.3503 | 4820.0055 | 4164.7844 | 26430.6141 | 5831.7518 | 6430.662 | 4596.9427 | 6037.8724 | 150624.1 | 16699.3598 | 10045.0559 | 68045.5932 | 37367.2606 | 24165.2274 | 13320.5857 | 6199.6908 | 8949.0417 | 12430.9447 | 28063.2936 | 10704.7709 | 12627.5992 | 7304.9589 | 11308.0902 | 158.2536 | 158.2536 | 158.2536 | 158.2536 | 158.2536 | 158.2536 | 158.2536 | 158.2536 | 158.2536 | 158.2536 | 158.2536 | 158.2536 | 158.2536 | 158.2536 | 158.2536 | 0.016586 | 0.00013816 | 1.1739e-14 | 0.0020262 | 0.0051186 | 2.6086e-13 | 3.4594e-05 | 1.4618e-19 | 6.1044e-10 | 8.2134e-14 | 0.00045786 | 1.4002e-08 | 7.3623e-08 | 4.0947e-20 | 2.5947e-15 | 0.016586 | 0.016724 | 0.016724 | 0.018612 | 0.02373 | 0.018612 | 0.023765 | 0.02373 | 0.023765 | 0.018612 | 0.017043 | 0.016586 | 0.018612 | 0.016586 | 0.016586
692 | 156043.0615 | 15737.1922 | 5801.0837 | 67059.6844 | 37212.0284 | 15484.9514 | 11567.0433 | 3052.6432 | 5802.1222 | 7737.2449 | 26629.4322 | 8104.305 | 10009.7124 | 3811.3122 | 7224.4693 | n/a | 8776.3785 | 6471.8375 | 3822.2572 | 8606.9362 | 11987.404 | 9297.318 | 1637.7044 | 4113.6788 | 9731.2573 | 4920.5933 | 4948.7588 | 5136.7371 | 2762.408 | 5201.5534 | 224.9403 | 208.5674 | 208.5674 | 211.028 | 235.1279 | 174.7783 | 250.1062 | 223.8286 | 250.1062 | 193.5667 | 240.3633 | 155.9898 | 214.6739 | 213.5601 | 214.0857 | 173846.147 | 10347.7827 | 4426.9847 | 69167.171 | 31048.5441 | 13771.5678 | 5847.2579 | 5105.5512 | 4958.3739 | 4323.5478 | 26080.8693 | 6086.6659 | 7535.1585 | 4564.0019 | 6361.2288 | 161743.1 | 18809.7612 | 10898.8222 | 69001.9 | 38369.2 | 24540.8238 | 15144.5759 | 6683.1556 | 9072.0527 | 13912.2051 | 28890.4872 | 9959.8767 | 12451.7957 | 7144.1099 | 11557.4822 | 131.7486 | 131.7486 | 131.7486 | 147.1477 | 156.5553 | 147.1477 | 156.5553 | 156.5553 | 156.5553 | 147.1477 | 131.7486 | 147.1477 | 147.1477 | 131.7486 | 131.7486 | 0.0078923 | 2.5011e-05 | 2.1757e-16 | 0.014474 | 0.015103 | 2.496e-12 | 1.2763e-06 | 5.0493e-21 | 4.1352e-09 | 1.1117e-15 | 0.0015997 | 6.0188e-06 | 2.4641e-06 | 1.6922e-19 | 1.1092e-12 | 0.0078923 | 0.0079173 | 0.0079173 | 0.022367 | 0.03747 | 0.022367 | 0.037471 | 0.03747 | 0.037471 | 0.022367 | 0.009492 | 0.0078983 | 0.022369 | 0.0078923 | 0.0078923
693 | 153069.38 | 15396.6419 | 5940.9267 | 65866.0831 | 36684.5514 | 15281.7571 | 11872.6818 | 3120.9559 | 6060.8648 | 7907.7363 | 25967.6062 | 7793.1678 | 9697.1339 | 4024.7094 | 6978.9097 | n/a | 8216.1859 | 5111.4078 | 4601.6054 | 9330.364 | 9881.4438 | 7279.4807 | 1351.9485 | 4494.1895 | 7350.4225 | 3643.2608 | 6257.7018 | 7979.2686 | 4212.8053 | 5477.6857 | 254.5302 | 236.8957 | 236.8957 | 242.789 | 264.6891 | 211.0455 | 278.2451 | 254.4627 | 278.2451 | 228.0498 | 265.6723 | 194.0411 | 245.202 | 241.4143 | 241.8899 | 174283.0567 | 11117.1689 | 4054.0614 | 69362.2775 | 30099.9354 | 14934.0166 | 6023.249 | 4989.1758 | 5049.4504 | 4070.6334 | 27321.7995 | 6106.5278 | 5907.0539 | 4711.2736 | 6010.3424 | 158302.2 | 17751.1603 | 7781.3747 | 67954.1 | 38523.0236 | 24481.1604 | 12977.9297 | 5956.3244 | 9463.4399 | 11320.5559 | 29030.2603 | 12130.4296 | 12359.8279 | 8720.6789 | 11488.0282 | 157.8745 | 157.8745 | 157.8745 | 159.4894 | 159.4894 | 159.4894 | 159.4894 | 159.4894 | 159.4894 | 159.4894 | 157.8745 | 159.4894 | 159.4894 | 157.8745 | 157.8745 | 0.0098812 | 0.00012572 | 4.4022e-07 | 0.013223 | 0.0081867 | 1.2567e-12 | 0.0018136 | 1.4482e-16 | 4.3981e-09 | 1.8237e-09 | 0.00044548 | 1.7796e-11 | 7.3288e-07 | 2.8728e-25 | 1.701e-13 | 0.0098812 | 0.010007 | 0.010007 | 0.023104 | 0.031291 | 0.023104 | 0.033105 | 0.031291 | 0.033105 | 0.023104 | 0.010327 | 0.0098812 | 0.023105 | 0.0098812 | 0.0098812
694 | 158004.8755 | 15892.3865 | 6254.1976 | 67830.9606 | 37695.2771 | 15963.676 | 11938.7099 | 3150.2715 | 6020.0869 | 8124.4323 | 26653.0213 | 8119.6582 | 10340.4483 | 4083.2424 | 7559.5337 | n/a | 8307.5686 | 7288.1987 | 4547.66 | 11343.7286 | 9368.5331 | 7188.1777 | 1672.0202 | 3815.612 | 6789.1141 | 4499.2903 | 6424.5336 | 7820.9049 | 3529.3463 | 4881.1366 | 240.0844 | 222.9986 | 222.9986 | 226.9819 | 250.3605 | 192.3396 | 264.8664 | 239.4175 | 264.8664 | 210.5356 | 253.7919 | 174.1436 | 230.1258 | 227.8339 | 228.3429 | 179700.0232 | 10891.0833 | 4371.7401 | 73843.453 | 33406.8354 | 13563.8175 | 6328.1593 | 5065.0814 | 5124.1241 | 4266.4982 | 25972.7625 | 5780.1045 | 6788.2963 | 4548.5652 | 5866.2268 | 164829.1 | 19101.6519 | 11569.3388 | 70526.7 | 41651.7271 | 20156.4745 | 12415 | 6325.3016 | 8506.1344 | 9869.2405 | 28481.7528 | 12049.038 | 13042.4012 | 7996.8115 | 10747.3633 | 117.03 | 117.03 | 117.03 | 122.1882 | 122.1882 | 122.1882 | 141.998 | 122.1882 | 141.998 | 122.1882 | 117.03 | 122.1882 | 122.1882 | 117.03 | 117.03 | 0.0041009 | 1.9372e-05 | 6.4618e-16 | 0.01014 | 0.0014001 | 9.7573e-07 | 0.010821 | 3.8325e-18 | 2.9609e-07 | 8.6629e-06 | 0.0030055 | 2.9917e-10 | 1.2405e-06 | 3.7197e-21 | 1.4935e-09 | 0.0041009 | 0.0041202 | 0.0041202 | 0.014241 | 0.015641 | 0.014242 | 0.026462 | 0.015641 | 0.026462 | 0.01425 | 0.0071063 | 0.0041018 | 0.014242 | 0.0041009 | 0.0041009
695 | 148003.7854 | 14768.8747 | 5200.2605 | 63891.487 | 35512.7041 | 14975.3401 | 11522.6123 | 2827.0031 | 5927.437 | 7744.1739 | 25320.9984 | 7952.8516 | 9306.6461 | 4007.2279 | 6937.1919 | n/a | 9444.8115 | 5428.8413 | 4564.5237 | 6998.5431 | 11731.0857 | 7733.8018 | 2452.4809 | 3644.9339 | 7484.7158 | 2982.1384 | 4651.0475 | 8285.0641 | 3666.3186 | 5937.1546 | 240.8666 | 223.5339 | 223.5339 | 226.8636 | 251.4695 | 190.1203 | 266.75 | 239.9422 | 266.75 | 209.2878 | 255.9712 | 170.9528 | 230.3849 | 228.6273 | 229.1635 | 171831.7806 | 9905.8568 | 4282.5371 | 72343.481 | 31723.0585 | 15712.2136 | 5835.5123 | 5072.4532 | 4948.926 | 4917.9203 | 24655.4454 | 5973.7472 | 6304.9578 | 4701.5808 | 6092.9414 | 155646.7 | 18830.2683 | 9702.2785 | 69728.8241 | 37250.8 | 25419.2779 | 12822.8579 | 7258.4341 | 8593.8598 | 11395.4361 | 26222.7838 | 9607.9734 | 12188.8641 | 7362.0994 | 11514.3959 | 87.3935 | 87.3935 | 87.3935 | 87.3935 | 101.25 | 87.3935 | 101.25 | 101.25 | 101.25 | 87.3935 | 153.3764 | 87.3935 | 87.3935 | 87.3935 | 87.3935 | 0.0018047 | 1.1926e-06 | 3.5535e-16 | 0.0010867 | 0.0085018 | 2.7729e-14 | 0.00093438 | 5.0008e-27 | 1.0403e-07 | 3.8394e-10 | 0.010778 | 1.3531e-05 | 1.8243e-07 | 9.1957e-19 | 9.7716e-14 | 0.0018047 | 0.0018059 | 0.0018059 | 0.0028914 | 0.011393 | 0.0028914 | 0.012328 | 0.011393 | 0.012328 | 0.0028914 | 0.012582 | 0.0018182 | 0.0028915 | 0.0018047 | 0.0018047
696 | 154454.7481 | 15685.6543 | 5712.5684 | 66423.5951 | 36847.1002 | 15449.4553 | 11893.5736 | 3005.7683 | 6256.47 | 7750.9874 | 26380.2189 | 8157.8681 | 10029.3394 | 4159.6384 | 7171.5568 | n/a | 9348.17 | 5426.9517 | 4307.1431 | 9516.7095 | 11421.244 | 8091.9209 | 2366.7421 | 4304.5037 | 7792.9491 | 3235.1425 | 6739.283 | 5453.1799 | 3094.4107 | 5475.1739 | 209.8034 | 192.9562 | 192.9562 | 189.7593 | 221.7232 | 139.566 | 241.6863 | 206.6633 | 241.6863 | 164.6073 | 235.334 | 114.5246 | 196.1848 | 199.6106 | 200.311 | 172982.9505 | 9933.3036 | 4134.2253 | 71634.9227 | 33142.1767 | 12807.3553 | 5536.9722 | 5129.3029 | 4839.2023 | 4058.9343 | 25959.5824 | 5626.5935 | 7229.6207 | 4669.9768 | 5958.4688 | 159163.1 | 19281.4736 | 9561.1771 | 68102.3 | 38467.4067 | 22286.8924 | 13621.2931 | 6069.9655 | 9143.706 | 11770.1834 | 27247.6 | 10505.8698 | 12492.7007 | 7613.0874 | 11424.7428 | 141.59 | 141.59 | 141.59 | 143.0609 | 143.0609 | 143.0609 | 143.0609 | 143.0609 | 143.0609 | 143.0609 | 150.4984 | 143.0609 | 143.0609 | 141.59 | 141.59 | 0.014185 | 6.8344e-06 | 4.9133e-13 | 0.016349 | 0.009977 | 7.3508e-10 | 0.00031459 | 2.5099e-18 | 7.4793e-08 | 6.114e-11 | 0.011981 | 6.11e-07 | 2.3087e-06 | 1.2627e-18 | 1.4549e-12 | 0.014185 | 0.014192 | 0.014192 | 0.030534 | 0.040511 | 0.030534 | 0.040826 | 0.040511 | 0.040826 | 0.030534 | 0.026166 | 0.014186 | 0.030537 | 0.014185 | 0.014185
697 | 154959.5726 | 15670.0847 | 5777.5095 | 66616.7696 | 36962.3594 | 15632.4814 | 11656.1047 | 3018.0658 | 5931.0707 | 8081.875 | 26407.1161 | 8151.5019 | 9858.9942 | 4184.9834 | 7128.4398 | n/a | 9412.8125 | 7473.8004 | 4828.602 | 8249.8617 | 9733.9647 | 8997.7982 | 1615.5974 | 3180.0657 | 8514.7192 | 4515.377 | 6551.6013 | 7663.2371 | 3300.1658 | 5330.1313 | 190.6258 | 174.8771 | 174.8771 | 170.4341 | 202.1332 | 120.2398 | 221.9502 | 187.1837 | 221.9502 | 145.0978 | 216.9446 | 95.3817 | 177.1196 | 181.4828 | 182.1781 | 170255.9254 | 10916.7831 | 4318.7212 | 68725.8757 | 31794.6183 | 14649.2893 | 5691.1068 | 5247.3339 | 4938.669 | 4194.4962 | 23389.6102 | 5823.4926 | 6746.9697 | 4714.3185 | 6090.3968 | 160617.6 | 20169.8956 | 11778.1216 | 69321.8605 | 38223.8 | 23342.4168 | 13855.125 | 6754.6313 | 7548.4547 | 11837.1155 | 27318.1873 | 12206.3567 | 14351.1068 | 7765.0843 | 11306.514 | 111.6955 | 111.6955 | 111.6955 | 111.6955 | 125.5462 | 111.6955 | 125.5462 | 125.5462 | 125.5462 | 111.6955 | 133.5538 | 111.6955 | 111.6955 | 111.6955 | 111.6955 | 0.0078923 | 7.4979e-07 | 5.2833e-19 | 0.0098545 | 0.013699 | 9.7162e-11 | 7.3279e-05 | 8.4942e-22 | 1.5807e-05 | 5.0138e-10 | 0.011252 | 1.7702e-10 | 5.6312e-10 | 4.0105e-19 | 1.9273e-12 | 0.0078923 | 0.0078931 | 0.0078931 | 0.017747 | 0.031446 | 0.017747 | 0.031519 | 0.031446 | 0.031535 | 0.017747 | 0.019144 | 0.0078923 | 0.017747 | 0.0078923 | 0.0078923
698 | 153560.4095 | 15542.4311 | 5959.6163 | 66057.9995 | 36719.6565 | 15194.3831 | 11859.529 | 2878.0628 | 6195.3141 | 7720.129 | 25794.3781 | 8065.0885 | 9667.3136 | 4123.4799 | 7016.8079 | n/a | 13348.5644 | 4738.7996 | 3601.8504 | 10205.3722 | 8710.1167 | 7436.5412 | 2012.1862 | 3920.5149 | 6355.0643 | 3557.1029 | 5664.364 | 7537.5841 | 2980.368 | 4593.9254 | 204.4759 | 187.87 | 187.87 | 184.1041 | 216.3792 | 133.2457 | 236.5449 | 201.1666 | 236.5449 | 158.5411 | 230.6777 | 107.9502 | 190.7245 | 194.5918 | 195.2994 | 175780.408 | 11165.5075 | 4230.2746 | 68491.943 | 31848.2462 | 14142.8749 | 6109.6847 | 4943.4727 | 5147.9156 | 4554.318 | 28234.8928 | 5543.0779 | 5781.7998 | 4671.7403 | 5869.1543 | 157282.3 | 24327.4719 | 8969.0743 | 67502.4 | 39745.2251 | 22829.3916 | 13352.9856 | 6907.0588 | 8958.3305 | 10896.7823 | 26544.4 | 11196.4419 | 11486.0838 | 7500.5083 | 9091.3266 | 159.8648 | 159.8648 | 159.8648 | 160.4364 | 160.4364 | 160.4364 | 160.4364 | 160.4364 | 160.4364 | 160.4364 | 160.4568 | 160.4364 | 160.4364 | 159.8648 | 159.8648 | 0.026253 | 1.8491e-11 | 2.8263e-10 | 0.018296 | 0.0028952 | 6.7028e-11 | 0.00060215 | 2.2917e-24 | 1.1606e-07 | 3.9981e-09 | 0.01388 | 1.2324e-08 | 2.2498e-05 | 2.1057e-18 | 2.4502e-07 | 0.026253 | 0.026253 | 0.026253 | 0.044549 | 0.047445 | 0.044549 | 0.048047 | 0.047445 | 0.048047 | 0.044549 | 0.040134 | 0.026253 | 0.044572 | 0.026253 | 0.026254
699 | 155671.1542 | 15790.0459 | 6000.1861 | 66877.5456 | 37296.6816 | 15787.4951 | 12055.1388 | 3038.5798 | 6008.7165 | 7935.3419 | 26431.6204 | 8402.8386 | 9823.4312 | 4124.036 | 7241.7603 | n/a | 7589.9423 | 4776.4583 | 4656.6259 | 8131.597 | 7405.5705 | 6675.35 | 1967.7362 | 3194.3899 | 7006.9654 | 5448.1889 | 6689.2918 | 4902.5259 | 3572.2712 | 4163.2298 | 199.0584 | 182.5415 | 182.5415 | 177.6523 | 211.1848 | 124.4928 | 232.1508 | 195.3684 | 232.1508 | 150.7922 | 227.0481 | 98.1934 | 184.771 | 189.5301 | 190.2657 | 168829.6895 | 10240.2451 | 4322.8229 | 65982.8258 | 29328.9411 | 13413.6389 | 5843.4584 | 5162.1229 | 4943.8807 | 3992.0722 | 25486.2713 | 5996.4899 | 6944.5661 | 4604.7893 | 6223.2407 | 161183.8 | 17281.4874 | 9023.0812 | 69307.4516 | 37223.538 | 20767.9095 | 12477.5084 | 7129.8591 | 8096.9706 | 10947.7376 | 29590.7602 | 12685.7817 | 11750.292 | 7102.643 | 10115.0705 | 119.87 | 119.87 | 119.87 | 119.87 | 316.7772 | 119.87 | 316.7772 | 316.7772 | 316.7772 | 119.87 | 119.87 | 119.87 | 119.87 | 119.87 | 119.87 | 0.0087879 | 0.0011703 | 2.9541e-10 | 0.011348 | 0.043789 | 1.1817e-07 | 0.012738 | 1.617e-23 | 1.8929e-06 | 1.3871e-08 | 0.00041906 | 1.099e-10 | 1.6379e-05 | 1.7079e-16 | 4.095e-09 | 0.0087879 | 0.0099583 | 0.0099583 | 0.020136 | 0.063925 | 0.020136 | 0.076663 | 0.063925 | 0.076665 | 0.020136 | 0.009207 | 0.008788 | 0.020152 | 0.0087879 | 0.0087879
700 | 153135.5824 | 15377.964 | 5673.7482 | 65901.0465 | 36635.6371 | 15348.2898 | 11768.1871 | 3021.2671 | 6159.3248 | 7774.1463 | 26062.0583 | 8334.0378 | 9746.0272 | 4070.9557 | 7211.4047 | n/a | 8217.575 | 5497.8938 | 4907.615 | 7116.7391 | 8847.2811 | 8078.6885 | 1791.5658 | 5128.5992 | 8650.6896 | 4962.5748 | 7015.3928 | 6695.526 | 3243.1742 | 4931.607 | 205.3347 | 188.6255 | 188.6255 | 184.7271 | 217.3394 | 133.3069 | 237.7171 | 201.9668 | 237.7171 | 158.8684 | 231.8834 | 107.7455 | 191.4396 | 195.4181 | 196.1331 | 177809.5247 | 11082.5368 | 4429.7639 | 73454.4966 | 32469.8492 | 14217.9303 | 5980.0808 | 5088.3547 | 4869.7222 | 4117.1817 | 27011.3079 | 6058.4372 | 7612.2276 | 4647.0862 | 5862.9918 | 160450.2 | 17591.0425 | 9927.6578 | 71552.4437 | 37903.7884 | 20218.0126 | 14012.6694 | 6834.9205 | 9992.9213 | 12211.8713 | 28263.4135 | 12239.4005 | 14257.7536 | 7714.5603 | 10782.4988 | 86.23 | 86.23 | 86.23 | 86.23 | 133.4305 | 86.23 | 133.4305 | 133.4305 | 133.4305 | 86.23 | 86.23 | 86.23 | 86.23 | 86.23 | 86.23 | 0.0026161 | 0.00017731 | 2.8028e-14 | 0.001369 | 0.013486 | 1.099e-07 | 6.8367e-05 | 3.5068e-22 | 7.7976e-10 | 7.9359e-12 | 0.0016273 | 5.4284e-10 | 4.2183e-10 | 6.6426e-20 | 7.6303e-11 | 0.0026161 | 0.0027935 | 0.0027935 | 0.0039851 | 0.017471 | 0.0039852 | 0.017539 | 0.017471 | 0.017539 | 0.0039852 | 0.0042434 | 0.0026163 | 0.0039851 | 0.0026161 | 0.0026161
701 | 156304.7107 | 16051.6955 | 5924.6767 | 67147.6329 | 37439.3405 | 15817.8268 | 11743.3189 | 2991.2297 | 5938.1968 | 8293.7428 | 26252.8333 | 8289.9188 | 9888.5075 | 4189.8633 | 6796.0745 | n/a | 9084.1542 | 5919.0604 | 4563.7961 | 8471.6402 | 10361.3996 | 8035.2681 | 2178.3304 | 4730.6096 | 8975.5998 | 3377.351 | 5839.2567 | 7164.6091 | 3458.1334 | 5769.237 | 193.2713 | 176.7228 | 176.7228 | 170.1926 | 205.8302 | 113.2592 | 228.1325 | 189.0057 | 228.1325 | 141.2348 | 224.0661 | 85.2836 | 178.0865 | 184.1569 | 184.9394 | 171668.1917 | 10851.6815 | 4500.733 | 66837.3829 | 29333.3223 | 13339.3314 | 5336.1445 | 5166.0513 | 4772.4247 | 4131.2294 | 24764.9143 | 5746.7114 | 6886.4991 | 4709.2765 | 6253.6156 | 164502.1 | 19426.3357 | 10365.1933 | 68427.5 | 37373.7625 | 21849.1519 | 13218.3125 | 7344.3816 | 9503.0343 | 12349.5501 | 27531.9653 | 11346.8682 | 13519.4082 | 7617.5099 | 11793.5526 | 67.83 | 67.83 | 67.83 | 170.1 | 310.2586 | 170.1 | 310.2586 | 310.2586 | 310.2586 | 170.1 | 90.935 | 170.1 | 170.1 | 67.83 | 67.83 | 0.001669 | 1.4115e-05 | 2.8301e-14 | 0.020071 | 0.043495 | 8.5076e-09 | 0.00060878 | 3.0243e-25 | 1.4585e-09 | 1.936e-10 | 0.0064892 | 2.6302e-08 | 1.8714e-08 | 2.1931e-18 | 4.5972e-15 | 0.001669 | 0.0016831 | 0.0016831 | 0.02174 | 0.065235 | 0.02174 | 0.065844 | 0.065235 | 0.065844 | 0.02174 | 0.0081582 | 0.001669 | 0.02174 | 0.001669 | 0.001669
702 | 155203.7333 | 15446.8211 | 5757.4563 | 66710.4026 | 37128.9003 | 15675.3049 | 12088.8864 | 2843.7931 | 6051.7922 | 8055.011 | 26441.6795 | 8338.5023 | 9800.601 | 3896.0683 | 6871.6649 | n/a | 11073 | 6227.401 | 4798.7944 | 9275.0458 | 7847.6486 | 9362.6079 | 1902.1699 | 4959.2726 | 4879.0694 | 3975.046 | 6981.5012 | 8274.8007 | 3521.9303 | 5426.5391 | 197.2745 | 180.9234 | 180.9234 | 176.14 | 209.265 | 123.6419 | 229.9754 | 193.6414 | 229.9754 | 149.6207 | 224.8876 | 97.6631 | 183.1608 | 187.8269 | 188.5536 | 174439.002 | 9807.1617 | 4159.1022 | 71056.2921 | 33446.5499 | 14123.32 | 6076.7473 | 5055.2743 | 5091.755 | 4264.0913 | 27059.9967 | 5864.4606 | 6832.6767 | 4672.3165 | 6179.1277 | 160511.2 | 20424.6617 | 10309.3032 | 70268.8864 | 40361.6957 | 21728.2686 | 15160.8552 | 6651.9442 | 9813.2276 | 8957.3607 | 29664.5426 | 12789.0618 | 13810.1774 | 8061.1468 | 11505.4668 | 122.33 | 122.33 | 122.33 | 122.33 | 122.33 | 122.33 | 122.33 | 122.33 | 122.33 | 122.33 | 122.33 | 122.33 | 122.33 | 122.33 | 122.33 | 0.0098812 | 1.9649e-07 | 6.0184e-15 | 0.0052022 | 0.0024908 | 7.0093e-09 | 8.1373e-06 | 2.1142e-23 | 7.9911e-10 | 0.00047844 | 0.00038242 | 4.3185e-11 | 3.5551e-09 | 2.4404e-23 | 5.4283e-14 | 0.0098812 | 0.0098814 | 0.0098814 | 0.015083 | 0.017574 | 0.015083 | 0.017582 | 0.017574 | 0.017582 | 0.015562 | 0.010264 | 0.0098812 | 0.015083 | 0.0098812 | 0.0098812
703 | 154352.1744 | 15475.5246 | 5836.9867 | 66377.7693 | 37009.5521 | 15373.3753 | 12025.8207 | 2879.9632 | 6050.8624 | 8080.4044 | 26069.5898 | 7896.7297 | 9574.1863 | 4031.8397 | 7138.8483 | n/a | 10399.681 | 5628.1356 | 3196.9019 | 9876.4656 | 7967.4388 | 8893.4398 | 1780.7274 | 5048.786 | 9071.4741 | 3880.8783 | 6560.2845 | 7998.6639 | 2571.125 | 4465.6146 | 217.7938 | 200.8771 | 200.8771 | 199.5521 | 229.2899 | 153.3943 | 247.8378 | 215.2976 | 247.8378 | 176.6606 | 240.2508 | 130.1281 | 205.1242 | 207.0598 | 207.7106 | 169540.1177 | 10847.7009 | 4159.7779 | 69901.5136 | 31739.9799 | 14474.9844 | 5772.4511 | 5093.0148 | 4785.5837 | 4637.9828 | 24721.4562 | 5906.5701 | 6507.2061 | 4826.9829 | 6004.8428 | 160652.9831 | 21074.1819 | 9697.5135 | 69765.4155 | 39925.4455 | 21509.8232 | 14557.1909 | 6867.5422 | 9808.3696 | 13656.9569 | 27186.8 | 12320.3547 | 14191.07 | 7204.0079 | 10031.3574 | 113.7748 | 113.7748 | 113.7748 | 113.7748 | 113.7748 | 113.7748 | 113.7748 | 113.7748 | 113.7748 | 113.7748 | 118.2968 | 113.7748 | 113.7748 | 113.7748 | 113.7748 | 0.0051847 | 4.3497e-08 | 7.8138e-13 | 0.0057206 | 0.003252 | 4.1665e-09 | 3.5201e-05 | 4.0097e-24 | 8.1176e-10 | 7.5256e-14 | 0.0081438 | 1.545e-11 | 1.9646e-10 | 9.0969e-18 | 2.914e-09 | 0.0051847 | 0.0051847 | 0.0051847 | 0.010905 | 0.014157 | 0.010905 | 0.014192 | 0.014157 | 0.014193 | 0.010905 | 0.013329 | 0.0051847 | 0.010905 | 0.0051847 | 0.0051847
704 | 154956.1869 | 15728.0582 | 5914.191 | 66605.8945 | 36968.0607 | 15144.6056 | 11613.525 | 3034.5732 | 6111.3583 | 7775.5929 | 26372.977 | 7787.2848 | 9781.7869 | 4061.8307 | 7263.0688 | n/a | 9686.673 | 5417.2361 | 3388.2127 | 9877.5439 | 10397.6299 | 4560.8166 | 1468.0587 | 4240.7819 | 7595.6002 | 4538.9543 | 5904.4595 | 5759.1564 | 3501.1941 | 4251.4562 | 232.5252 | 215.5367 | 215.5367 | 217.8591 | 243.1537 | 179.7271 | 258.8784 | 231.2913 | 258.8784 | 199.4519 | 248.9172 | 160.0023 | 221.7498 | 220.7783 | 221.33 | 169399.632 | 9160.6985 | 4305.4478 | 70639.3094 | 31647.5891 | 14155.2898 | 6687.5331 | 5174.8183 | 5454.3099 | 4287.8621 | 24693.8767 | 5900.9467 | 6787.0417 | 4698.5457 | 6091.3432 | 160100.7 | 18615.4714 | 9714.9838 | 69785.7211 | 40909.6373 | 22959.1198 | 11248.3498 | 6642.877 | 9695.0918 | 11869.4623 | 27213.9 | 11774.7061 | 12478.8981 | 8187.7398 | 10327.3993 | 147.61 | 147.61 | 147.61 | 147.61 | 147.61 | 147.61 | 388.3176 | 147.61 | 388.3176 | 147.61 | 162.843 | 147.61 | 147.61 | 147.61 | 147.61 | 0.010896 | 3.9024e-05 | 1.5823e-12 | 0.006552 | 0.0013271 | 3.9071e-11 | 0.11011 | 5.0931e-21 | 2.1643e-09 | 4.4802e-11 | 0.012451 | 1.0034e-10 | 7.0046e-07 | 2.7475e-22 | 1.481e-09 | 0.010896 | 0.010935 | 0.010935 | 0.017448 | 0.018775 | 0.017448 | 0.12889 | 0.018775 | 0.12889 | 0.017448 | 0.023346 | 0.010896 | 0.017448 | 0.010896 | 0.010896
705 | 155491.2469 | 15858.7298 | 6130.7804 | 66814.7054 | 37107.7383 | 15619.2497 | 11885.5897 | 2847.7702 | 6075.5026 | 8075.1835 | 26155.0213 | 7924.4666 | 9765.1696 | 4008.7481 | 7444.686 | n/a | 8681.7852 | 6077.3222 | 4701.6565 | 5908.6111 | 8745.6519 | 8280.6025 | 1852.3898 | 3742.2204 | 10053.9219 | 4102.6962 | 6333.8305 | 7188.61 | 4243.0565 | 5522.3693 | 224.1958 | 207.8249 | 207.8249 | 210.0955 | 234.4297 | 173.4232 | 249.5568 | 223.0181 | 249.5568 | 192.3984 | 239.9367 | 154.448 | 213.8295 | 212.8672 | 213.398 | 170727.6073 | 10121.3968 | 4581.9224 | 68672.8997 | 31358.5742 | 13935.2843 | 5751.1811 | 5224.6314 | 4691.8798 | 4370.0601 | 25586.5245 | 5742.8122 | 7059.4281 | 4709.1185 | 5751.6192 | 160677.1 | 18695.482 | 10604.6447 | 69333.7139 | 37097.2 | 21595.1063 | 13987.3983 | 7070.7212 | 8434.1002 | 13338.1521 | 28305.4207 | 12076.6426 | 13171.9381 | 8858.4751 | 11273.9885 | 141.8184 | 141.8184 | 141.8184 | 141.8184 | 342.09 | 141.8184 | 342.09 | 342.09 | 342.09 | 141.8184 | 141.8184 | 141.8184 | 141.8184 | 141.8184 | 141.8184 | 0.010685 | 4.6702e-05 | 5.956e-14 | 0.010847 | 0.041487 | 8.078e-09 | 0.00010898 | 1.1031e-25 | 5.9727e-07 | 3.3689e-13 | 0.0017752 | 6.3123e-11 | 3.8655e-08 | 4.0695e-26 | 3.5135e-11 | 0.010685 | 0.010731 | 0.010731 | 0.021531 | 0.063019 | 0.021531 | 0.063128 | 0.063019 | 0.063128 | 0.021531 | 0.01246 | 0.010685 | 0.021531 | 0.010685 | 0.010685
706 | 155550.0575 | 15476.3738 | 5623.2764 | 66861.9278 | 37260.3652 | 15497.115 | 11999.3485 | 3099.6485 | 6151.895 | 7793.2522 | 26545.6523 | 8005.1175 | 10018.8321 | 4030.8993 | 7254.6508 | n/a | 9781.604 | 4954.7449 | 3158.2564 | 8160.3243 | 10401.7773 | 9649.8841 | 2025.0803 | 4159.8661 | 6232.619 | 3591.7865 | 6023.126 | 7731.2655 | 3756.3585 | 4838.3177 | 218.0784 | 201.3863 | 201.3863 | 200.9189 | 229.2112 | 157.2644 | 246.8456 | 215.9081 | 246.8456 | 179.3847 | 238.8207 | 135.1441 | 206.025 | 207.2644 | 207.8832 | 171779.1557 | 9671.2118 | 4174.1941 | 70647.0556 | 29728.8105 | 14142.9474 | 5532.1016 | 5263.5439 | 4590.4103 | 3877.9043 | 25625.1825 | 5938.9728 | 7062.6686 | 4690.9716 | 6105.5127 | 160537.9 | 18903.7158 | 9074.339 | 69053.3563 | 36726.0419 | 24483.7247 | 14751.4928 | 7288.6242 | 8668.0764 | 10049.5233 | 28884.069 | 11962.0988 | 13155.6341 | 7798.8301 | 10914.8304 | 142.08 | 142.08 | 142.08 | 142.08 | 343.8168 | 142.08 | 343.8168 | 343.8168 | 343.8168 | 142.08 | 142.08 | 142.08 | 142.08 | 142.08 | 142.08 | 0.012132 | 9.1987e-06 | 4.7068e-12 | 0.012762 | 0.065235 | 3.0394e-12 | 1.8685e-05 | 1.3473e-23 | 3.3119e-07 | 4.6773e-07 | 0.0014143 | 1.9992e-10 | 1.5947e-07 | 1.0914e-20 | 5.2315e-11 | 0.012132 | 0.012141 | 0.012141 | 0.024894 | 0.090129 | 0.024894 | 0.090148 | 0.090129 | 0.090148 | 0.024895 | 0.013546 | 0.012132 | 0.024894 | 0.012132 | 0.012132
707 | 155571.7927 | 15477.9951 | 5713.2324 | 66848.2099 | 37216.291 | 15569.3447 | 11949.3196 | 3057.3786 | 6241.8148 | 8248.2779 | 26366.2331 | 7895.8807 | 10125.7049 | 4130.8255 | 7390.9506 | n/a | 7621.0323 | 5887.8122 | 4900.8231 | 9840.0478 | 10673.7541 | 6593.2247 | 1930.3092 | 5353.8175 | 4372.1167 | 4377.9366 | 6834.5778 | 9252.6413 | 3456.2152 | 4660.0528 | 240.3777 | 223.1121 | 223.1121 | 226.5467 | 250.91 | 190.2107 | 266.0377 | 239.4979 | 266.0377 | 209.1866 | 255.2253 | 171.2348 | 229.9993 | 228.1547 | 228.6855 | 180158.7952 | 10148.3407 | 4185.6973 | 76792.1193 | 32847.3574 | 15142.5132 | 5460.0131 | 5132.8498 | 4830.9168 | 4650.0525 | 27941.4387 | 5376.7758 | 7266.3464 | 4561.8267 | 5840.1405 | 163387.1855 | 16132.7511 | 8593.7876 | 74376.2766 | 41864.7053 | 23650.2453 | 12053.2377 | 7043.859 | 10184.7343 | 8774.4692 | 30963.3753 | 10293.0317 | 14257.7658 | 7448.8419 | 10429.5933 | 92.1908 | 111.6782 | 111.6782 | 92.1908 | 92.1908 | 92.1908 | 322.2151 | 92.1908 | 322.2151 | 92.1908 | 92.1908 | 92.1908 | 92.1908 | 92.1908 | 92.1908 | 0.0020692 | 0.0085614 | 2.9111e-10 | 0.00045288 | 0.00073666 | 3.4611e-11 | 0.030846 | 7.6604e-23 | 5.9918e-10 | 0.0031454 | 5.0192e-05 | 3.3097e-07 | 3.7045e-09 | 4.3065e-18 | 2.2903e-09 | 0.0020692 | 0.010631 | 0.010631 | 0.0025221 | 0.0032588 | 0.0025221 | 0.034105 | 0.0032588 | 0.034105 | 0.0056675 | 0.0021194 | 0.0020696 | 0.0025221 | 0.0020692 | 0.0020692
708 | 154532.3224 | 15670.1046 | 5928.6148 | 66481.4035 | 37102.8026 | 15897.7919 | 12096.8963 | 2897.771 | 6170.6112 | 8560.9452 | 26122.7344 | 8697.7779 | 9901.7126 | 4047.3502 | 6920.7683 | n/a | 8734.2672 | 6208.0315 | 3375.2633 | 10875.6807 | 9504.9779 | 6955.5569 | 1779.7067 | 4414.773 | 7181.4398 | 3699.8964 | 6552.6107 | 5120.7576 | 3229.3725 | 4054.8272 | 218.1487 | 202.4086 | 202.4086 | 205.2775 | 227.8162 | 171.5617 | 241.8157 | 217.2553 | 241.8157 | 189.1224 | 232.1267 | 154.001 | 208.5475 | 207.0751 | 207.5663 | 178754.9317 | 10453.9307 | 4144.5086 | 72677.0627 | 33682.571 | 14245.779 | 5769.3223 | 5267.8425 | 4913.7497 | 4751.3521 | 27440.5005 | 5819.7047 | 6625.0332 | 4607.9521 | 6136.2777 | 160255.8 | 16349.9713 | 9176.9401 | 68606.6 | 41335.0431 | 21483.5395 | 12672.9239 | 7021.2492 | 9167.6227 | 11757.9919 | 29263.9969 | 12093.4154 | 10118.3908 | 7582.5246 | 10113.105 | 126.1346 | 126.1346 | 126.1346 | 134.0423 | 134.0423 | 134.0423 | 134.0423 | 134.0423 | 134.0423 | 134.0423 | 126.1346 | 134.0423 | 176.6132 | 126.1346 | 126.1346 | 0.007516 | 0.0082146 | 5.6108e-11 | 0.013107 | 0.0010442 | 2.8157e-08 | 0.0083492 | 9.8564e-25 | 3.7643e-08 | 1.7651e-08 | 0.00040741 | 1.134e-08 | 0.016294 | 1.7705e-19 | 3.0118e-10 | 0.007516 | 0.015731 | 0.015731 | 0.020623 | 0.021668 | 0.020623 | 0.030017 | 0.021668 | 0.030017 | 0.020624 | 0.0079234 | 0.007516 | 0.036917 | 0.007516 | 0.007516
709 | 155065.1245 | 15866.6709 | 6002.8742 | 66683.7181 | 37047.4114 | 15505.5979 | 12111.9246 | 2809.0888 | 6058.5894 | 7792.1187 | 26111.733 | 8264.1941 | 9359.8305 | 3834.5462 | 7173.2973 | n/a | 5840.916 | 5722.4965 | 1676.9917 | 7748.5933 | 9590.0513 | 7026.6629 | 2174.8971 | 4767.9315 | 6774.2132 | 3338.0032 | 5207.7576 | 5756.8346 | 3524.4072 | 5206.7758 | 222.6053 | 205.954 | 205.954 | 206.8268 | 233.375 | 166.2926 | 249.9026 | 220.9068 | 249.9026 | 187.0246 | 241.0389 | 145.5607 | 211.2953 | 211.4632 | 212.0431 | 177864.6593 | 10577.3014 | 4267.8163 | 71405.1117 | 33481.6323 | 13350.5025 | 5725.9513 | 5249.5305 | 4763.9294 | 4723.483 | 27394.4504 | 5573.2015 | 7747.9337 | 4649.6266 | 5973.012 | 161915.8 | 16264.2 | 9976.6128 | 68998 | 38801.4741 | 22879.3539 | 12752.6142 | 7424.4275 | 9531.8609 | 11436.4962 | 27804.1536 | 10780.9591 | 12473.9165 | 6502.4822 | 11179.7877 | 105.2618 | 156.3831 | 156.3831 | 126.7029 | 126.7029 | 126.7029 | 126.7029 | 126.7029 | 126.7029 | 126.7029 | 105.2618 | 126.7029 | 126.7029 | 105.2618 | 105.2618 | 0.0037191 | 0.016534 | 7.6443e-13 | 0.011974 | 0.0089503 | 1.9669e-10 | 0.0069929 | 3.1702e-28 | 3.1402e-09 | 4.4508e-10 | 0.0034813 | 3.1906e-07 | 7.3319e-08 | 5.6935e-16 | 5.8844e-12 | 0.0037191 | 0.020253 | 0.020253 | 0.015693 | 0.024644 | 0.015693 | 0.031637 | 0.024644 | 0.031637 | 0.015693 | 0.0072004 | 0.0037194 | 0.015694 | 0.0037191 | 0.0037191
710 | 155381.8823 | 15766.8839 | 5832.0844 | 66806.1171 | 37158.6328 | 15662.2509 | 11631.9207 | 3203.577 | 6169.6213 | 8047.7732 | 26447.5931 | 8166.8075 | 9966.8316 | 4102.0274 | 6925.6939 | n/a | 9622.0486 | 6127.7566 | 4586.3691 | 8595.5565 | 8443.6761 | 8059.775 | 1816.1933 | 4095.9929 | 8202.0024 | 4978.2421 | 5034.869 | 5942.9598 | 3888.0995 | 5446.3027 | 223.053 | 205.9118 | 205.9118 | 205.196 | 234.5443 | 159.8365 | 252.8405 | 220.7421 | 252.8405 | 182.7868 | 244.7509 | 136.8861 | 210.5495 | 212.0105 | 212.6525 | 174028.0994 | 9661.6319 | 4332.0296 | 71189.0053 | 32274.6081 | 14356.7663 | 6158.0503 | 5101.3182 | 5123.134 | 4509.9955 | 26366.4683 | 6075.0917 | 6292.2084 | 4580.4658 | 6152.3992 | 159171.8 | 19058.4804 | 10428.8863 | 70322.575 | 38027.9 | 22018.2075 | 13314.5253 | 6904.5116 | 9206.727 | 12382.2631 | 29824.0104 | 10657.4607 | 11992.8682 | 8152.9653 | 11288.8019 | 173.44 | 173.44 | 173.44 | 173.44 | 188.84 | 173.44 | 188.84 | 188.84 | 188.84 | 173.44 | 173.44 | 173.44 | 173.44 | 173.44 | 173.44 | 0.025745 | 1.4928e-05 | 6.5898e-15 | 0.0053556 | 0.019355 | 3.1937e-09 | 0.00032111 | 1.7529e-20 | 3.1238e-08 | 2.7941e-11 | 0.00030578 | 3.1372e-07 | 1.235e-05 | 9.9117e-22 | 3.2655e-13 | 0.025745 | 0.02576 | 0.02576 | 0.031101 | 0.050456 | 0.031101 | 0.050777 | 0.050456 | 0.050777 | 0.031101 | 0.026051 | 0.025746 | 0.031113 | 0.025745 | 0.025745
711 | 152895.8317 | 15625.8617 | 5780.661 | 65792.8313 | 36605.5548 | 15269.4988 | 11433.2902 | 2959.902 | 5927.5143 | 7740.9408 | 26110.9222 | 8048.983 | 9585.2597 | 4044.46 | 7107.7009 | n/a | 9496.4862 | 4697.9101 | 3435.3096 | 11028.3064 | 8059.0275 | 7306.4823 | 2733.898 | 4734.8564 | 8476.1607 | 4039.4276 | 5492.2325 | 6531.6521 | 2414.6435 | 6514.2483 | 245.195 | 227.7309 | 227.7309 | 231.748 | 255.7122 | 196.2166 | 270.5824 | 244.4943 | 270.5824 | 214.8695 | 259.2974 | 177.5637 | 234.9869 | 232.6876 | 233.2094 | 174436.2841 | 10861.0109 | 4089.546 | 67104.2463 | 30191.2052 | 13880.7728 | 5757.5187 | 5292.0483 | 4982.8165 | 4089.0044 | 26717.1129 | 5841.3498 | 6613.0623 | 4589.6096 | 5961.9291 | 160494.4 | 20186.4971 | 8761.4561 | 67811.9 | 40730.5116 | 21878.8003 | 13038.1011 | 8025.9463 | 9717.6729 | 12515.1651 | 27237.4827 | 11322.5824 | 12931.4144 | 6697.9531 | 11065.2196 | 95.9871 | 95.9871 | 95.9871 | 155.698 | 155.698 | 155.698 | 155.698 | 155.698 | 155.698 | 155.698 | 126.5675 | 155.698 | 155.698 | 95.9871 | 95.9871 | 0.0021729 | 6.2657e-07 | 1.8907e-10 | 0.013673 | 0.0010917 | 1.0843e-09 | 0.00037087 | 2.5871e-29 | 4.8133e-10 | 1.3211e-12 | 0.0080529 | 6.0167e-09 | 3.8313e-08 | 3.4565e-15 | 6.3124e-12 | 0.0021729 | 0.0021735 | 0.0021735 | 0.015845 | 0.016937 | 0.015845 | 0.017308 | 0.016937 | 0.017308 | 0.015845 | 0.010226 | 0.0021729 | 0.015845 | 0.0021729 | 0.0021729
712 | 156643.0511 | 15734.1435 | 5884.4702 | 67259.357 | 37438.4959 | 16054.1685 | 12248.8619 | 3130.0647 | 6144.365 | 7931.0135 | 26465.1195 | 8505.1601 | 10212.5608 | 4065.2427 | 7062.3424 | n/a | 10649.3263 | 6108.7835 | 3280.2002 | 8655.3461 | 11890.1173 | 6722.1825 | 1586.5092 | 3922.0331 | 8264.4068 | 3932.6597 | 5797.361 | 8319.1285 | 3974.7269 | 5899.9981 | 248.8817 | 232.3212 | 232.3212 | 240.4624 | 257.768 | 216.519 | 268.4276 | 249.7267 | 268.4276 | 229.8901 | 254.9493 | 203.1479 | 241.5117 | 235.8743 | 236.2483 | 176078.9589 | 10673.0938 | 4283.1487 | 72120.6374 | 31659.3935 | 15983.3331 | 6225.0579 | 5162.2524 | 5071.5346 | 4827.8338 | 25765.5139 | 6350.1573 | 6812.1032 | 4714.4227 | 5810.1479 | 165480.4 | 20725.72 | 10377.5323 | 71607.4376 | 39236.7396 | 26666.6504 | 12901.8404 | 6734.7616 | 8954.9677 | 12966.6406 | 27702 | 11921.5183 | 14818.3317 | 8485.6299 | 11698.046 | 72.76 | 72.76 | 72.76 | 72.76 | 98.62 | 72.76 | 98.62 | 98.62 | 98.62 | 72.76 | 110.94 | 72.76 | 72.76 | 72.76 | 72.76 | 0.001129 | 2.3789e-07 | 1.6672e-14 | 0.0032658 | 0.0087549 | 1.1862e-13 | 0.0068968 | 2.0004e-20 | 8.3901e-08 | 6.4963e-13 | 0.007008 | 7.3155e-09 | 6.7688e-10 | 1.0616e-23 | 1.1217e-13 | 0.001129 | 0.0011293 | 0.0011293 | 0.0043948 | 0.01315 | 0.0043948 | 0.020046 | 0.01315 | 0.020047 | 0.0043948 | 0.008137 | 0.001129 | 0.0043948 | 0.001129 | 0.001129
713 | 156853.7164 | 16003.2182 | 6253.9723 | 67379.6546 | 37438.8659 | 15487.7565 | 11870.4387 | 3073.1635 | 6088.7187 | 8027.3453 | 26447.7708 | 8128.7209 | 10139.1716 | 4204.1216 | 7209.147 | n/a | 11186.9658 | 6125.478 | 3213.3294 | 8801.7336 | 9414.3183 | 7492.0523 | 2019.5475 | 4848.601 | 5944.3506 | 3326.1642 | 7401.5523 | 6749.4046 | 3698.8692 | 5393.2565 | 256.2837 | 238.9299 | 238.9299 | 246.2654 | 265.8956 | 218.4839 | 278.0157 | 256.7525 | 278.0157 | 233.6871 | 264.6583 | 203.2808 | 247.923 | 242.9699 | 243.3951 | 174604.7781 | 10823.8677 | 4419.1256 | 72145.3159 | 32346.6142 | 13595.9589 | 5825.5119 | 5140.8811 | 4670.205 | 3548.0162 | 24935.2993 | 6276.3103 | 6083.2508 | 4694.1826 | 5723.4236 | 162032.5 | 21104.8378 | 10519.7035 | 71333.6453 | 39953.9478 | 21902.6771 | 13221.2643 | 7101.3286 | 9422.506 | 8894.3668 | 27300.2635 | 13168.2626 | 11945.3555 | 8296.3518 | 10950.0801 | 163.3827 | 163.3827 | 163.3827 | 163.3827 | 163.3827 | 163.3827 | 163.3827 | 163.3827 | 163.3827 | 163.3827 | 171.7797 | 163.3827 | 163.3827 | 163.3827 | 163.3827 | 0.011111 | 2.243e-07 | 3.5843e-13 | 0.0041751 | 0.0047261 | 2.2848e-09 | 0.00090491 | 5.96e-23 | 6.5168e-09 | 0.00055964 | 0.012284 | 1.5131e-12 | 3.3427e-05 | 1.8864e-21 | 2.923e-11 | 0.011111 | 0.011111 | 0.011111 | 0.015286 | 0.020012 | 0.015286 | 0.020917 | 0.020012 | 0.020917 | 0.015845 | 0.023395 | 0.011111 | 0.015319 | 0.011111 | 0.011111
714 | 158017.9289 | 15871.9237 | 6107.3863 | 67814.5709 | 37703.105 | 15784.6505 | 12078.0112 | 2933.155 | 6012.9757 | 7963.0839 | 26816.5045 | 8412.3059 | 10037.5777 | 4194.921 | 7334.599 | n/a | 8611.9218 | 5507.7804 | 3579.9915 | 9562.8183 | 11827.7423 | 6231.8406 | 2328.201 | 3569.8039 | 8359.7607 | 2607.6929 | 6636.8416 | 6409.9784 | 3795.3574 | 4278.44 | 244.2455 | 227.0061 | 227.0061 | 231.5551 | 254.481 | 197.7942 | 268.6963 | 243.7572 | 268.6963 | 215.6256 | 257.1824 | 179.9627 | 234.4799 | 231.7445 | 232.2433 | 168387.5541 | 10139.6378 | 4013.7594 | 66739.2427 | 32327.437 | 13031.3671 | 5557.1197 | 5030.3619 | 5029.3386 | 3947.3956 | 25718.0917 | 5481.1908 | 6766.2902 | 4638.825 | 6091.5105 | 162632.5731 | 18743.5596 | 9521.5398 | 69263.9532 | 41410.4743 | 24637.1094 | 11790.9792 | 7358.5629 | 8599.1425 | 12137.1563 | 27619.7846 | 12066.0324 | 12943.5685 | 8253.4825 | 10324.0505 | 169.445 | 169.445 | 169.445 | 199.3614 | 199.3614 | 199.3614 | 403.0444 | 199.3614 | 403.0444 | 199.3614 | 175.5698 | 199.3614 | 199.3614 | 169.445 | 169.445 | 0.016106 | 4.3189e-05 | 3.6918e-11 | 0.018596 | 0.0017332 | 6.5111e-12 | 0.091738 | 4.2872e-26 | 1.8212e-07 | 4.9059e-11 | 0.013417 | 2.0566e-09 | 4.0577e-07 | 2.4656e-21 | 2.6439e-09 | 0.016106 | 0.01615 | 0.01615 | 0.034703 | 0.036436 | 0.034703 | 0.12817 | 0.036436 | 0.12817 | 0.034703 | 0.029523 | 0.016106 | 0.034703 | 0.016106 | 0.016106
715 | 152433.1805 | 15506.4622 | 5903.8211 | 65620.1427 | 36464.8334 | 15062.8358 | 11569.4074 | 2914.0132 | 5700.1917 | 7706.187 | 25906.3834 | 7802.71 | 9685.6878 | 3937.7217 | 6939.2627 | n/a | 8079.4864 | 6327.3402 | 2521.9624 | 8425.7712 | 8385.6976 | 7458.2994 | 2055.4158 | 4155.2732 | 6968.9891 | 3859.2405 | 6042.2539 | 7152.1777 | 3058.2228 | 4570.3333 | 235.0158 | 217.9359 | 217.9359 | 220.5988 | 245.6191 | 183.0001 | 261.1678 | 233.8895 | 261.1678 | 202.5041 | 250.9427 | 163.4961 | 224.3573 | 223.1188 | 223.6643 | 178348.92 | 10229.6867 | 4357.9232 | 74398.913 | 35472.439 | 13704.3938 | 6162.7473 | 5192.8083 | 4927.2343 | 3855.1412 | 27889.5822 | 6033.4541 | 6730.7258 | 4637.1239 | 6045.8806 | 157700.5214 | 16257.7094 | 10519.9997 | 67636.8 | 41642.4402 | 21051.466 | 12376.7767 | 7235.2241 | 8277.3075 | 10451.7303 | 28926.6228 | 12053.908 | 11601.617 | 7611.9467 | 10385.9139 | 144.491 | 144.491 | 144.491 | 148.0655 | 148.0655 | 148.0655 | 148.0655 | 148.0655 | 148.0655 | 148.0655 | 144.491 | 148.0655 | 148.0655 | 144.491 | 144.491 | 0.0095024 | 0.006772 | 8.353e-15 | 0.013653 | 0.00042494 | 4.4389e-09 | 0.0039665 | 1.1027e-25 | 9.7555e-08 | 3.4505e-08 | 0.00046953 | 2.8053e-11 | 1.5336e-05 | 1.1779e-20 | 7.1846e-11 | 0.0095024 | 0.016274 | 0.016274 | 0.023155 | 0.02358 | 0.023155 | 0.027547 | 0.02358 | 0.027547 | 0.023155 | 0.009972 | 0.0095025 | 0.023171 | 0.0095024 | 0.0095024
716 | 157708.3791 | 15870.4613 | 6035.8204 | 67725.1425 | 37622.3697 | 15566.9075 | 11963.6053 | 2995.0432 | 6332.5897 | 8212.5228 | 26793.4963 | 8152.3704 | 9731.8709 | 3986.5738 | 7147.6077 | n/a | 6852.5246 | 5664.335 | 3998.4417 | 10028.7257 | 9928.046 | 6397.1707 | 2368.3199 | 4249.7031 | 6744.0666 | 4200.844 | 5411.6679 | 7925.4285 | 3866.8536 | 4517.7838 | 229.4928 | 212.3374 | 212.3374 | 213.2758 | 240.5786 | 171.6028 | 257.5754 | 227.7566 | 257.5754 | 192.9233 | 248.4182 | 150.2823 | 217.8613 | 218.003 | 218.5994 | 174139.693 | 10971.4778 | 4423.8285 | 75017.8048 | 30431.1294 | 14925.1841 | 5785.5299 | 5079.5332 | 5155.1378 | 4422.7121 | 24888.0615 | 6173.7401 | 7533.0396 | 4689.3216 | 6068.9741 | 163793.3 | 17467.7024 | 10088.1635 | 75182.7132 | 39444.3216 | 24040.7301 | 12324.8085 | 7294.1531 | 9357.3409 | 11029.6787 | 27413.7 | 10910.008 | 14118.4681 | 8011.5752 | 10573.1579 | 127.4606 | 127.4606 | 127.4606 | 127.4606 | 127.4606 | 127.4606 | 174.9371 | 127.4606 | 174.9371 | 127.4606 | 201.7 | 127.4606 | 127.4606 | 127.4606 | 127.4606 | 0.0064281 | 0.00092422 | 5.3633e-13 | 0.00050197 | 0.0086441 | 1.258e-11 | 0.014988 | 6.2586e-25 | 4.7286e-08 | 5.7877e-08 | 0.01746 | 8.6032e-08 | 6.8349e-10 | 3.6312e-22 | 1.4545e-10 | 0.0064281 | 0.0073524 | 0.0073524 | 0.0069301 | 0.015574 | 0.0069301 | 0.030562 | 0.015574 | 0.030563 | 0.0069302 | 0.023889 | 0.0064282 | 0.0069301 | 0.0064281 | 0.0064281
717 | 149434.6258 | 15385.9755 | 5833.3677 | 64438.5829 | 35820.7327 | 14769.8746 | 11026.0245 | 2950.5037 | 5819.538 | 7619.3923 | 25547.7539 | 7630.3656 | 9386.5411 | 3901.9371 | 6880.1053 | n/a | 12843.0218 | 6718.9254 | 4461.3898 | 9722.4321 | 9289.4673 | 9372.5796 | 1973.1177 | 3727.2493 | 6394.4661 | 3883.3805 | 7755.0406 | 5211.1518 | 3851.6595 | 4131.5961 | 228.4148 | 212.0576 | 212.0576 | 215.4925 | 238.3475 | 181.4759 | 252.5355 | 227.6444 | 252.5355 | 199.273 | 242.1758 | 163.6788 | 218.679 | 216.7869 | 217.2847 | 174549.2128 | 9474.6808 | 4442.8107 | 72235.5887 | 32227.3075 | 14117.1773 | 5880.1141 | 5209.4275 | 4850.8362 | 4239.8926 | 25598.1931 | 5926.7024 | 7205.1041 | 4629.6724 | 6012.577 | 154803.2 | 22082.6026 | 11147.3361 | 68196.3664 | 37896.0275 | 22220.4446 | 15078.2937 | 6238.7331 | 8417.9854 | 9669.3588 | 28909.4736 | 13460.5431 | 12109.7559 | 7072.1268 | 9358.9731 | 135.8143 | 135.8143 | 135.8143 | 135.8143 | 135.8143 | 135.8143 | 135.8143 | 135.8143 | 135.8143 | 135.8143 | 135.8143 | 135.8143 | 135.8143 | 135.8143 | 135.8143 | 0.0083689 | 2.6364e-09 | 6.4692e-17 | 0.0042386 | 0.0063644 | 6.1991e-11 | 1.8064e-07 | 7.7842e-20 | 1.1437e-07 | 1.0402e-06 | 0.00026273 | 5.5914e-15 | 3.9612e-07 | 2.8307e-18 | 1.7915e-08 | 0.0083689 | 0.0083689 | 0.0083689 | 0.012607 | 0.018972 | 0.012607 | 0.018972 | 0.018972 | 0.018972 | 0.012609 | 0.0086316 | 0.0083689 | 0.012608 | 0.0083689 | 0.0083689
718 | 154482.1455 | 15722.015 | 5905.7409 | 66435.6767 | 36906.6005 | 15775.6923 | 11647.6392 | 3056.7201 | 5919.5417 | 8119.0539 | 26255.0205 | 8473.048 | 10236.5643 | 4110.4462 | 7072.7023 | n/a | 10592.1171 | 5947.5246 | 4141.5198 | 9876.2982 | 10091.5917 | 7849.1556 | 2119.9535 | 4309.8155 | 5171.3834 | 3430.2214 | 3581.303 | 7655.45 | 3940.7333 | 5742.1702 | 244.1021 | 227.4686 | 227.4686 | 234.0911 | 253.4175 | 206.5434 | 265.359 | 244.4091 | 265.359 | 221.5226 | 252.818 | 191.5643 | 235.8707 | 231.4491 | 231.8681 | 176052.566 | 10651.9568 | 4254.037 | 71087.1774 | 32581.9486 | 14445.892 | 5683.1902 | 5353.8723 | 5050.662 | 4273.6022 | 27419.1482 | 6064.346 | 6665.7438 | 4703.072 | 6124.6805 | 163421.6 | 20639.6739 | 10187.8616 | 71016.5972 | 39882.8468 | 24102.7837 | 13444.5459 | 7456.3258 | 9337.1776 | 9189.7856 | 29842.3696 | 9466.1491 | 14029.2938 | 8206.0053 | 11814.6583 | 66.1462 | 66.1462 | 66.1462 | 66.1462 | 66.1462 | 66.1462 | 66.1462 | 66.1462 | 66.1462 | 66.1462 | 66.1462 | 66.1462 | 66.1462 | 66.1462 | 66.1462 | 0.00097509 | 2.8199e-07 | 7.0988e-14 | 0.002735 | 0.0030635 | 2.4332e-11 | 0.00023249 | 5.4243e-25 | 2.7981e-09 | 0.00022036 | 0.0002161 | 0.00046319 | 1.6405e-08 | 6.6344e-22 | 6.35e-14 | 0.00097509 | 0.00097537 | 0.00097537 | 0.0037101 | 0.0067736 | 0.0037101 | 0.007006 | 0.0067736 | 0.007006 | 0.0039305 | 0.0011912 | 0.0014383 | 0.0037101 | 0.00097509 | 0.00097509
719 | 151801.5692 | 15427.2263 | 5717.1174 | 65378.7315 | 36306.7323 | 15081.7812 | 11455.0443 | 2886.1793 | 5825.3272 | 7549.3047 | 25948.9809 | 7795.1324 | 9407.9597 | 4015.694 | 6740.7073 | n/a | 10227.6966 | 6536.2772 | 3687.9095 | 10285.2612 | 10285.98 | 9559.1249 | 2086.3507 | 4163.5572 | 7746.0978 | 2907.0562 | 5984.0766 | 8732.6992 | 3868.3906 | 4478.5918 | 238.493 | 222.3784 | 222.3784 | 229.3252 | 247.3846 | 203.8319 | 258.5317 | 238.9754 | 258.5317 | 217.8147 | 246.0416 | 189.8491 | 230.8014 | 226.0941 | 226.4852 | 174379.3602 | 10528.9869 | 4139.98 | 66944.2249 | 31004.8041 | 13531.0357 | 6264.7536 | 5218.3027 | 5164.9329 | 4574.0577 | 27748.8924 | 5914.9362 | 6937.0626 | 4613.4592 | 5998.7804 | 157664.8862 | 18858.427 | 10611.8572 | 67134.7 | 39641.2652 | 23722.9157 | 15311.4785 | 7247.0534 | 9156.9902 | 12231.4554 | 27788.3919 | 11893.6128 | 15309.6274 | 8220.2497 | 10477.3722 | 132.313 | 132.313 | 132.313 | 167.0253 | 167.0253 | 167.0253 | 167.0253 | 167.0253 | 167.0253 | 167.0253 | 132.313 | 167.0253 | 167.0253 | 132.313 | 132.313 | 0.0064281 | 8.8693e-06 | 5.0963e-16 | 0.015516 | 0.0021359 | 4.0105e-12 | 5.0913e-07 | 3.9564e-26 | 3.2631e-09 | 1.1542e-12 | 0.0027524 | 5.8846e-11 | 6.274e-13 | 6.6377e-23 | 6.9703e-12 | 0.0064281 | 0.006437 | 0.006437 | 0.021944 | 0.02408 | 0.021944 | 0.02408 | 0.02408 | 0.02408 | 0.021944 | 0.0091805 | 0.0064281 | 0.021944 | 0.0064281 | 0.0064281
720 | 156169.2997 | 15866.2656 | 5984.9356 | 67085.8544 | 37303.4933 | 15571.6521 | 12056.6681 | 2989.3674 | 6291.8705 | 8233.791 | 26470.7748 | 8258.7535 | 10014.5807 | 4059.0316 | 7138.6049 | n/a | 8994.3645 | 8166.8007 | 5195.2858 | 7867.6542 | 8525.5348 | 8731.842 | 2643.1655 | 4099.4956 | 8340.5378 | 3293.0145 | 6598.9718 | 6321.4551 | 4071.6126 | 5529.0737 | 243.3361 | 226.1112 | 226.1112 | 230.4704 | 253.6095 | 196.3195 | 267.9606 | 242.7834 | 267.9606 | 214.3212 | 256.5757 | 178.3178 | 233.4796 | 230.8949 | 231.3984 | 173500.732 | 10703.761 | 4390.168 | 71877.3178 | 32912.8599 | 13054.0766 | 5971.605 | 5117.4893 | 5007.8012 | 4255.1288 | 25395.91 | 5615.7542 | 6054.7435 | 4510.8095 | 6236.2807 | 162946.8 | 18678.4255 | 12556.9687 | 72989.5289 | 39674.3141 | 20805.4115 | 14577.247 | 7754.3548 | 9052.6968 | 11828.1666 | 26862 | 12208.026 | 12306.3986 | 8390.6221 | 10399.3881 | 117.8682 | 117.8682 | 117.8682 | 117.8682 | 117.8682 | 117.8682 | 117.8682 | 117.8682 | 117.8682 | 117.8682 | 267.64 | 117.8682 | 117.8682 | 117.8682 | 117.8682 | 0.0040215 | 4.9708e-05 | 5.6239e-20 | 0.001248 | 0.0053109 | 5.1786e-08 | 3.6937e-05 | 1.9024e-27 | 1.4232e-07 | 1.5026e-09 | 0.024138 | 3.7397e-10 | 4.4855e-06 | 2.6603e-23 | 3.6114e-10 | 0.0040215 | 0.0040712 | 0.0040712 | 0.0052695 | 0.01058 | 0.0052696 | 0.010617 | 0.01058 | 0.010618 | 0.0052696 | 0.028159 | 0.0040215 | 0.005274 | 0.0040215 | 0.0040215
721 | 152466.5456 | 15757.3583 | 5780.7686 | 65630.0958 | 36556.7655 | 15248.6515 | 11469.8725 | 2913.4981 | 5863.7811 | 7847.2136 | 25956.4357 | 7919.459 | 9622.4432 | 3883.7415 | 6904.2407 | n/a | 12218.9002 | 5551.1142 | 4657.7945 | 7558.3127 | 8300.0717 | 7246.8437 | 1280.0757 | 3225.8268 | 5972.4873 | 3498.0391 | 5738.517 | 7975.5407 | 3747.1008 | 4604.1859 | 232.7219 | 215.3446 | 215.3446 | 216.3641 | 243.9338 | 174.3074 | 261.0956 | 230.9872 | 261.0956 | 195.8349 | 251.7757 | 152.78 | 220.9767 | 221.0652 | 221.6673 | 168637.8009 | 11001.7674 | 4122.0657 | 67109.8804 | 31705.935 | 13339.9075 | 5420.5593 | 5232.7194 | 4832.755 | 3837.7947 | 25554.5102 | 5739.7062 | 6124.3925 | 4599.0132 | 5984.3036 | 157099.7 | 23206.7676 | 9673.1798 | 67270.8 | 37460.5433 | 20142.2792 | 12653.9986 | 6512.7951 | 8002.4818 | 9144.782 | 28427.4173 | 11379.6232 | 13318.0627 | 8261.014 | 10583.1895 | 157.38 | 157.38 | 157.38 | 164.6043 | 187.4443 | 164.6043 | 187.4443 | 187.4443 | 187.4443 | 164.6043 | 157.38 | 164.6043 | 164.6043 | 157.38 | 157.38 | 0.014324 | 6.2999e-10 | 4.9825e-13 | 0.016498 | 0.018545 | 9.5018e-08 | 0.00129 | 9.3682e-22 | 1.1625e-06 | 5.9631e-05 | 0.0010742 | 1.8598e-09 | 9.5898e-09 | 1.7461e-24 | 1.663e-11 | 0.014324 | 0.014324 | 0.014324 | 0.030822 | 0.049366 | 0.030822 | 0.050656 | 0.049366 | 0.050658 | 0.030882 | 0.015399 | 0.014324 | 0.030822 | 0.014324 | 0.014324
722 | 152389.6804 | 15555.0106 | 5922.2781 | 65595.3234 | 36370.2449 | 15481.9093 | 11438.6792 | 2897.806 | 5763.2966 | 8023.1016 | 26003.3523 | 8358.9547 | 9673.5896 | 4061.4058 | 7315.1744 | n/a | 8811.8854 | 3558.9526 | 4048.1378 | 6616.7867 | 8784.1734 | 6535.0601 | 2022.6808 | 4013.5692 | 9518.2017 | 4095.2517 | 5473.6671 | 5869.4467 | 3895.8352 | 5553.4123 | 237.0625 | 219.5509 | 219.5509 | 221.251 | 248.1923 | 180.3834 | 264.9523 | 235.5488 | 264.9523 | 201.4069 | 255.1292 | 159.3599 | 225.5853 | 225.1376 | 225.7257 | 176831.6079 | 11013.4317 | 4338.3996 | 71717.1286 | 32031.8115 | 14837.9539 | 6435.7635 | 5120.7 | 5444.2791 | 4609.2812 | 27320.926 | 6111.5963 | 5896.2852 | 4644.0401 | 6109.5979 | 157889.9 | 19783.1172 | 7897.3521 | 68846.4788 | 37745.0982 | 23433.8273 | 12930.1236 | 7132.6807 | 9457.8483 | 14081.6829 | 27893.3476 | 11442.7634 | 9957.7 | 8519.0753 | 10188.9801 | 140.3708 | 140.3708 | 140.3708 | 140.3708 | 140.7078 | 140.3708 | 140.7078 | 140.7078 | 140.7078 | 140.3708 | 140.3708 | 140.3708 | 155.93 | 140.3708 | 140.3708 | 0.0082069 | 1.3465e-06 | 1.8026e-07 | 0.0060781 | 0.012171 | 4.2948e-11 | 0.00051845 | 2.4197e-25 | 4.5958e-10 | 5.945e-15 | 0.0025675 | 2.6131e-08 | 0.012112 | 6.6758e-24 | 4.7978e-09 | 0.0082069 | 0.0082083 | 0.0082084 | 0.014285 | 0.026456 | 0.014285 | 0.026974 | 0.026456 | 0.026974 | 0.014285 | 0.010774 | 0.0082069 | 0.026398 | 0.0082069 | 0.0082069
723 | 154913.0378 | 15657.5029 | 5892.4212 | 66613.9197 | 37047.3509 | 15531.7281 | 11707.8646 | 3128.962 | 5928.0049 | 7795.8837 | 26321.2609 | 8321.2416 | 9711.3364 | 4000.0288 | 7240.3222 | n/a | 11290.3146 | 7717.8715 | 4997.9193 | 10256.3309 | 9036.991 | 7128.7551 | 2512.4027 | 4084.5457 | 9142.8819 | 3534.3813 | 6407.324 | 6722.8333 | 3270.3301 | 4853.6002 | 219.3427 | 202.6437 | 202.6437 | 202.4871 | 230.4019 | 159.5148 | 247.7965 | 217.2798 | 247.7965 | 181.3342 | 239.5689 | 137.6953 | 207.4501 | 208.4419 | 209.0522 | 171931.4419 | 9969.4476 | 4107.3996 | 67742.6094 | 30642.2029 | 14068.7225 | 5485.9427 | 5007.7085 | 4854.8461 | 4829.8697 | 27204.4805 | 6080.3381 | 6373.5525 | 4597.2926 | 6042.7448 | 159516.9 | 18185.249 | 9087.7578 | 68114.2 | 38114.3052 | 22890.0136 | 12464.8374 | 7351.7112 | 8488.9917 | 13864.0516 | 29115.6618 | 12380.6621 | 11842.1857 | 7387.2227 | 10532.745 | 150.5009 | 150.5009 | 150.5009 | 168.71 | 168.71 | 168.71 | 168.71 | 168.71 | 168.71 | 168.71 | 150.5009 | 168.71 | 168.71 | 150.5009 | 150.5009 | 0.015338 | 9.084e-05 | 6.9353e-11 | 0.017904 | 0.016263 | 2.1132e-10 | 0.004712 | 1.4425e-23 | 1.7248e-07 | 2.3992e-15 | 0.00070268 | 2.5705e-10 | 6.5165e-06 | 5.9477e-19 | 3.9233e-10 | 0.015338 | 0.015429 | 0.015429 | 0.033242 | 0.049505 | 0.033242 | 0.054217 | 0.049505 | 0.054217 | 0.033242 | 0.016041 | 0.015338 | 0.033249 | 0.015338 | 0.015338
724 | 151992.9262 | 15295.5704 | 5698.3683 | 65468.6798 | 36462.3144 | 15225.0547 | 11643.6403 | 2864.3869 | 5852.1134 | 8004.3803 | 25839.3396 | 8003.8868 | 9629.7166 | 3991.2982 | 7091.2752 | n/a | 11270.1102 | 6693.3152 | 3676.1356 | 10426.507 | 9584.4309 | 8358.0608 | 1848.921 | 4863.9661 | 7875.9778 | 3478.1834 | 6026.4559 | 5519.4941 | 2925.3291 | 4994.224 | 247.8115 | 229.8711 | 229.8711 | 232.9209 | 258.8856 | 193.9966 | 275.0169 | 246.7165 | 275.0169 | 214.2314 | 264.1146 | 173.7618 | 236.7507 | 235.2482 | 235.8142 | 177529.6271 | 10702.7084 | 4596.0152 | 72799.6308 | 31131.4257 | 15357.4118 | 5797.5523 | 5196.1418 | 5010.2284 | 4251.6366 | 27383.6579 | 6245.7225 | 7881.9543 | 4539.6008 | 6129.7267 | 157031.8278 | 21593.6186 | 11274.9304 | 67384.3 | 37506 | 22330.9867 | 14145.2131 | 7045.0628 | 9874.1945 | 11991.3144 | 30741.3413 | 11206.0557 | 13348.2484 | 6044.8966 | 11117.1506 | 157.4855 | 157.4855 | 157.4855 | 161.3908 | 181.8171 | 161.3908 | 181.8171 | 181.8171 | 181.8171 | 161.3908 | 157.4855 | 161.3908 | 161.3908 | 157.4855 | 157.4855 | 0.010896 | 6.4596e-09 | 5.0598e-18 | 0.014333 | 0.016355 | 2.799e-10 | 3.0418e-05 | 2.591e-25 | 1.2385e-10 | 1.3584e-10 | 2.7707e-05 | 7.786e-09 | 8.8282e-09 | 2.1518e-12 | 4.0564e-12 | 0.010896 | 0.010896 | 0.010896 | 0.025228 | 0.041584 | 0.025228 | 0.041614 | 0.041584 | 0.041614 | 0.025228 | 0.010923 | 0.010896 | 0.025228 | 0.010896 | 0.010896
725 | 154742.8286 | 15358.2256 | 5699.4484 | 66531.8554 | 37006.5689 | 15665.1167 | 11647.8982 | 3040.2307 | 5981.5306 | 8157.5078 | 26476.6374 | 8387.5232 | 9787.5905 | 4108.7727 | 7488.2092 | n/a | 11569.9106 | 6236.6999 | 4451.9743 | 9176.9966 | 10675.9673 | 9589.8498 | 2088.8075 | 4452.533 | 6428.9945 | 3218.8707 | 5585.0983 | 6703.4685 | 3156.7938 | 4771.3252 | 226.0361 | 209.2536 | 209.2536 | 210.577 | 236.7792 | 170.7226 | 253.0843 | 224.4788 | 253.0843 | 191.1756 | 243.8663 | 150.2697 | 214.8736 | 214.6886 | 215.2608 | 172923.2616 | 9359.3476 | 4324.6159 | 70142.5355 | 31442.6618 | 14146.2869 | 6024.8922 | 5225.8934 | 5004.9175 | 4229.7353 | 26452.5034 | 5885.2161 | 6477.5879 | 4679.3478 | 6045.0613 | 163108.9 | 19535.3418 | 10555.0158 | 70935.8646 | 38680.5 | 24221.8542 | 15282.9836 | 7264.1009 | 9368.2921 | 10352.9298 | 28721.974 | 11175.7144 | 12620.1697 | 7731.0417 | 10649.7865 | 73.93 | 73.93 | 73.93 | 73.93 | 108.28 | 73.93 | 108.28 | 108.28 | 108.28 | 73.93 | 73.93 | 73.93 | 73.93 | 73.93 | 73.93 | 0.0014135 | 1.3381e-06 | 5.9739e-16 | 0.0030641 | 0.0095805 | 1.1669e-11 | 1.162e-06 | 3.3729e-24 | 3.8382e-09 | 1.0368e-06 | 0.0016061 | 1.0796e-07 | 4.0748e-07 | 1.223e-19 | 1.463e-09 | 0.0014135 | 0.0014149 | 0.0014149 | 0.0044776 | 0.014058 | 0.0044776 | 0.014059 | 0.014058 | 0.014059 | 0.0044787 | 0.0030196 | 0.0014136 | 0.0044781 | 0.0014135 | 0.0014135
726 | 154482.7532 | 15540.5429 | 5834.2566 | 66438.6625 | 36882.2761 | 15474.0049 | 11696.6587 | 2863.7305 | 6011.884 | 7870.3888 | 26216.1603 | 8219.6381 | 9730.8425 | 3870.308 | 7116.4047 | n/a | 11580.7115 | 4943.6259 | 4720.9091 | 8627.3153 | 8659.7823 | 7091.8234 | 1951.9723 | 4268.4646 | 6375.5603 | 3363.1049 | 5685.3164 | 9328.1827 | 3461.3361 | 4996.2839 | 237.6546 | 220.8499 | 220.8499 | 225.1701 | 247.6606 | 192.0036 | 261.6081 | 237.1388 | 261.6081 | 209.4991 | 250.4578 | 174.508 | 228.0744 | 225.4991 | 225.9885 | 171220.0199 | 10092.0549 | 4131.3522 | 72391.2171 | 32506.1246 | 15218.3319 | 6061.5958 | 5118.0129 | 5123.3094 | 4260.1099 | 24916.1602 | 6230.7602 | 6239.0561 | 4695.6375 | 6149.1944 | 159265.1 | 19549.8412 | 7740.3529 | 71991.4223 | 38699.5206 | 22333.9296 | 12073 | 7018.7852 | 8379.7548 | 10059.8855 | 27547.3651 | 11681.2766 | 14750.0388 | 8057.9736 | 11095.5783 | 158.73 | 158.73 | 158.73 | 158.73 | 158.73 | 158.73 | 170.0159 | 158.73 | 170.0159 | 158.73 | 158.73 | 158.73 | 158.73 | 158.73 | 158.73 | 0.013509 | 2.282e-06 | 2.328e-07 | 0.0014975 | 0.0084123 | 7.1334e-10 | 0.014023 | 3.5496e-25 | 5.0884e-07 | 7.2776e-07 | 0.0059933 | 3.4337e-09 | 5.1953e-11 | 1.3547e-23 | 5.7371e-12 | 0.013509 | 0.013511 | 0.013511 | 0.015006 | 0.023418 | 0.015006 | 0.037441 | 0.023418 | 0.037442 | 0.015007 | 0.019502 | 0.013509 | 0.015006 | 0.013509 | 0.013509
727 | 152589.2569 | 15213.8203 | 5689.1944 | 65664.3836 | 36613.733 | 15247.5657 | 11894.2144 | 2984.2652 | 6052.7102 | 7798.0483 | 25993.8631 | 8135.7697 | 9480.4706 | 4067.0158 | 7058.5952 | n/a | 9815.6324 | 8259.5445 | 3434.5962 | 7155.8445 | 9567.9376 | 8254.7923 | 1973.1194 | 4818.3333 | 7984.9262 | 4843.1438 | 6587.7458 | 7929.4145 | 3710.9776 | 5086.2693 | 247.3221 | 229.5075 | 229.5075 | 232.8663 | 258.2357 | 194.9586 | 273.9914 | 246.3499 | 273.9914 | 214.7222 | 262.9537 | 175.1949 | 236.5151 | 234.7594 | 235.3122 | 171112.8078 | 10152.8803 | 4405.5461 | 68075.717 | 31834.3694 | 13964.7383 | 5617.9677 | 5166.344 | 4965.5657 | 3957.6179 | 25178.6123 | 5860.883 | 6639.9161 | 4773.2339 | 6013.2584 | 159367.4 | 19730.1127 | 12633.0906 | 67791.7 | 37444.6 | 23083.1766 | 13751.4599 | 7139.4634 | 9722.599 | 11539.0449 | 28498.0561 | 12402.6288 | 13466.8306 | 8410.7114 | 10864.9277 | 116.07 | 116.07 | 116.07 | 150.58 | 212.92 | 150.58 | 212.92 | 212.92 | 212.92 | 150.58 | 116.07 | 150.58 | 150.58 | 116.07 | 116.07 | 0.0036471 | 5.1794e-07 | 5.5886e-22 | 0.012923 | 0.019797 | 4.2493e-11 | 0.0002183 | 3.0178e-24 | 1.2304e-09 | 2.782e-10 | 0.0010278 | 6.1938e-11 | 2.2664e-09 | 2.5558e-23 | 1.2839e-11 | 0.0036471 | 0.0036476 | 0.0036476 | 0.01657 | 0.036367 | 0.01657 | 0.036585 | 0.036367 | 0.036585 | 0.01657 | 0.004675 | 0.0036471 | 0.01657 | 0.0036471 | 0.0036471
728 | 153046.202 | 15397.6638 | 5780.9053 | 65867.429 | 36686.993 | 15412.3971 | 11888.7712 | 3010.2936 | 6133.9949 | 7963.1272 | 25978.2675 | 8127.5064 | 9597.6923 | 4038.0092 | 7117.2076 | n/a | 7513.2467 | 6694.9229 | 4002.5662 | 8486.5184 | 9000.2012 | 8519.4588 | 2134.2157 | 3565.7343 | 7572.8775 | 3026.5702 | 6738.3277 | 7052.3036 | 3902.6553 | 5342.7098 | 246.0099 | 227.9349 | 227.9349 | 230.0389 | 257.4102 | 188.6423 | 274.4321 | 244.5692 | 274.4321 | 209.9942 | 264.069 | 167.2903 | 234.3496 | 233.6088 | 234.2061 | 175515.3472 | 11055.962 | 4445.9607 | 69065.158 | 31640.6396 | 14860.448 | 6114.7085 | 5154.2467 | 5060.0502 | 4059.8162 | 27548.5044 | 5869.0681 | 6492.3839 | 4613.2406 | 6112.9663 | 158378.1 | 16643.8712 | 11085.5836 | 67988.8288 | 37751.6 | 22925.4492 | 14087.2673 | 7275.8623 | 8625.7844 | 10835.5937 | 27273.7322 | 12469.2958 | 13495.7875 | 8191.196 | 10027.1387 | 150.2218 | 150.2218 | 150.2218 | 150.2218 | 179.2837 | 150.2218 | 179.2837 | 179.2837 | 179.2837 | 150.2218 | 150.2218 | 150.2218 | 150.2218 | 150.2218 | 150.2218 | 0.0093185 | 0.0019604 | 5.0341e-17 | 0.013004 | 0.016149 | 1.2217e-10 | 8.3073e-05 | 1.2268e-24 | 3.5838e-07 | 2.901e-08 | 0.0062083 | 4.2398e-11 | 3.9983e-09 | 1.5393e-22 | 2.5108e-09 | 0.0093185 | 0.011279 | 0.011279 | 0.022322 | 0.038471 | 0.022322 | 0.038554 | 0.038471 | 0.038555 | 0.022322 | 0.015527 | 0.0093185 | 0.022322 | 0.0093185 | 0.0093185
729 | 151870.1575 | 15361.2364 | 5718.557 | 65389.1273 | 36366.3476 | 15377.7108 | 11836.28 | 2940.6253 | 6181.9715 | 8093.0426 | 25988.2626 | 8469.2728 | 9582.3777 | 3941.5044 | 6803.7062 | n/a | 11974.91 | 5791.1955 | 4072.7303 | 7184.8798 | 7586.7949 | 8507.6837 | 2062.1814 | 5053.7592 | 7191.3781 | 3890.0608 | 7575.6859 | 7668.747 | 2840.4588 | 7786.2438 | 227.6779 | 210.8469 | 210.8469 | 212.4357 | 238.3864 | 173.0548 | 254.5309 | 226.2073 | 254.5309 | 193.3062 | 245.1186 | 152.8033 | 216.6227 | 216.2284 | 216.7949 | 168984.3343 | 9374.6555 | 4287.1053 | 70177.7857 | 31585.9774 | 13792.343 | 6285.0406 | 5065.4564 | 5139.5234 | 4041.9534 | 25445.4209 | 6007.2382 | 5666.3453 | 4541.5839 | 6011.5179 | 155541.4 | 18835.1692 | 8731.0044 | 69142.4625 | 37290.4 | 20875.8379 | 14730.4243 | 5938.0806 | 10193.2826 | 10817.7316 | 27541.2817 | 13495.2241 | 11981.0923 | 7360.3428 | 13715.7617 | 178.4071 | 178.4071 | 178.4071 | 178.4071 | 178.7186 | 178.4071 | 178.7186 | 178.7186 | 178.7186 | 178.4071 | 178.4071 | 178.4071 | 178.4071 | 178.4071 | 178.4071 | 0.026253 | 7.6906e-06 | 1.2431e-10 | 0.0044015 | 0.018139 | 2.199e-08 | 1.1233e-05 | 2.5203e-18 | 3.6813e-10 | 7.4195e-08 | 0.0042338 | 4.2435e-12 | 1.9158e-06 | 2.3319e-19 | 5.3948e-20 | 0.026253 | 0.026261 | 0.026261 | 0.030655 | 0.048794 | 0.030655 | 0.048805 | 0.048794 | 0.048805 | 0.030655 | 0.030487 | 0.026253 | 0.030657 | 0.026253 | 0.026253
730 | 155548.5653 | 15517.9998 | 5831.212 | 66854.8882 | 37276.1352 | 15909.1545 | 11981.9342 | 3107.5375 | 6042.3072 | 8180.1742 | 26252.4575 | 8571.6385 | 9906.3196 | 3956.4456 | 7251.103 | n/a | 6475.9254 | 6066.8823 | 3924.959 | 7503.2021 | 9750.7139 | 8322.9422 | 2366.3019 | 3734.5415 | 9110.4366 | 3918.2166 | 6629.9998 | 5917.873 | 3215.0493 | 5422.386 | 212.9057 | 196.7733 | 196.7733 | 196.8878 | 223.5232 | 155.9713 | 240.1165 | 211.0054 | 240.1165 | 176.7857 | 231.9977 | 135.1569 | 201.5583 | 202.3044 | 202.8866 | 175226.6692 | 10837.9938 | 4329.0424 | 71083.3048 | 33956.5143 | 13809.8198 | 5774.7761 | 5140.4638 | 4736.2215 | 3905.8428 | 27783.2766 | 6168.8197 | 6840.9894 | 4736.9344 | 5925.7486 | 161306.3 | 17289.7192 | 10382.1247 | 70618.1475 | 38671.8 | 22504.6337 | 13470.9183 | 6114.803 | 7922.663 | 12830.2794 | 27204.7 | 12662.5195 | 12732.2624 | 7693.2837 | 11348.1347 | 123.1704 | 123.1704 | 123.1704 | 123.1704 | 127.9143 | 123.1704 | 127.9143 | 127.9143 | 127.9143 | 123.1704 | 136.7581 | 123.1704 | 123.1704 | 123.1704 | 123.1704 | 0.007516 | 0.00055153 | 8.8239e-15 | 0.0046074 | 0.012313 | 2.2505e-09 | 0.00063666 | 1.6613e-17 | 5.3049e-06 | 8.7056e-12 | 0.010507 | 3.878e-10 | 4.8006e-07 | 7.0131e-21 | 4.5248e-12 | 0.007516 | 0.0080675 | 0.0080675 | 0.012123 | 0.024436 | 0.012123 | 0.025073 | 0.024436 | 0.025078 | 0.012123 | 0.018023 | 0.007516 | 0.012124 | 0.007516 | 0.007516
731 | 154909.4058 | 15764.2864 | 5888.9162 | 66601.7702 | 36960.7034 | 15471.5335 | 11741.5888 | 3074.9329 | 6073.3274 | 7953.9963 | 26337.1731 | 8227.9056 | 10018.9331 | 4042.8716 | 7348.2963 | n/a | 8436.2562 | 4937.1906 | 4952.0085 | 8248.2901 | 14337.7009 | 9004.1427 | 1958.0196 | 4526.6699 | 7621.2537 | 4499.4348 | 5275.2696 | 7667.6448 | 2490.2345 | 4305.0317 | 226.8996 | 210.3717 | 210.3717 | 212.8106 | 237.1948 | 176.1164 | 252.3506 | 225.7616 | 252.3506 | 195.1275 | 242.5444 | 157.1053 | 216.512 | 215.4235 | 215.9553 | 172750.1326 | 10128.317 | 3932.451 | 72800.6243 | 32004.9339 | 14062.7181 | 6193.6545 | 5150.7237 | 4984.9595 | 4517.2362 | 24120.1293 | 5833.0178 | 6698.2645 | 4622.5265 | 6086.3808 | 162493.1 | 18433.9731 | 8805.6415 | 73282.4554 | 38081.3 | 28167.919 | 14425.9972 | 7054.4433 | 9511.6294 | 11923.6899 | 27542.7 | 11090.5874 | 14200.1093 | 5710.8155 | 10346.6125 | 91.3074 | 91.3074 | 91.3074 | 91.3074 | 160.65 | 91.3074 | 160.65 | 160.65 | 160.65 | 91.3074 | 108.9846 | 91.3074 | 91.3074 | 91.3074 | 91.3074 | 0.0023267 | 6.7173e-05 | 4.0702e-10 | 0.00075181 | 0.015487 | 2.0144e-16 | 1.9151e-05 | 1.0924e-22 | 3.846e-09 | 1.307e-10 | 0.0072742 | 5.91e-08 | 2.568e-09 | 2.2141e-10 | 2.5966e-09 | 0.0023267 | 0.0023939 | 0.0023939 | 0.0030785 | 0.018565 | 0.0030785 | 0.018584 | 0.018565 | 0.018584 | 0.0030785 | 0.0096009 | 0.0023267 | 0.0030785 | 0.0023267 | 0.0023267
732 | 154600.8154 | 15621.3098 | 5799.1305 | 66483.4474 | 37001.1264 | 15676.303 | 11646.9332 | 2950.8841 | 6130.7034 | 8036.2266 | 26221.6834 | 8103.5569 | 9821.3493 | 3957.2611 | 6988.0339 | n/a | 10399.6874 | 4083.5627 | 3674.7979 | 9729.7192 | 7302.0672 | 8951.1928 | 1901.5685 | 4714.9175 | 8701.092 | 4739.8075 | 5298.4348 | 7877.6859 | 3636.6191 | 4847.3225 | 204.3316 | 187.7945 | 187.7945 | 184.2301 | 216.139 | 134.0009 | 236.0735 | 201.1009 | 236.0735 | 159.0063 | 230.1113 | 108.9955 | 190.7364 | 194.4393 | 195.1387 | 170050.9142 | 10339.1494 | 4265.611 | 65663.4379 | 29497.1257 | 12961.5614 | 6068.0079 | 5155.2297 | 4834.758 | 3656.5087 | 25098.2783 | 6033.2973 | 7553.2144 | 4615.7297 | 6171.8857 | 159941.9 | 18731.3368 | 8145.5737 | 67742.1 | 38286.8092 | 19736.7286 | 14986.0007 | 7013.4982 | 9549.6755 | 11875.5007 | 27634.8858 | 11286.9321 | 15418.2003 | 8038.6488 | 11010.3082 | 125.65 | 125.65 | 125.65 | 178.8 | 178.8 | 178.8 | 178.8 | 178.8 | 178.8 | 178.8 | 125.65 | 178.8 | 178.8 | 125.65 | 125.65 | 0.0095958 | 2.1597e-05 | 1.2378e-08 | 0.020157 | 0.013429 | 1.128e-06 | 2.7256e-06 | 5.3421e-24 | 4.8876e-09 | 3.0067e-10 | 0.0053123 | 1.0316e-08 | 6.1041e-12 | 1.3527e-22 | 2.9499e-12 | 0.0095958 | 0.0096174 | 0.0096174 | 0.029753 | 0.043181 | 0.029754 | 0.043184 | 0.043181 | 0.043184 | 0.029754 | 0.014908 | 0.0095969 | 0.029753 | 0.0095958 | 0.0095958
733 | 151701.0452 | 15379.5974 | 5803.3812 | 65334.5442 | 36366.8581 | 15301.4352 | 11444.7371 | 2920.097 | 5924.573 | 7918.8711 | 25780.7729 | 8086.6016 | 9875.7593 | 4010.7551 | 6915.4672 | n/a | 10420.3433 | 6181.3284 | 4066.2646 | 8915.9098 | 9902.0493 | 9187.5467 | 1954.7629 | 2978.6822 | 7105.2624 | 4986.1957 | 6771.6541 | 6242.9732 | 2786.1718 | 6238.6677 | 182.5762 | 167.2048 | 167.2048 | 161.9466 | 194.0392 | 110.8803 | 214.1137 | 178.8955 | 214.1137 | 136.0613 | 209.8188 | 85.6993 | 168.9021 | 173.8963 | 174.6006 | 175457.6949 | 10859.4948 | 4225.7801 | 73048.2992 | 32695.2059 | 14225.3463 | 5567.2685 | 5208.5529 | 4688.7722 | 4286.5742 | 26728.8158 | 5807.386 | 6091.7133 | 4700.7862 | 5981.866 | 158804.4 | 17873.486 | 7654.5564 | 70738.5358 | 39491.1157 | 23664.4956 | 14495.7152 | 7113.3158 | 7661.9543 | 10976.9366 | 29906.2114 | 12531.0401 | 11715.8866 | 7389.158 | 10478.5058 | 79.21 | 79.21 | 79.21 | 79.21 | 79.21 | 79.21 | 79.21 | 79.21 | 79.21 | 79.21 | 79.21 | 79.21 | 79.21 | 79.21 | 79.21 | 0.0028847 | 8.8393e-05 | 3.1142e-07 | 0.0015518 | 0.0025856 | 1.1519e-11 | 5.3539e-06 | 6.1277e-25 | 8.8251e-06 | 1.0738e-08 | 8.7419e-05 | 2.3307e-11 | 2.4168e-05 | 7.283e-19 | 3.3933e-11 | 0.0028847 | 0.0029731 | 0.0029734 | 0.0044365 | 0.0070221 | 0.0044365 | 0.0070274 | 0.0070221 | 0.0070362 | 0.0044365 | 0.0029721 | 0.0028847 | 0.0044607 | 0.0028847 | 0.0028847
734 | 152392.9357 | 15158.1078 | 5724.9857 | 65618.99 | 36421.7565 | 15460.1176 | 11755.0405 | 2908.723 | 6265.2645 | 7949.1604 | 26053.9138 | 8240.8279 | 9846.8956 | 4168.2619 | 6895.6617 | n/a | 9813.7941 | 5625.8332 | 4265.9659 | 6012.5175 | 11935.7027 | 8927.4262 | 1819.4142 | 3401.0684 | 10080.3858 | 4612.3054 | 6066.0132 | 6226.0935 | 3668.7024 | 4899.7061 | 215.6099 | 198.4852 | 198.4852 | 195.8575 | 227.57 | 146.2369 | 247.3679 | 212.6348 | 247.3679 | 171.0711 | 240.5123 | 121.4027 | 202.0986 | 205.0845 | 205.7792 | 174004.6195 | 9830.1533 | 4491.0056 | 70961.4077 | 32416.1865 | 14392.5704 | 5988.313 | 5155.703 | 5068.5912 | 4227.1051 | 27216.3724 | 6018.9355 | 6674.3079 | 4625.0107 | 6102.096 | 156782.1 | 19094.2475 | 10096.3389 | 67826.9541 | 37079.7 | 24035.2731 | 14243.9352 | 6975.1172 | 7902.4556 | 12982.8909 | 28870.1778 | 11116.5487 | 11054.9015 | 7546.0132 | 10952.5021 | 150.86 | 150.86 | 150.86 | 150.86 | 216.74 | 150.86 | 216.74 | 216.74 | 216.74 | 150.86 | 150.86 | 150.86 | 150.86 | 150.86 | 150.86 | 0.016748 | 2.1401e-06 | 1.6665e-14 | 0.0124 | 0.022979 | 8.33e-12 | 3.3771e-05 | 2.4564e-24 | 2.183e-05 | 6.9389e-13 | 0.00065215 | 5.6767e-08 | 0.0003007 | 3.1164e-18 | 1.7629e-12 | 0.016748 | 0.016751 | 0.016751 | 0.029148 | 0.052127 | 0.029148 | 0.05216 | 0.052127 | 0.052182 | 0.029148 | 0.017401 | 0.016748 | 0.029449 | 0.016748 | 0.016748
735 | 155060.876 | 15655.536 | 5726.4598 | 66638.4367 | 36958.5804 | 15595.7501 | 11790.0586 | 3118.8679 | 5670.6671 | 7837.5309 | 26368.0885 | 7996.767 | 9875.6591 | 4177.4176 | 7146.0155 | n/a | 9837.6374 | 6333.2948 | 2989.7607 | 9353.7748 | 9214.1343 | 7283.3171 | 2044.5613 | 4679.5169 | 7383.4459 | 4336.6073 | 6013.006 | 5238.6847 | 4426.5442 | 4602.0767 | 229.5408 | 212.4345 | 212.4345 | 213.5567 | 240.5481 | 172.4228 | 257.3481 | 227.8745 | 257.3481 | 193.4964 | 248.0975 | 151.3492 | 218.042 | 218.0344 | 218.6239 | 172224.8608 | 10258.0797 | 4442.6224 | 69906.0249 | 32377.2661 | 14155.4292 | 5818.2899 | 5105.6746 | 5040.0771 | 4693.633 | 25664.2251 | 5799.3466 | 7787.2029 | 4778.8918 | 5945.9075 | 161699 | 19935.8171 | 10652.7172 | 69004.9 | 39658.8409 | 22289.0779 | 12916.1071 | 7040.7359 | 9656.494 | 11439.4789 | 28710.2129 | 11369.4669 | 12847.7876 | 7647.4804 | 10541.5842 | 113.18 | 113.18 | 113.18 | 128.2842 | 128.2842 | 128.2842 | 128.2842 | 128.2842 | 128.2842 | 128.2842 | 113.18 | 128.2842 | 128.2842 | 113.18 | 113.18 | 0.0042643 | 1.2673e-06 | 4.366e-16 | 0.01166 | 0.0039104 | 1.2554e-09 | 0.0016722 | 4.18e-22 | 7.958e-11 | 6.1121e-10 | 0.0013747 | 3.3525e-09 | 2.5789e-07 | 1.2375e-18 | 1.7161e-10 | 0.0042643 | 0.0042656 | 0.0042656 | 0.015924 | 0.019834 | 0.015924 | 0.021507 | 0.019834 | 0.021507 | 0.015924 | 0.005639 | 0.0042643 | 0.015924 | 0.0042643 | 0.0042643
736 | 157085.0461 | 15748.8813 | 6110.4962 | 67477.2687 | 37591.3874 | 15847.5191 | 12007.5547 | 3055.4318 | 6099.9453 | 8304.071 | 26616.9954 | 8301.914 | 9828.5293 | 4181.9885 | 7042.5808 | n/a | 9209.7797 | 6267.9094 | 4488.3494 | 9817.0149 | 9435.7404 | 6673.172 | 1426.472 | 3903.1562 | 7620.6175 | 2671.3362 | 5192.4064 | 9444.1082 | 2608.5649 | 6262.0141 | 243.5552 | 226.5008 | 226.5008 | 231.5119 | 253.5526 | 199.2633 | 267.2095 | 243.2502 | 267.2095 | 216.3942 | 255.4917 | 182.1324 | 234.1669 | 231.0531 | 231.5323 | 171747.4498 | 10172.3729 | 4067.0409 | 70417.611 | 31201.656 | 14826.751 | 6148.9226 | 5364.2422 | 4903.4677 | 4764.8742 | 25854.3843 | 5679.6673 | 6961.2504 | 4780.6168 | 5941.757 | 162974.5 | 18857.4527 | 10311.6503 | 71224.6895 | 38910.1 | 24061.2914 | 12509.6946 | 6500.3858 | 8806.6239 | 12201.3917 | 27416.6 | 10854.9737 | 15165.5586 | 7354.9817 | 12155.5711 | 139.19 | 139.19 | 139.19 | 139.19 | 153.92 | 139.19 | 153.92 | 153.92 | 153.92 | 139.19 | 174.09 | 139.19 | 139.19 | 139.19 | 139.19 | 0.0071576 | 2.3049e-05 | 2.9195e-13 | 0.0047527 | 0.013285 | 3.563e-11 | 0.010144 | 4.8363e-20 | 1.2375e-07 | 4.177e-10 | 0.013372 | 2.8407e-07 | 1.7682e-11 | 3.2551e-17 | 6.7076e-15 | 0.0071576 | 0.0071806 | 0.0071806 | 0.01191 | 0.025196 | 0.01191 | 0.03534 | 0.025196 | 0.03534 | 0.01191 | 0.020529 | 0.0071579 | 0.01191 | 0.0071576 | 0.0071576
737 | 150465.9936 | 15165.4827 | 5832.0471 | 64846.6111 | 36088.4772 | 15199.5556 | 11307.6164 | 2892.3997 | 5757.9444 | 7701.1222 | 25465.3283 | 7815.6761 | 9808.7474 | 4031.9435 | 6933.1034 | n/a | 9981.7734 | 5653.2858 | 5297.4781 | 8881.6174 | 12549.535 | 7610.7149 | 1492.6607 | 4115.6596 | 7057.9609 | 4526.0402 | 4239.4465 | 6342.4019 | 3756.3654 | 5178.6327 | 245.7179 | 228.4429 | 228.4429 | 233.2576 | 255.9102 | 200.0038 | 269.9513 | 245.3179 | 269.9513 | 217.6166 | 258.2493 | 182.3909 | 236.0688 | 233.1233 | 233.6159 | 169383.3404 | 10915.698 | 4208.2844 | 67773.7982 | 30123.4294 | 14956.6199 | 5434.7045 | 5141.5246 | 4625.8156 | 4420.8867 | 26415.0826 | 5841.535 | 7473.9186 | 4641.3395 | 5977.0274 | 155426.4599 | 18794.9714 | 8683.6703 | 67496.621 | 37312.1 | 25442.6465 | 12858.2194 | 5851.4384 | 8673.9752 | 11352.6476 | 30713.7228 | 9453.4815 | 13061.8205 | 8222.0049 | 11143.5602 | 156.8249 | 156.8249 | 156.8249 | 156.8249 | 159.7871 | 156.8249 | 159.7871 | 159.7871 | 159.7871 | 156.8249 | 156.8249 | 156.8249 | 156.8249 | 156.8249 | 156.8249 | 0.011111 | 4.6517e-06 | 5.1666e-10 | 0.0086967 | 0.013797 | 7.0936e-14 | 0.00041341 | 2.2004e-18 | 2.0902e-08 | 3.4593e-10 | 1.4694e-05 | 1.2796e-05 | 7.6455e-08 | 9.4681e-23 | 8.1789e-13 | 0.011111 | 0.011115 | 0.011115 | 0.019807 | 0.033604 | 0.019807 | 0.034018 | 0.033604 | 0.034018 | 0.019807 | 0.011125 | 0.011123 | 0.019807 | 0.011111 | 0.011111
738 | 157556.3735 | 15874.6465 | 6071.745 | 67667.8036 | 37766.8498 | 15794.9143 | 12168.9485 | 3062.1803 | 6042.8995 | 8315.362 | 26681.8617 | 8070.5072 | 9827.2447 | 4158.3882 | 7267.399 | n/a | 10344.8709 | 6408.5584 | 4561.0729 | 7982.1245 | 10857.1319 | 8365.018 | 1997.7764 | 3610.0368 | 8090.5035 | 3315.8499 | 4951.4687 | 8338.8525 | 3187.7637 | 3530.9027 | 233.3666 | 216.4849 | 216.4849 | 219.402 | 243.7754 | 182.8811 | 258.9172 | 232.3527 | 258.9172 | 201.8747 | 248.6279 | 163.8874 | 222.9838 | 221.5321 | 222.0634 | 174262.3097 | 9443.0676 | 4070.4901 | 70908.7591 | 31789.3431 | 13458.0471 | 5770.0119 | 5296.8943 | 4731.9018 | 3653.9305 | 26502.6678 | 6096.4488 | 6866.484 | 4516.4962 | 5955.7284 | 164430.9 | 19036.6351 | 10429.2486 | 73498.3645 | 38941.2 | 23800.479 | 14089.0299 | 7177.2707 | 8341.9386 | 11700.0341 | 27642.6 | 10577.6175 | 14830.0366 | 7330.9599 | 9486.6311 | 112.23 | 112.23 | 112.23 | 112.23 | 162.32 | 112.23 | 162.32 | 162.32 | 162.32 | 112.23 | 147.5282 | 112.23 | 112.23 | 112.23 | 112.23 | 0.0039437 | 2.1518e-05 | 9.3834e-14 | 0.0013461 | 0.015104 | 5.6319e-11 | 0.00020662 | 1.7783e-23 | 7.4432e-07 | 4.7546e-09 | 0.010615 | 2.5159e-07 | 6.7822e-11 | 2.6889e-17 | 1.6536e-07 | 0.0039437 | 0.0039652 | 0.0039652 | 0.0052898 | 0.020394 | 0.0052898 | 0.020601 | 0.020394 | 0.020602 | 0.0052898 | 0.014559 | 0.0039439 | 0.0052898 | 0.0039437 | 0.0039438
739 | 155037.2635 | 15573.9049 | 5975.3961 | 66665.9367 | 37098.1232 | 15444.5219 | 11762.4399 | 3084.957 | 6065.6906 | 7958.8948 | 26513.544 | 8190.6585 | 9926.6561 | 3909.0338 | 7210.1225 | n/a | 10342.9489 | 6076.3729 | 4083.7676 | 10140.2691 | 9750.7565 | 6836.0148 | 1951.078 | 3733.7604 | 5808.6905 | 4539.2907 | 6717.7179 | 8031.1256 | 3416.1328 | 5011.6405 | 231.1426 | 213.872 | 213.872 | 214.8456 | 242.2956 | 172.9581 | 259.3835 | 229.4048 | 259.3835 | 194.3928 | 250.1463 | 151.5233 | 219.4485 | 219.568 | 220.1676 | 173314.1208 | 10248.9443 | 4324.6396 | 71757.7373 | 31800.5761 | 13955.3184 | 5451.1891 | 5036.833 | 4655.4633 | 4011.3719 | 25117.0741 | 5807.4434 | 7335.695 | 4690.3673 | 6128.0095 | 159981.8 | 18307.4082 | 10401.0125 | 71219.5443 | 39020.2847 | 23339.6748 | 12457.5283 | 6938.411 | 8389.2237 | 9546.8624 | 27408.6 | 12431.9613 | 15225.0206 | 7944.1001 | 11139.6501 | 151.1867 | 151.1867 | 151.1867 | 151.1867 | 151.1867 | 151.1867 | 151.1867 | 151.1867 | 151.1867 | 151.1867 | 156.7383 | 151.1867 | 151.1867 | 151.1867 | 151.1867 | 0.012371 | 5.3086e-05 | 3.9504e-14 | 0.002809 | 0.0077513 | 4.7332e-11 | 0.0056793 | 5.6728e-22 | 6.9124e-07 | 1.5707e-05 | 0.01158 | 8.0157e-11 | 2.5519e-11 | 1.3e-22 | 1.0172e-11 | 0.012371 | 0.012424 | 0.012424 | 0.01518 | 0.022932 | 0.01518 | 0.028611 | 0.022932 | 0.028612 | 0.015196 | 0.023952 | 0.012371 | 0.01518 | 0.012371 | 0.012371
740 | 156273.1354 | 15884.1797 | 5991.9575 | 67133.1742 | 37487.8431 | 15519.8036 | 11994.8278 | 2976.5007 | 5849.3517 | 7961.7987 | 26589.3908 | 8267.2641 | 9718.5863 | 4075.776 | 7074.2594 | n/a | 9049.9343 | 6986.208 | 3286.5743 | 7310.0273 | 9229.0504 | 7614.6339 | 1967.9712 | 5486.9557 | 7920.0907 | 3373.0523 | 6155.2562 | 6396.6502 | 3357.3809 | 5972.6379 | 230.6756 | 213.7483 | 213.7483 | 215.7943 | 241.3331 | 177.1964 | 257.2141 | 229.3527 | 257.2141 | 197.1172 | 247.4605 | 157.2756 | 219.7961 | 219.0419 | 219.5991 | 171238.3979 | 9969.4598 | 4313.8429 | 68449.8619 | 33737.4769 | 13069.5266 | 5920.8014 | 5168.4208 | 4830.9645 | 3807.8437 | 25457.584 | 5728.5367 | 6521.4512 | 4703.5396 | 6211.6154 | 160052.1 | 18854.1941 | 11212.1509 | 68621.1 | 39412.6538 | 22203.977 | 13480.5353 | 7136.392 | 10263.0202 | 11677.9344 | 27064.6363 | 11839.1929 | 12615.5014 | 7552.8102 | 12045.6533 | 180.704 | 180.704 | 180.704 | 181.0736 | 181.0736 | 181.0736 | 181.0736 | 181.0736 | 181.0736 | 181.0736 | 236.9777 | 181.0736 | 181.0736 | 180.704 | 180.704 | 0.026253 | 3.4281e-05 | 2.8919e-16 | 0.018117 | 0.007869 | 1.1819e-09 | 0.00064542 | 2.4946e-24 | 1.8384e-11 | 4.6198e-10 | 0.021414 | 2.2467e-09 | 2.8899e-07 | 4.4658e-19 | 1.7196e-14 | 0.026253 | 0.026288 | 0.026288 | 0.04437 | 0.052239 | 0.04437 | 0.052885 | 0.052239 | 0.052885 | 0.04437 | 0.047667 | 0.026253 | 0.04437 | 0.026253 | 0.026253
741 | 155360.87 | 15633.421 | 6004.2098 | 66777.088 | 37207.8523 | 15456.478 | 11869.1415 | 2976.1728 | 6127.9385 | 7874.131 | 26209.763 | 8288.639 | 9640.3459 | 4097.1289 | 7245.8356 | n/a | 6980.628 | 5581.5269 | 5531.9556 | 7156.8053 | 9858.3246 | 7743.378 | 1757.2457 | 6218.5663 | 6438.4238 | 5163.477 | 6813.2089 | 7214.3975 | 3348.0193 | 4834.722 | 228.2534 | 211.78 | 211.78 | 214.7671 | 238.3751 | 179.4459 | 253.0391 | 227.313 | 253.0391 | 197.84 | 242.9085 | 161.0517 | 218.1966 | 216.6679 | 217.1824 | 176002.4175 | 10861.3963 | 4371.5983 | 70953.5429 | 30537.2832 | 14618.924 | 5208.4597 | 5245.6857 | 4998.8084 | 4128.789 | 26106.8773 | 5924.3187 | 7427.5966 | 4683.8118 | 5958.8884 | 160305 | 17645.0243 | 9953.1252 | 71730.3211 | 37662.8 | 20840.7596 | 13627.3864 | 7002.9313 | 11217.3747 | 8601.8564 | 28139.2216 | 11066.395 | 14405.5941 | 7844.5311 | 9335.9778 | 149.5301 | 149.5301 | 149.5301 | 149.5301 | 265.46 | 149.5301 | 265.46 | 265.46 | 265.46 | 149.5301 | 149.5301 | 149.5301 | 149.5301 | 149.5301 | 149.5301 | 0.012493 | 0.00031715 | 8.9819e-13 | 0.0022056 | 0.02773 | 3.1747e-08 | 0.00028568 | 1.2725e-23 | 2.1319e-12 | 0.0010286 | 0.0024764 | 9.7176e-08 | 1.2175e-10 | 2.7236e-20 | 3.2774e-07 | 0.012493 | 0.01281 | 0.01281 | 0.014698 | 0.042429 | 0.014698 | 0.042714 | 0.042429 | 0.042714 | 0.015727 | 0.014969 | 0.012493 | 0.014698 | 0.012493 | 0.012493
742 | 150472.5354 | 15061.9052 | 5494.6708 | 64840.9461 | 35970.8348 | 15295.272 | 11438.4442 | 3019.084 | 5864.8277 | 7790.8223 | 25561.9741 | 8024.3868 | 9676.2371 | 3965.8765 | 6818.0097 | n/a | 7772.4871 | 5587.2867 | 2421.2275 | 7681.0033 | 10035.6425 | 10068.4139 | 2304.9185 | 4111.9212 | 7677.0967 | 4222.443 | 6426.8323 | 4557.3738 | 3488.6239 | 6260.0283 | 248.086 | 230.9331 | 230.9331 | 236.7997 | 257.9338 | 206.225 | 271.013 | 248.0671 | 271.013 | 222.6313 | 258.6975 | 189.8188 | 239.0841 | 235.2928 | 235.7517 | 176790.395 | 9389.3082 | 4103.7405 | 76167.5067 | 33080.1162 | 14002.8909 | 5630.1061 | 5064.4577 | 4826.6159 | 4746.9167 | 25955.064 | 5662.2663 | 8032.5171 | 4530.6608 | 6161.0062 | 157565.3 | 16530.5276 | 9650.1271 | 71726.5071 | 37962.0656 | 22690.3601 | 15350.3298 | 6808.7762 | 8812.5371 | 12038.1134 | 26623.2 | 11126.8254 | 11438.4909 | 7560.7847 | 12369.4345 | 106.49 | 106.49 | 106.49 | 106.49 | 106.49 | 106.49 | 106.49 | 106.49 | 106.49 | 106.49 | 132.4906 | 106.49 | 106.49 | 106.49 | 106.49 | 0.0028014 | 0.0010417 | 2.1928e-14 | 0.00059002 | 0.0069154 | 1.4324e-10 | 4.2562e-07 | 4.5333e-22 | 2.3299e-08 | 2.1618e-11 | 0.008577 | 1.3132e-08 | 2.8549e-05 | 3.9502e-20 | 1.8894e-16 | 0.0028014 | 0.0038431 | 0.0038431 | 0.0033914 | 0.010307 | 0.0033914 | 0.010307 | 0.010307 | 0.010307 | 0.0033914 | 0.011378 | 0.0028014 | 0.0034199 | 0.0028014 | 0.0028014
743 | 155288.9562 | 15756.6567 | 5749.4214 | 66752.4834 | 37258.8917 | 15486.8195 | 11931.3798 | 3102.9903 | 6079.7896 | 8052.2818 | 26425.3917 | 8265.3141 | 9800.924 | 4193.2054 | 7043.5781 | n/a | 8768.1067 | 6350.7861 | 4271.3509 | 7988.5945 | 10566.0593 | 9906.7165 | 1551.0652 | 3590.282 | 6911.0088 | 5020.291 | 7643.0242 | 6968.5238 | 3046.5099 | 6166.8907 | 228.6132 | 212.769 | 212.769 | 218.0437 | 237.7459 | 189.4769 | 249.9418 | 228.5455 | 249.9418 | 204.7753 | 238.6585 | 174.1786 | 220.2212 | 216.8342 | 217.2622 | 173346.1553 | 10036.9409 | 4168.0994 | 71977.7864 | 31880.6935 | 14987.6765 | 5756.8151 | 5036.2457 | 4882.3618 | 4793.2198 | 25638.6324 | 5825.7807 | 6797.7215 | 4753.4931 | 6027.9087 | 160500 | 16334.0476 | 8047.8855 | 73613.3829 | 38959.9112 | 25509.4358 | 15663.5316 | 6587.311 | 8472.6438 | 11704.2286 | 27312 | 13424.5049 | 12311.4678 | 7633.903 | 12194.7994 | 143.9192 | 143.9192 | 143.9192 | 143.9192 | 143.9192 | 143.9192 | 143.9192 | 143.9192 | 143.9192 | 143.9192 | 150.265 | 143.9192 | 143.9192 | 143.9192 | 143.9192 | 0.010478 | 0.010624 | 1.4856e-08 | 0.00067899 | 0.0094515 | 2.0651e-13 | 1.1343e-06 | 5.7205e-20 | 5.1304e-07 | 7.74e-10 | 0.011673 | 1.2837e-12 | 1.5209e-06 | 1.9611e-18 | 5.4075e-15 | 0.010478 | 0.021102 | 0.021102 | 0.011157 | 0.020608 | 0.011157 | 0.02061 | 0.020608 | 0.02061 | 0.011157 | 0.022151 | 0.010478 | 0.011158 | 0.010478 | 0.010478
744 | 148959.7755 | 15290.358 | 5797.232 | 64239.9475 | 35738.6975 | 15169.6202 | 11249.7313 | 2865.3513 | 5669.0038 | 7759.7959 | 25429.882 | 8067.4595 | 9445.9195 | 4092.7389 | 7245.2355 | n/a | 10004.9612 | 4984.2565 | 4722.5255 | 9676.1487 | 11218.0367 | 8060.5175 | 1600.4927 | 5128.4961 | 9012.3948 | 3624.6663 | 6198.6265 | 5829.4018 | 3726.4581 | 5001.2928 | 244.6071 | 227.8983 | 227.8983 | 234.3923 | 254.0044 | 206.3633 | 266.1258 | 244.8602 | 266.1258 | 221.5681 | 253.6297 | 191.1584 | 236.2539 | 231.9388 | 232.3641 | 173916.549 | 10422.2028 | 4125.8905 | 68924.3282 | 32379.3369 | 13218.2323 | 5751.5861 | 5053.976 | 5029.7157 | 3716.1729 | 28933.0861 | 5459.101 | 6322.811 | 4665.9436 | 6040.5276 | 154763.3 | 18885.3427 | 9052.047 | 66582.5 | 39146.1856 | 23367.869 | 13619.9036 | 6654.4687 | 10067.8117 | 11965.9677 | 30398.4089 | 11351.9275 | 10917.0127 | 7852.9017 | 9726.877 | 134.4959 | 134.4959 | 134.4959 | 137.5039 | 137.5039 | 137.5039 | 137.5039 | 137.5039 | 137.5039 | 137.5039 | 134.4959 | 137.5039 | 137.5039 | 134.4959 | 134.4959 | 0.0061817 | 5.4625e-06 | 3.3699e-11 | 0.011298 | 0.0019082 | 1.4708e-11 | 3.4975e-05 | 3.8951e-23 | 1.0025e-11 | 2.4418e-11 | 2.2247e-05 | 5.9203e-09 | 8.1178e-05 | 2.2607e-20 | 3.6776e-08 | 0.0061817 | 0.0061872 | 0.0061872 | 0.01748 | 0.019388 | 0.01748 | 0.019423 | 0.019388 | 0.019423 | 0.01748 | 0.006204 | 0.0061817 | 0.017561 | 0.0061817 | 0.0061818
745 | 156221.6628 | 15943.1964 | 5612.0768 | 67133.9063 | 37204.1297 | 15477.2442 | 11819.517 | 2945.7412 | 5940.1172 | 7914.4306 | 26524.7057 | 8227.5294 | 10104.466 | 4067.666 | 7119.6388 | n/a | 9790.7576 | 5130.2397 | 3497.0962 | 9605.017 | 10428.5343 | 7566.3219 | 1318.4808 | 3786.7373 | 8865.5481 | 3972.6227 | 6284.1754 | 5714.6156 | 3605.385 | 6787.3383 | 236.098 | 219.6742 | 219.6742 | 224.9096 | 245.6231 | 194.7751 | 258.4497 | 235.947 | 258.4497 | 210.8645 | 246.9025 | 178.6856 | 227.2752 | 223.9497 | 224.3998 | 176021.9147 | 10284.6248 | 4248.576 | 73271.2718 | 32147.3936 | 14970.5112 | 5367.9067 | 5157.0747 | 4807.3892 | 4168.9755 | 27541.5639 | 5868.6433 | 6700.1102 | 4647.4493 | 6203.5739 | 163129.1 | 19851.6824 | 9321.1158 | 71519.0148 | 40271.1106 | 23034.9924 | 12301.8286 | 6475.5555 | 7978.8265 | 12249.7236 | 30867.9866 | 10573.5656 | 11206.3258 | 7963.5259 | 12891.5122 | 111.52 | 111.52 | 111.52 | 111.52 | 111.52 | 111.52 | 135.0691 | 111.52 | 135.0691 | 111.52 | 111.52 | 111.52 | 111.52 | 111.52 | 111.52 | 0.0037191 | 3.7246e-06 | 7.9585e-13 | 0.0031766 | 0.0028915 | 1.1812e-10 | 0.010495 | 3.637e-21 | 2.1401e-06 | 1.9528e-11 | 7.5684e-05 | 6.7797e-07 | 0.00051597 | 3.837e-21 | 2.1797e-16 | 0.0037191 | 0.0037228 | 0.0037228 | 0.0068957 | 0.0097872 | 0.0068957 | 0.020282 | 0.0097872 | 0.020284 | 0.0068957 | 0.0037948 | 0.0037198 | 0.0074116 | 0.0037191 | 0.0037191
746 | 147080.0108 | 14730.8837 | 5695.4699 | 63491.5842 | 35229.8349 | 14905.572 | 11262.4023 | 2643.6188 | 5972.7767 | 7434.7797 | 24992.3219 | 7571.5169 | 9500.8862 | 3966.1993 | 6820.2281 | n/a | 10117.2701 | 6161.6758 | 4306.1843 | 8141.0826 | 8717.9999 | 7156.6185 | 1532.1995 | 4400.0432 | 9846.1385 | 4022.8471 | 9135.0476 | 8592.7227 | 3975.6222 | 4733.1091 | 241.06 | 223.9089 | 223.9089 | 227.9226 | 251.3715 | 193.1822 | 265.9208 | 240.3958 | 265.9208 | 211.4326 | 254.7941 | 174.9319 | 231.0714 | 228.7586 | 229.2691 | 171466.0414 | 9774.6446 | 4145.7701 | 72773.7121 | 35027.4424 | 12864.6001 | 6050.1056 | 5257.5642 | 5179.8537 | 4192.684 | 24605.6838 | 5696.6376 | 5856.4947 | 4603.371 | 6227.3107 | 154297.7 | 19367.8147 | 10293.7458 | 71463.6933 | 39600.925 | 21400.6 | 12192.324 | 6746.4637 | 9373.5969 | 13856.8225 | 26075.2309 | 14831.6852 | 14351.4174 | 8445.5932 | 10905.5197 | 96.5891 | 96.5891 | 96.5891 | 96.5891 | 96.5891 | 96.5891 | 96.5891 | 96.5891 | 96.5891 | 96.5891 | 123.6761 | 96.5891 | 96.5891 | 96.5891 | 96.5891 | 0.0023041 | 2.6139e-07 | 3.2019e-15 | 0.0002657 | 0.00075659 | 9.6553e-10 | 0.0025822 | 8.8305e-27 | 3.5069e-09 | 8.5478e-17 | 0.0079956 | 2.8808e-18 | 6.4009e-11 | 1.5717e-24 | 1.1444e-12 | 0.0023041 | 0.0023043 | 0.0023043 | 0.0025698 | 0.0033263 | 0.0025698 | 0.0059085 | 0.0033263 | 0.0059085 | 0.0025698 | 0.0103 | 0.0023041 | 0.0025698 | 0.0023041 | 0.0023041
747 | 154613.2955 | 15697.4587 | 5800.1832 | 66488.3283 | 37039.9216 | 15711.5162 | 11809.1319 | 3081.7363 | 5890.9337 | 8170.0814 | 26231.7519 | 8299.6252 | 10152.1322 | 4106.569 | 7342.8571 | n/a | 10343.0302 | 6490.0512 | 4637.4537 | 9849.6188 | 11260.3609 | 6400.3611 | 1692.3245 | 3085.4053 | 8312.9953 | 3573.1198 | 5324.2747 | 7958.1267 | 2869.6154 | 5130.0089 | 239.3588 | 221.8705 | 221.8705 | 224.2592 | 250.3005 | 185.0008 | 266.4894 | 238.0879 | 266.4894 | 205.3079 | 256.2364 | 164.6937 | 228.2653 | 227.2668 | 227.8348 | 174640.0312 | 11499.8186 | 4433.0394 | 68653.5208 | 32420.0168 | 13809.1513 | 5817.3273 | 4931.345 | 4973.5657 | 4451.9125 | 26660.1645 | 5995.5904 | 5872.6357 | 4649.4587 | 6320.3797 | 160651.3 | 20682.2306 | 10852.5906 | 68341.6 | 40249.5153 | 24877.5123 | 12032.8884 | 5097.3492 | 7978.771 | 12759.4079 | 28209.0842 | 11133.365 | 11800.1082 | 7519.074 | 11087.1887 | 131.29 | 131.29 | 131.29 | 159.98 | 159.98 | 159.98 | 247.2916 | 159.98 | 247.2916 | 159.98 | 131.29 | 159.98 | 159.98 | 131.29 | 131.29 | 0.0061216 | 2.3512e-07 | 2.9053e-16 | 0.015004 | 0.0025245 | 2.6421e-12 | 0.021863 | 1.5845e-12 | 1.5575e-06 | 1.1325e-11 | 0.002313 | 7.6067e-08 | 6.2529e-05 | 1.2199e-18 | 4.2047e-11 | 0.0061216 | 0.0061219 | 0.0061219 | 0.021126 | 0.02365 | 0.021126 | 0.045513 | 0.02365 | 0.045515 | 0.021126 | 0.0084347 | 0.0061217 | 0.021188 | 0.0061216 | 0.0061216
748 | 156986.4848 | 15787.5149 | 5679.38 | 67403.2121 | 37470.0305 | 15568.0412 | 11983.9242 | 2930.0407 | 6195.916 | 7964.5409 | 26839.8026 | 8308.8753 | 9794.8003 | 4088.2502 | 7084.1049 | n/a | 10951.2754 | 6619.1856 | 3911.858 | 10843.7882 | 8618.0456 | 6985.2425 | 2224.4854 | 4746.1973 | 6260.5333 | 4609.6476 | 7168.9504 | 6906.3102 | 3469.4762 | 5872.616 | 243.7942 | 226.478 | 226.478 | 230.6401 | 254.1773 | 195.8125 | 268.7794 | 243.1618 | 268.7794 | 214.1291 | 257.4753 | 177.496 | 233.768 | 231.3453 | 231.8577 | 175905.0298 | 9804.5587 | 4290.7239 | 72253.7464 | 30408.1153 | 14949.1985 | 5765.1562 | 5289.8456 | 4898.0901 | 4219.3346 | 27297.0254 | 5982.497 | 7082.961 | 4685.9424 | 5955.948 | 165851.2 | 20375.3341 | 10851.8095 | 73262.8008 | 39208.6 | 23264.4441 | 12602.3987 | 7514.331 | 9644.2874 | 10479.8679 | 31468.273 | 12848.6475 | 13950.4712 | 8068.7186 | 11828.564 | 71.0938 | 71.0938 | 71.0938 | 71.0938 | 111.87 | 71.0938 | 111.87 | 111.87 | 111.87 | 71.0938 | 71.0938 | 71.0938 | 71.0938 | 71.0938 | 71.0938 | 0.001118 | 6.576e-07 | 6.5236e-17 | 0.0013042 | 0.0092275 | 9.2715e-11 | 0.0073021 | 5.571e-27 | 5.0459e-09 | 1.675e-07 | 5.4041e-05 | 2.6423e-11 | 1.9503e-09 | 1.865e-21 | 6.5393e-14 | 0.001118 | 0.0011187 | 0.0011187 | 0.0024222 | 0.01165 | 0.0024222 | 0.018952 | 0.01165 | 0.018952 | 0.0024224 | 0.0011721 | 0.001118 | 0.0024222 | 0.001118 | 0.001118
749 | 158992.6504 | 16165.9577 | 6259.4408 | 68208.9731 | 37894.9036 | 15852.5877 | 12199.5098 | 3041.7257 | 6390.7487 | 8353.3134 | 26883.2595 | 8212.272 | 9758.5988 | 4106.0766 | 7201.5589 | n/a | 10486.0622 | 4542.1149 | 4618.6102 | 11866.0023 | 9699.7524 | 7672.1693 | 2169.2717 | 2561.4926 | 7334.6403 | 4238.1637 | 6419.6444 | 8159.0521 | 2702.8335 | 5660.9035 | 247.8998 | 230.5558 | 230.5558 | 235.7072 | 258.0531 | 203.0353 | 271.8981 | 247.6088 | 271.8981 | 220.4021 | 259.9458 | 185.6685 | 238.3815 | 235.1708 | 235.6565 | 172636.3099 | 9647.2283 | 4080.031 | 70651.0811 | 32528.4312 | 14456.2635 | 5985.0587 | 5121.0935 | 5067.6008 | 4406.7408 | 25708.0777 | 5684.3662 | 7549.1418 | 4679.0325 | 6046.7554 | 163762.6187 | 19772.3905 | 8608.3459 | 70021.7 | 41922.6757 | 23059.116 | 13595.0701 | 7284.1652 | 7596.2934 | 11056.781 | 28736.8415 | 11691.7106 | 14564.2604 | 7381.866 | 11508.2589 | 169.0628 | 169.0628 | 169.0628 | 172.6549 | 172.6549 | 172.6549 | 172.6549 | 172.6549 | 172.6549 | 172.6549 | 169.0628 | 172.6549 | 172.6549 | 169.0628 | 169.0628 | 0.014895 | 8.6434e-06 | 3.7402e-08 | 0.015661 | 0.0013415 | 4.5452e-10 | 0.00088694 | 2.7665e-24 | 0.00017142 | 1.2341e-07 | 0.0029666 | 3.1103e-09 | 1.31e-10 | 5.5151e-18 | 1.1903e-12 | 0.014895 | 0.014904 | 0.014904 | 0.030556 | 0.031898 | 0.030556 | 0.032784 | 0.031898 | 0.032956 | 0.030556 | 0.017862 | 0.014895 | 0.030556 | 0.014895 | 0.014895
750 | 158013.7648 | 16009.5048 | 6121.9968 | 67828.4709 | 37701.2157 | 15429.7345 | 12243.5478 | 3198.9222 | 6023.2592 | 7743.9757 | 26641.2266 | 7904.2747 | 9998.5255 | 3937.0605 | 7377.8128 | n/a | 11082.5554 | 4565.9599 | 3994.0889 | 10485.0347 | 10983.5801 | 5775.4367 | 1686.3385 | 4475.2381 | 10550.1789 | 4721.8094 | 7059.6718 | 8010.4903 | 3120.4942 | 4386.8653 | 240.696 | 223.762 | 223.762 | 228.4359 | 250.6986 | 195.7354 | 264.4989 | 240.2879 | 264.4989 | 213.0463 | 253.0573 | 178.4246 | 231.213 | 228.362 | 228.8463 | 172222.0952 | 10373.6196 | 4101.8994 | 69714.444 | 32231.1795 | 13462.86 | 6307.0988 | 5111.597 | 5224.8204 | 3736.1698 | 26946.887 | 6082.2376 | 6479.0622 | 4742.5742 | 6311.0365 | 163969.5 | 18829.6691 | 7407.3592 | 70138.5 | 42295.4143 | 24435.0402 | 12082.5355 | 6749.6355 | 9700.0585 | 14286.3487 | 30698.0965 | 13130.5094 | 14172.7525 | 7857.2684 | 10656.9018 | 136.8487 | 136.8487 | 136.8487 | 142.1257 | 142.1257 | 142.1257 | 396.7483 | 142.1257 | 396.7483 | 142.1257 | 136.8487 | 142.1257 | 142.1257 | 136.8487 | 136.8487 | 0.0070191 | 5.1811e-05 | 1.8904e-05 | 0.012233 | 0.00081253 | 2.617e-12 | 0.064236 | 9.1732e-20 | 1.095e-09 | 1.7914e-16 | 0.00011796 | 3.0484e-13 | 2.5521e-09 | 6.8361e-22 | 5.9474e-10 | 0.0070191 | 0.0070709 | 0.0070898 | 0.019253 | 0.020065 | 0.019253 | 0.084301 | 0.020065 | 0.084301 | 0.019253 | 0.007137 | 0.0070191 | 0.019253 | 0.0070191 | 0.0070191
751 | 154489.5575 | 15469.3669 | 5711.4528 | 66443.5784 | 36902.6998 | 15583.4958 | 11554.6699 | 3066.4611 | 5788.8566 | 7927.3708 | 26056.0181 | 8117.0867 | 9690.3962 | 4140.5162 | 6721.7085 | n/a | 9388.7327 | 4462.8213 | 3327.5879 | 9546.1396 | 11943.8145 | 8128.5126 | 1821.5509 | 2895.4718 | 9553.7314 | 3775.6799 | 5338.7299 | 5989.9447 | 3773.7572 | 4879.7887 | 244.3942 | 226.6339 | 226.6339 | 229.4068 | 255.419 | 190.319 | 271.584 | 243.2244 | 271.584 | 210.5961 | 260.949 | 170.0419 | 233.3132 | 232.0222 | 232.5894 | 171751.6833 | 9497.5888 | 4320.0554 | 70384.1649 | 33961.6923 | 14374.7101 | 5803.4611 | 5120.4621 | 5044.1976 | 4549.4871 | 26494.9885 | 5827.4457 | 6645.648 | 4639.5108 | 6200.6363 | 161112.8 | 18496.5215 | 8752.6767 | 69232.5473 | 41261.1265 | 26078.8246 | 13914.1594 | 6921.713 | 7874.8694 | 13889.3185 | 29950.5684 | 11140.3756 | 10759.9927 | 8217.0679 | 11070.325 | 120.2775 | 120.2775 | 120.2775 | 120.2775 | 120.2775 | 120.2775 | 120.2775 | 120.2775 | 120.2775 | 120.2775 | 120.2775 | 120.2775 | 120.2775 | 120.2775 | 120.2775 | 0.0042228 | 2.459e-05 | 1.0032e-10 | 0.0083083 | 0.00091688 | 7.2128e-14 | 4.3483e-05 | 4.2159e-22 | 1.3163e-06 | 6.7023e-15 | 0.00013151 | 2.2775e-08 | 0.00048949 | 1.1356e-21 | 1.6439e-13 | 0.0042228 | 0.0042474 | 0.0042474 | 0.012531 | 0.013448 | 0.012531 | 0.013492 | 0.013448 | 0.013493 | 0.012531 | 0.0043544 | 0.0042229 | 0.013021 | 0.0042228 | 0.0042228
752 | 154860.3211 | 15282.2778 | 5637.7927 | 66611.9515 | 36967.063 | 15676.335 | 11634.3032 | 3097.4222 | 5969.8061 | 8281.1161 | 26331.8141 | 8491.0431 | 10050.4021 | 4076.1335 | 7040.7277 | n/a | 7839.2047 | 5864.7805 | 3912.0428 | 10681.6348 | 9433.535 | 7280.3528 | 2481.112 | 3831.6556 | 7319.0435 | 3859.0155 | 6960.9583 | 7767.1468 | 3206.6176 | 5692.3506 | 202.3486 | 186.5801 | 186.5801 | 185.1696 | 213.1084 | 141.7499 | 230.5368 | 199.9607 | 230.5368 | 163.6118 | 223.5771 | 119.8881 | 190.4454 | 192.3895 | 193.0011 | 170857.22 | 9672.6965 | 4257.1874 | 71059.9835 | 33304.5102 | 14371.8633 | 5915.6153 | 5140.9453 | 4699.77 | 4426.4612 | 24961.5773 | 5661.7984 | 7706.2019 | 4756.7768 | 5944.6116 | 159997.7 | 17242.8012 | 10121.9679 | 70003.183 | 39995.7017 | 23646.0983 | 12069.8 | 6252.9821 | 7515.2575 | 11745.5047 | 27078.4 | 12463.4567 | 15417.3487 | 7888.3944 | 11299.3622 | 128.5282 | 128.5282 | 128.5282 | 128.5282 | 128.5282 | 128.5282 | 131.9448 | 128.5282 | 131.9448 | 128.5282 | 157.92 | 128.5282 | 128.5282 | 128.5282 | 128.5282 | 0.010896 | 0.00032185 | 5.0274e-15 | 0.0057502 | 0.0029392 | 5.2936e-11 | 0.011754 | 2.5721e-18 | 2.339e-05 | 3.0572e-09 | 0.014275 | 5.5929e-10 | 2.5266e-11 | 1.0668e-20 | 9.0277e-13 | 0.010896 | 0.011217 | 0.011217 | 0.016646 | 0.019585 | 0.016646 | 0.031339 | 0.019585 | 0.031362 | 0.016646 | 0.02517 | 0.010896 | 0.016646 | 0.010896 | 0.010896
753 | 153429.0485 | 15759.7594 | 5955.1151 | 66031.4016 | 36653.7858 | 15375.2887 | 11896.7909 | 2926.5816 | 5964.891 | 7775.0627 | 26070.5291 | 8196.1355 | 9920.315 | 4025.3238 | 7036.5992 | n/a | 11677.0382 | 4279.6907 | 4559.5391 | 6500.1433 | 9365.3847 | 7344.4695 | 2087.0591 | 3700.1172 | 9399.5719 | 3917.4962 | 6009.0564 | 6765.5457 | 3704.6638 | 3932.3994 | 217.4216 | 200.8518 | 200.8518 | 200.637 | 228.4103 | 157.8632 | 245.7176 | 215.354 | 245.7176 | 179.5731 | 237.5917 | 136.1533 | 205.5894 | 206.6209 | 207.2282 | 177683.0606 | 11578.7351 | 4133.9126 | 72489.6197 | 32451.625 | 14004.0445 | 5575.489 | 5074.7064 | 4960.3201 | 4129.5351 | 27150.8323 | 6062.219 | 7044.422 | 4707.5507 | 6108.6561 | 157134.6 | 18366.1425 | 7242.6033 | 71641.9367 | 37591.5 | 21581.4523 | 12348.5896 | 6702.1655 | 8065.6373 | 13169.707 | 26788.6 | 10642.6985 | 13397.5677 | 8197.6945 | 10018.7555 | 170.5 | 170.5 | 170.5 | 170.5 | 170.6548 | 170.5 | 170.6548 | 170.6548 | 170.6548 | 170.5 | 170.645 | 170.5 | 170.5 | 170.5 | 170.5 | 0.026253 | 7.8154e-05 | 1.4945e-05 | 0.0014142 | 0.018038 | 3.4829e-09 | 0.011541 | 1.268e-22 | 1.6592e-06 | 6.5116e-14 | 0.014729 | 4.0342e-07 | 3.6211e-08 | 1.0697e-22 | 1.3713e-09 | 0.026253 | 0.026331 | 0.026346 | 0.027667 | 0.045705 | 0.027667 | 0.057246 | 0.045705 | 0.057248 | 0.027667 | 0.040982 | 0.026254 | 0.027668 | 0.026253 | 0.026253
754 | 158207.7231 | 16061.3409 | 5904.3861 | 67898.5901 | 37778.3033 | 15872.8828 | 11841.3667 | 3045.3552 | 6195.0226 | 8136.7823 | 27161.5826 | 8461.0451 | 10001.3765 | 4141.5879 | 7135.2613 | n/a | 11244.1816 | 6121.4536 | 5766.1861 | 9363.5428 | 10393.3428 | 8328.1687 | 1910.4982 | 4226.8634 | 7453.9762 | 3535.2597 | 7464.7482 | 7877.2891 | 2807.2427 | 5908.0401 | 216.5466 | 199.7395 | 199.7395 | 198.4662 | 227.9573 | 152.7046 | 246.3509 | 214.0816 | 246.3509 | 175.7771 | 238.7852 | 129.6321 | 203.9821 | 205.8706 | 206.516 | 172499.9654 | 9463.8282 | 4171.4683 | 70051.0622 | 32130.012 | 14084.6352 | 5765.927 | 5089.0705 | 4972.434 | 4398.993 | 26791.4007 | 5708.0376 | 7219.4042 | 4538.3091 | 5865.4744 | 164002.0171 | 20645.7098 | 10292.9219 | 71662.2935 | 39186.9 | 24271.278 | 12837.841 | 6993.2688 | 8187.6426 | 11838.1693 | 28292.0669 | 12980.8857 | 14880.3932 | 7258.6518 | 11773.5145 | 126.5261 | 126.5261 | 126.5261 | 126.5261 | 130.9663 | 126.5261 | 130.9663 | 130.9663 | 130.9663 | 126.5261 | 126.5261 | 126.5261 | 126.5261 | 126.5261 | 126.5261 | 0.0078156 | 8.0097e-07 | 3.5783e-14 | 0.0047733 | 0.012374 | 2.3137e-11 | 0.0024485 | 1.0082e-22 | 3.9443e-06 | 7.3379e-10 | 0.0085422 | 4.2423e-11 | 1.573e-10 | 4.2957e-17 | 1.4503e-13 | 0.0078156 | 0.0078164 | 0.0078164 | 0.012589 | 0.024963 | 0.012589 | 0.027412 | 0.024963 | 0.027416 | 0.012589 | 0.016358 | 0.0078156 | 0.012589 | 0.0078156 | 0.0078156
755 | 153684.3874 | 15650.1483 | 5759.0927 | 66106.1338 | 36667.5681 | 15684.7361 | 12051.0684 | 2863.6201 | 6053.6989 | 8005.6514 | 25888.7706 | 8219.8783 | 9697.8014 | 4102.9557 | 7191.1248 | n/a | 10367.7614 | 4910.9639 | 3663.5115 | 8857.8873 | 10248.8537 | 6111.8075 | 1721.6929 | 4297.542 | 5728.3785 | 4605.9506 | 5254.8207 | 5001.2731 | 3288.6066 | 6292.4673 | 210.2472 | 193.5522 | 193.5522 | 191.003 | 221.9041 | 142.6557 | 241.1953 | 207.3511 | 241.1953 | 166.8543 | 234.5036 | 118.4572 | 197.0816 | 199.9826 | 200.6595 | 169983.3971 | 10264.78 | 4406.433 | 69599.4757 | 30926.4853 | 13951.7114 | 5571.548 | 5041.2845 | 4907.9976 | 4334.1774 | 24326.6816 | 5653.045 | 6087.2021 | 4594.0247 | 5921.0906 | 159396.6 | 17756.8414 | 9245.5969 | 70147.2872 | 37979.1726 | 23726.6652 | 11630.8556 | 6668.4774 | 9168.6397 | 9768.3559 | 28184.4323 | 10728.1657 | 10528.9752 | 7751.3313 | 11915.7579 | 121.1594 | 121.1594 | 121.1594 | 121.1594 | 132.453 | 121.1594 | 361.7929 | 132.453 | 361.7929 | 121.1594 | 121.1594 | 121.1594 | 121.1594 | 121.1594 | 121.1594 | 0.0073705 | 0.00025285 | 6.4386e-12 | 0.0037745 | 0.012993 | 4.4526e-11 | 0.11982 | 3.0944e-23 | 1.6605e-08 | 7.01e-06 | 0.0013827 | 3.1158e-07 | 0.0013005 | 8.6531e-20 | 1.0943e-13 | 0.0073705 | 0.0076234 | 0.0076234 | 0.011145 | 0.024138 | 0.011145 | 0.14396 | 0.024138 | 0.14396 | 0.011152 | 0.0087532 | 0.0073708 | 0.012446 | 0.0073705 | 0.0073705
756 | 153845.2507 | 15586.1656 | 5964.4101 | 66186.4094 | 36723.6655 | 15340.6236 | 11883.0161 | 3051.1569 | 6348.1408 | 7768.632 | 26153.9636 | 7883.222 | 10015.981 | 4032.5226 | 7062.3234 | n/a | 10050.7779 | 5732.0263 | 4405.423 | 9239.6876 | 6608.8245 | 7691.7689 | 1883.8273 | 4128.0112 | 8420.6514 | 2881.5634 | 6187.0678 | 7754.5846 | 4604.2557 | 4635.2247 | 195.0914 | 179.1145 | 179.1145 | 175.0575 | 206.6527 | 125.1494 | 226.399 | 191.7563 | 226.399 | 149.9189 | 221.0321 | 100.3799 | 181.6296 | 185.6966 | 186.3894 | 172369.8422 | 9816.4634 | 4339.5753 | 72356.601 | 32137.8685 | 14761.8298 | 5817.4345 | 5177.5341 | 4803.3776 | 4195.0243 | 25645.9238 | 5798.4476 | 6159.2608 | 4364.4448 | 6368.4339 | 160119.2 | 19161.8413 | 9425.7016 | 70784.7185 | 38287.1 | 19673.0048 | 13230.7034 | 7003.7615 | 8807.1888 | 12352.0756 | 26472.3 | 10551.4659 | 13152.8454 | 8678.1005 | 10979.9586 | 102.0301 | 102.0301 | 102.0301 | 102.0301 | 102.6119 | 102.0301 | 102.6119 | 102.6119 | 102.6119 | 102.0301 | 246.5 | 102.0301 | 102.0301 | 102.0301 | 102.0301 | 0.0051847 | 6.79e-06 | 1.655e-11 | 0.0026768 | 0.010437 | 4.4283e-07 | 0.00091667 | 1.043e-22 | 6.1183e-07 | 3.7554e-12 | 0.026701 | 8.5336e-08 | 1.5887e-07 | 5.6179e-25 | 6.8639e-12 | 0.0051847 | 0.0051915 | 0.0051915 | 0.0078615 | 0.018299 | 0.0078619 | 0.019216 | 0.018299 | 0.019216 | 0.0078619 | 0.031886 | 0.0051852 | 0.0078617 | 0.0051847 | 0.0051847
757 | 147852.611 | 14968.9441 | 5517.1362 | 63795.5037 | 35619.3311 | 14648.552 | 11341.3835 | 3065.3983 | 5887.6237 | 7449.8186 | 25459.239 | 7632.0446 | 9305.4375 | 3755.9433 | 6840.7305 | n/a | 7880.1169 | 6183.6746 | 3783.7387 | 10883.3763 | 10069.788 | 8383.4307 | 1651.6665 | 4503.6768 | 6894.2384 | 4166.6629 | 7327.812 | 7731.6528 | 3198.0827 | 4434.4383 | 227.6887 | 210.5243 | 210.5243 | 210.9541 | 238.908 | 168.1135 | 256.3181 | 225.7741 | 256.3181 | 189.9525 | 247.4825 | 146.2746 | 215.7797 | 216.3276 | 216.9385 | 176313.7175 | 10879.9077 | 4230.1636 | 72804.0129 | 32110.9788 | 15383.6834 | 5529.3876 | 5143.8422 | 5013.5696 | 4664.9868 | 25324.9 | 5691.8594 | 7445.7872 | 4601.7444 | 6069.5464 | 157249.4 | 17192.5942 | 8981.0982 | 71474.2873 | 41721.8371 | 23447.4252 | 14056.3003 | 6753.5087 | 9445.0464 | 10607.5184 | 26481.7 | 11965.332 | 14533.24 | 7522.8271 | 10462.5847 | 42.5984 | 42.5984 | 42.5984 | 42.5984 | 42.5984 | 42.5984 | 42.5984 | 42.5984 | 42.5984 | 42.5984 | 131.6935 | 42.5984 | 42.5984 | 42.5984 | 42.5984 | 0.00055866 | 0.00014855 | 2.7629e-12 | 0.0003291 | 0.00016522 | 1.3248e-12 | 1.3345e-05 | 3.0445e-21 | 1.3059e-09 | 2.465e-09 | 0.0090388 | 1.1503e-11 | 8.4015e-12 | 4.9297e-22 | 1.9082e-11 | 0.00055866 | 0.00070721 | 0.00070721 | 0.00088777 | 0.001053 | 0.00088777 | 0.0010663 | 0.001053 | 0.0010663 | 0.00088777 | 0.0095975 | 0.00055866 | 0.00088777 | 0.00055866 | 0.00055866
758 | 153977.5551 | 15440.1107 | 5808.1227 | 66216.8613 | 36943.2441 | 15624.516 | 11947.3071 | 3116.4599 | 6103.5707 | 8125.1958 | 25896.5925 | 8204.4125 | 9554.356 | 3988.27 | 6944.8282 | n/a | 11489.1012 | 5165.3026 | 5459.6496 | 8294.1115 | 9417.0471 | 8969.8598 | 2106.5376 | 3773.8845 | 6101.3622 | 3533.1123 | 7878.4106 | 6853.9791 | 4571.612 | 2943.2007 | 222.7723 | 206.2784 | 206.2784 | 207.7439 | 233.2893 | 168.9456 | 249.1832 | 221.2992 | 249.1832 | 188.8827 | 240.018 | 149.0086 | 211.8897 | 211.5764 | 212.134 | 177320.6852 | 9955.6944 | 4224.5921 | 72813.6689 | 33875.2756 | 15436.7955 | 5984.0157 | 5100.8711 | 4921.0348 | 4827.5911 | 27168.3595 | 6267.7737 | 6593.8609 | 4569.8095 | 5943.1403 | 159502.1 | 20012.2956 | 8148.8947 | 70945.4705 | 38317.6 | 24775.3426 | 14777.1755 | 6863.4088 | 8551.4193 | 10871.2533 | 26852 | 14125.3843 | 12367.5189 | 9096.9216 | 8389.541 | 132.6141 | 132.6141 | 132.6141 | 132.6141 | 134.3184 | 132.6141 | 134.3184 | 134.3184 | 134.3184 | 132.6141 | 139.2957 | 132.6141 | 132.6141 | 132.6141 | 132.6141 | 0.0083689 | 5.3258e-07 | 1.3148e-08 | 0.0024717 | 0.012408 | 2.4123e-12 | 1.4523e-05 | 3.1386e-21 | 4.1502e-07 | 7.053e-08 | 0.010257 | 2.9046e-14 | 3.3384e-07 | 1.6051e-27 | 8.4915e-06 | 0.0083689 | 0.0083694 | 0.0083694 | 0.010841 | 0.023249 | 0.010841 | 0.023263 | 0.023249 | 0.023263 | 0.010841 | 0.018626 | 0.0083689 | 0.010841 | 0.0083689 | 0.0083774
759 | 155585.2517 | 15616.0062 | 5884.6895 | 66852.1112 | 37117.9317 | 15593.1662 | 12065.6527 | 3019.5306 | 5938.7475 | 8103.454 | 26554.9244 | 8093.0907 | 9957.4602 | 3971.09 | 7104.6653 | n/a | 11951.0555 | 4877.8422 | 4337.6234 | 9072.7876 | 9964.3287 | 5001.9996 | 2336.4523 | 4831.5351 | 6838.8362 | 4152.6312 | 5475.3982 | 7636.2655 | 4049.8568 | 4757.5159 | 210.0327 | 193.9479 | 193.9479 | 193.4683 | 220.7677 | 151.3364 | 237.7838 | 207.9311 | 237.7838 | 172.681 | 230.0696 | 129.9918 | 198.4022 | 199.6199 | 200.217 | 175661.4522 | 12299.6783 | 4294.3713 | 70702.3905 | 31744.9503 | 14947.9976 | 5537.5568 | 5080.963 | 4779.5224 | 4181.5133 | 25823.2105 | 6256.2086 | 7224.2756 | 4588.2706 | 6117.6336 | 163307.4 | 23991.0338 | 9122.4135 | 71434.0139 | 39375.8379 | 24471.1263 | 10539.5563 | 7205.4153 | 9611.0575 | 10767.8495 | 28614.8417 | 11542.9068 | 14314.3411 | 7939.8274 | 10693.4495 | 82.42 | 82.42 | 82.42 | 82.42 | 82.42 | 82.42 | 356.6757 | 82.42 | 356.6757 | 82.42 | 82.42 | 82.42 | 82.42 | 82.42 | 82.42 | 0.0021942 | 5.5741e-11 | 5.1475e-11 | 0.0027821 | 0.0057979 | 4.6316e-12 | 1.1473 | 3.7714e-24 | 8.7443e-10 | 1.009e-07 | 0.0021249 | 2.8136e-09 | 1.1527e-09 | 5.7811e-22 | 5.1056e-11 | 0.0021942 | 0.0021942 | 0.0021942 | 0.0049763 | 0.010774 | 0.0049763 | 1.1581 | 0.010774 | 1.1581 | 0.0049764 | 0.0043191 | 0.0021942 | 0.0049763 | 0.0021942 | 0.0021942
760 | 155327.4715 | 16003.3158 | 6016.0026 | 66773.3945 | 37279.0578 | 15763.652 | 11753.3112 | 2973.4689 | 6384.8594 | 8003.7045 | 26350.7319 | 8189.8469 | 9592.6555 | 3909.986 | 7211.6262 | n/a | 6685.4827 | 4719.3034 | 3999.6677 | 6626.6185 | 8763.4413 | 7471.4087 | 1919.6288 | 5041.9275 | 7983.6803 | 3927.2636 | 5979.8478 | 8264.1332 | 4204.697 | 4847.1307 | 222.0878 | 205.3105 | 205.3105 | 205.6074 | 233.085 | 163.4556 | 250.2004 | 220.1735 | 250.2004 | 184.9248 | 241.6431 | 141.9864 | 210.3816 | 211.0156 | 211.6162 | 171895.1545 | 10505.2476 | 4395.1541 | 66218.4564 | 30467.8481 | 14346.0961 | 6032.1354 | 5115.4476 | 4781.2911 | 4470.6656 | 27206.1287 | 5790.0704 | 5727.5671 | 4616.2934 | 6184.4384 | 160498.2 | 15725.3303 | 7952.5575 | 67464.7 | 35907.0666 | 23063.3374 | 13420.8441 | 7022.0763 | 9823.2186 | 12419.5459 | 28211.6923 | 11758.5182 | 12904.4003 | 8649.3904 | 10955.6691 | 140.6891 | 307.9658 | 307.9658 | 242 | 349.6275 | 242 | 349.6275 | 349.6275 | 349.6275 | 242 | 140.6891 | 242 | 242 | 140.6891 | 140.6891 | 0.01079 | 0.07482 | 2.79e-07 | 0.026757 | 0.11655 | 3.2394e-10 | 0.00035248 | 9.3e-24 | 8.4157e-09 | 1.6734e-11 | 0.0027805 | 1.9468e-09 | 4.4635e-08 | 3.6585e-26 | 2.8932e-11 | 0.01079 | 0.085609 | 0.085609 | 0.037546 | 0.1541 | 0.037546 | 0.15445 | 0.1541 | 0.15445 | 0.037546 | 0.01357 | 0.01079 | 0.037546 | 0.01079 | 0.01079
761 | 158102.1803 | 15956.5392 | 6142.1103 | 67882.6417 | 37835.0299 | 15842.7127 | 12120.6542 | 3152.9815 | 6282.4469 | 8137.4409 | 26927.5183 | 8517.5117 | 9975.2938 | 4033.1501 | 7011.8872 | n/a | 11509.398 | 4689.7788 | 4192.8848 | 9256.6109 | 9731.0149 | 11966.3804 | 2232.8606 | 5750.9136 | 5248.8937 | 4434.2782 | 4968.0243 | 6882.295 | 2662.1213 | 5617.7821 | 227.2781 | 210.4772 | 210.4772 | 212.0653 | 237.9669 | 172.7595 | 254.0809 | 225.8108 | 254.0809 | 192.9726 | 244.684 | 152.5464 | 216.2438 | 215.8485 | 216.4139 | 170357.595 | 10323.0612 | 4353.5901 | 69596.6373 | 32231.541 | 12558.7317 | 6465.6696 | 5126.4336 | 5259.6089 | 3791.4004 | 25009.8919 | 5988.1923 | 7456.6353 | 4628.8188 | 6030.2199 | 162951.295 | 21278.0592 | 8906.8689 | 71084.4222 | 40546.9519 | 21570.2466 | 18344.95 | 7158.3942 | 10989.8225 | 8526.4941 | 28607.8701 | 10750.5166 | 14080.0303 | 7086.7401 | 11641.202 | 152.7547 | 152.7547 | 152.7547 | 152.7547 | 152.7547 | 152.7547 | 152.7547 | 152.7547 | 152.7547 | 152.7547 | 152.7547 | 152.7547 | 152.7547 | 152.7547 | 152.7547 | 0.01391 | 1.2794e-07 | 2.2297e-09 | 0.0067089 | 0.0040887 | 1.8752e-08 | 1.3418e-09 | 2.6093e-22 | 2.1345e-11 | 0.0058711 | 0.0038219 | 1.656e-06 | 3.2359e-09 | 3.5015e-17 | 9.6135e-14 | 0.01391 | 0.013911 | 0.013911 | 0.020619 | 0.024708 | 0.020619 | 0.024708 | 0.024708 | 0.024708 | 0.026491 | 0.017732 | 0.013912 | 0.020619 | 0.01391 | 0.01391
762 | 152629.0861 | 15614.2318 | 5900.3897 | 65695.4554 | 36518.4291 | 15545.5247 | 11701.8816 | 3038.4107 | 6197.424 | 7997.274 | 26123.2194 | 8224.4815 | 9545.7935 | 3922.8226 | 7140.0264 | n/a | 10150.141 | 5341.8364 | 4155.0621 | 9825.6428 | 11310.0247 | 5080.7411 | 1736.2616 | 4192.9106 | 7934.3505 | 4007.6943 | 6424.607 | 5464.2487 | 3825.1719 | 4721.9508 | 223.2382 | 206.647 | 206.647 | 207.8969 | 233.8734 | 168.3654 | 250.0392 | 221.6783 | 250.0392 | 188.6433 | 240.9637 | 148.0874 | 212.1718 | 212.0356 | 212.6028 | 177183.9882 | 10667.5921 | 4446.3156 | 72289.8332 | 32726.4185 | 14531.1587 | 6466.2992 | 5067.0645 | 5073.7103 | 4323.8388 | 26346.744 | 6100.8148 | 6048.1687 | 4580.9619 | 6007.7969 | 159822.7 | 20349.2331 | 9674.052 | 70014.3519 | 39478.1797 | 24985.6834 | 11547.0403 | 6803.3261 | 9266.6209 | 11482.6893 | 28015.2383 | 12445.4218 | 10948.0173 | 7790.6338 | 10508.5476 | 95.8416 | 95.8416 | 95.8416 | 95.8416 | 95.8416 | 95.8416 | 375.0588 | 95.8416 | 375.0588 | 95.8416 | 95.8416 | 95.8416 | 95.8416 | 95.8416 | 95.8416 | 0.0028014 | 4.058e-07 | 1.7779e-12 | 0.0031218 | 0.0030237 | 1.0179e-12 | 0.064411 | 8.1772e-22 | 2.8715e-08 | 1.5451e-09 | 0.002593 | 9.5868e-11 | 0.00011523 | 1.0644e-21 | 1.9684e-10 | 0.0028014 | 0.0028018 | 0.0028018 | 0.0059232 | 0.0089469 | 0.0059232 | 0.073358 | 0.0089469 | 0.073358 | 0.0059232 | 0.0053944 | 0.0028014 | 0.0060384 | 0.0028014 | 0.0028014
763 | 153138.2406 | 15838.0204 | 5921.6399 | 65889.1771 | 36593.8193 | 15490.8164 | 11504.6842 | 2962.2322 | 6099.8641 | 7915.111 | 25991.6738 | 8182.5905 | 9627.3193 | 4096.413 | 7189.1623 | n/a | 8466.6129 | 7500.2772 | 3590.9572 | 7969.1841 | 8742.2392 | 7863.9573 | 2042.6871 | 4031.6415 | 8575.1814 | 3070.2135 | 5402.1398 | 6543.4274 | 4218.891 | 3949.7391 | 215.3478 | 198.8779 | 198.8779 | 198.4626 | 226.3208 | 155.4926 | 243.684 | 213.2223 | 243.684 | 177.2727 | 235.7366 | 133.7125 | 203.4793 | 204.6656 | 205.2749 | 173857.8999 | 10254.5661 | 4561.3964 | 72503.7214 | 34415.4602 | 13682.5797 | 6011.9806 | 5156.9697 | 5022.7952 | 4102.4247 | 25139.5968 | 5758.6751 | 6449.4755 | 4654.4264 | 6007.5409 | 158859.5 | 18040.579 | 12041.1735 | 67887.4 | 37874.3 | 21077.0189 | 13260.9937 | 7132.1568 | 8460.1924 | 12556.7061 | 26503.5 | 10789.1148 | 11907.6254 | 8394.7174 | 9949.38 | 123.4903 | 123.4903 | 123.4903 | 134.39 | 137.6894 | 134.39 | 137.6894 | 137.6894 | 137.6894 | 134.39 | 213.91 | 134.39 | 134.39 | 123.4903 | 123.4903 | 0.0072279 | 0.00021331 | 6.4255e-19 | 0.013837 | 0.013323 | 1.9447e-08 | 0.00024542 | 1.7233e-24 | 6.1912e-07 | 4.3174e-12 | 0.019959 | 1.8512e-07 | 3.2661e-06 | 5.9914e-23 | 6.8815e-09 | 0.0072279 | 0.0074412 | 0.0074412 | 0.021065 | 0.034388 | 0.021065 | 0.034633 | 0.034388 | 0.034634 | 0.021065 | 0.027187 | 0.0072281 | 0.021068 | 0.0072279 | 0.0072279
764 | 155618.2563 | 15813.9318 | 5877.11 | 66877.7112 | 37230.8408 | 15317.5739 | 12000.7287 | 3086.9339 | 6005.3786 | 7907.0759 | 26086.7756 | 8018.8867 | 9727.4693 | 4044.1184 | 6986.14 | n/a | 8719.1514 | 5861.1158 | 4527.4428 | 8186.1816 | 9968.4467 | 5550.7865 | 1617.9692 | 3176.0321 | 7844.138 | 3469.2153 | 6417.6666 | 7143.5959 | 3765.0523 | 4805.3114 | 227.0225 | 209.8371 | 209.8371 | 210.0173 | 238.3183 | 166.5612 | 255.9485 | 225.0185 | 255.9485 | 188.6762 | 247.2624 | 144.4463 | 214.9655 | 215.7138 | 216.3324 | 172566.6264 | 10284.5241 | 4494.9285 | 70383.1272 | 32238.1066 | 14160.0421 | 5551.2528 | 5193.3785 | 4591.4352 | 4247.4682 | 25629.1226 | 6055.3578 | 6252.8495 | 4731.1601 | 6035.32 | 160235.3 | 18995.6755 | 10356.0443 | 71122.2037 | 40215.5113 | 23453.1888 | 11108.2624 | 6800.6477 | 7767.4673 | 11708.0061 | 27046.7188 | 12181.3243 | 13180.6453 | 7104.3905 | 9107.8123 | 155.9376 | 155.9376 | 155.9376 | 155.9376 | 155.9376 | 155.9376 | 383.9227 | 155.9376 | 383.9227 | 155.9376 | 155.9376 | 155.9376 | 155.9376 | 155.9376 | 155.9376 | 0.015338 | 1.9926e-05 | 1.7606e-14 | 0.0034284 | 0.0031108 | 2.1337e-11 | 0.31736 | 3.0556e-21 | 8.783e-06 | 2.6792e-10 | 0.010295 | 7.6334e-11 | 3.033e-08 | 3.5659e-17 | 1.7693e-07 | 0.015338 | 0.015358 | 0.015358 | 0.018767 | 0.021878 | 0.018767 | 0.33924 | 0.021878 | 0.33924 | 0.018767 | 0.025633 | 0.015338 | 0.018767 | 0.015338 | 0.015339
765 | 154898.6071 | 15615.5136 | 6046.2921 | 66610.1507 | 36982.6041 | 15369.417 | 11736.4323 | 3045.5152 | 6231.3017 | 7922.7378 | 26190.1839 | 8037.0981 | 10058.0092 | 3935.8293 | 7077.1852 | n/a | 10140.121 | 6230.6443 | 3644.9748 | 9878.4574 | 8773.2139 | 7844.5257 | 1635.1085 | 4147.5217 | 7136.7849 | 4185.2075 | 6160.4881 | 8684.685 | 3210.1919 | 5380.4139 | 252.1763 | 234.5975 | 234.5975 | 240.0621 | 262.4061 | 207.4955 | 276.2451 | 251.9662 | 276.2451 | 224.8549 | 263.975 | 190.1361 | 242.6589 | 239.2105 | 239.696 | 173327.8773 | 9814.4494 | 4100.2889 | 71984.719 | 33170.7468 | 14794.133 | 5957.5183 | 5032.909 | 5015.212 | 4276.1397 | 26751.7708 | 5809.1894 | 6597.0767 | 4524.0497 | 6015.3054 | 160987.6 | 18604.3704 | 10316.4332 | 69843.1763 | 38938.8422 | 23125.1914 | 13510.044 | 5261.9577 | 9069.5337 | 11097.4247 | 29710.2783 | 11938.8776 | 14339.6617 | 7655.1417 | 11395.7193 | 137.3584 | 137.3584 | 137.3584 | 137.3584 | 137.3584 | 137.3584 | 137.3584 | 137.3584 | 137.3584 | 137.3584 | 137.3584 | 137.3584 | 137.3584 | 137.3584 | 137.3584 | 0.0060032 | 2.8957e-05 | 1.443e-13 | 0.0063408 | 0.0074856 | 6.1546e-11 | 0.00025844 | 1.0706e-13 | 8.8666e-08 | 6.0883e-09 | 0.00023557 | 2.8182e-10 | 1.8435e-09 | 6.8572e-21 | 7.2711e-13 | 0.0060032 | 0.0060321 | 0.0060321 | 0.012344 | 0.01983 | 0.012344 | 0.020088 | 0.01983 | 0.020088 | 0.012344 | 0.0062387 | 0.0060032 | 0.012344 | 0.0060032 | 0.0060032
766 | 152015.62 | 14984.9998 | 5408.4951 | 65495.6475 | 36409.179 | 15376.9405 | 11493.371 | 2967.6542 | 6159.8048 | 8065.9486 | 25973.5746 | 8030.6184 | 9819.2707 | 4093.0149 | 6996.1484 | n/a | 8681.7921 | 6521.9625 | 4582.1538 | 10839.5748 | 11980.2951 | 7131.4672 | 1968.1666 | 4094.7925 | 7100.9809 | 4484.0161 | 5176.9526 | 4800.8383 | 3095.4362 | 4442.0265 | 265.187 | 247.4661 | 247.4661 | 255.8777 | 274.7713 | 229.5814 | 286.4161 | 265.9867 | 286.4161 | 244.1885 | 272.1856 | 214.9744 | 257.1406 | 251.3476 | 251.7562 | 171533.4451 | 10970.1397 | 4175.0645 | 68250.6058 | 30903.159 | 15426.6987 | 6053.8791 | 5108.9571 | 4981.6803 | 4702.2634 | 27141.1613 | 6089.2931 | 6602.8745 | 4508.1184 | 5936.8128 | 158787.6361 | 19641.2318 | 10697.027 | 68237 | 39662.2174 | 26957.2506 | 12816.6462 | 7077.1237 | 8917.0728 | 11803.2443 | 29619.061 | 10816.5026 | 10565.5128 | 7245.1546 | 9581.3393 | 123.9548 | 123.9548 | 123.9548 | 129.7673 | 129.7673 | 129.7673 | 129.7673 | 129.7673 | 129.7673 | 129.7673 | 123.9548 | 129.7673 | 129.7673 | 123.9548 | 123.9548 | 0.0036116 | 3.0508e-07 | 5.2155e-18 | 0.0083493 | 0.0023147 | 2.9947e-15 | 0.00086521 | 3.9864e-24 | 1.108e-07 | 5.2764e-10 | 0.00018713 | 6.148e-08 | 0.0019105 | 1.939e-17 | 1.2336e-08 | 0.0036116 | 0.003612 | 0.003612 | 0.011961 | 0.014276 | 0.011961 | 0.015141 | 0.014276 | 0.015141 | 0.011961 | 0.0037988 | 0.0036117 | 0.013871 | 0.0036116 | 0.0036117
767 | 155748.8647 | 15879.771 | 5989.9301 | 66922.2391 | 37264.2943 | 15750.2718 | 11973.0411 | 3088.2386 | 6181.4519 | 8350.7131 | 26713.2297 | 8127.643 | 10088.0712 | 4067.6644 | 6984.319 | n/a | 11057.7867 | 6153.0254 | 4766.7352 | 9576.7462 | 8442.5949 | 7382.473 | 1683.4119 | 3962.5866 | 7773.6245 | 4216.2139 | 4724.8242 | 7198.8775 | 3663.2827 | 5413.3764 | 248.3916 | 231.3443 | 231.3443 | 237.6598 | 258.0572 | 208.3651 | 270.6705 | 248.5419 | 270.6705 | 224.187 | 258.1199 | 192.5432 | 239.7039 | 235.5488 | 235.9913 | 170408.3431 | 10424.9099 | 4065.3281 | 64962.2135 | 31094.2015 | 14086.366 | 5667.9328 | 5099.1178 | 4951.3577 | 4019.9428 | 26475.0595 | 5667.7165 | 6079.1096 | 4532.5649 | 6107.5371 | 162091.7862 | 20405.5821 | 10218.3535 | 67516.0736 | 40032.0726 | 21163.0608 | 12809.6307 | 6664.1297 | 8913.9443 | 10625.8673 | 30352.1733 | 10194.3407 | 13246.187 | 7936.0476 | 11223.1134 | 130.1095 | 130.1095 | 130.1095 | 286.6833 | 286.6833 | 286.6833 | 286.6833 | 286.6833 | 286.6833 | 286.6833 | 130.1095 | 286.6833 | 286.6833 | 130.1095 | 130.1095 | 0.0052356 | 8.1404e-07 | 1.4605e-13 | 0.028096 | 0.0037607 | 3.8289e-08 | 0.0039548 | 1.5907e-20 | 1.2977e-07 | 9.1073e-07 | 0.00021957 | 2.2499e-06 | 1.5969e-07 | 5.2158e-21 | 8.311e-13 | 0.0052356 | 0.0052364 | 0.0052364 | 0.033332 | 0.037092 | 0.033332 | 0.041047 | 0.037092 | 0.041047 | 0.033333 | 0.0054552 | 0.0052379 | 0.033332 | 0.0052356 | 0.0052356
768 | 152431.1617 | 15398.23 | 5706.573 | 65639.4625 | 36471.9247 | 15237.2437 | 11975.0455 | 2992.8417 | 6124.4845 | 7796.7698 | 25762.9563 | 8227.112 | 9716.8247 | 3919.9532 | 7297.2369 | n/a | 7332.9429 | 6991.8842 | 4778.1145 | 8559.3924 | 8448.8176 | 7425.2255 | 1735.3333 | 4383.1016 | 10203.9554 | 3440.3553 | 7632.3387 | 6700.6806 | 3188.8701 | 5470.2477 | 214.6709 | 198.59 | 198.59 | 199.3507 | 225.0923 | 160.0203 | 241.119 | 213.002 | 241.119 | 180.1239 | 232.6115 | 139.9166 | 203.7046 | 203.9322 | 204.4945 | 172861.6115 | 10635.3549 | 4322.4079 | 67939.173 | 31994.3827 | 13340.8893 | 5583.9456 | 4986.1593 | 4796.5846 | 3949.9697 | 26637.3419 | 5799.5586 | 5716.6083 | 4610.1447 | 5883.035 | 157828.0807 | 17189.8182 | 10750.2126 | 68670.5123 | 37547.6 | 21441.8069 | 12217.7711 | 6310.1174 | 8524.6862 | 14070.4251 | 28047.3212 | 13167.4973 | 12176.6889 | 7711.8148 | 11147.0827 | 129.2897 | 129.2897 | 129.2897 | 129.2897 | 155.1982 | 129.2897 | 214.9458 | 155.1982 | 214.9458 | 129.2897 | 129.2897 | 129.2897 | 129.2897 | 129.2897 | 129.2897 | 0.0087879 | 0.00050754 | 1.7972e-16 | 0.0069879 | 0.015904 | 3.0219e-09 | 0.020914 | 9.7145e-20 | 5.3796e-07 | 8.603e-16 | 0.001383 | 3.2244e-12 | 1.7127e-06 | 2.4848e-21 | 2.0589e-11 | 0.0087879 | 0.0092955 | 0.0092955 | 0.015776 | 0.03168 | 0.015776 | 0.052594 | 0.03168 | 0.052594 | 0.015776 | 0.010171 | 0.0087879 | 0.015778 | 0.0087879 | 0.0087879
769 | 159859.5524 | 16229.2066 | 5866.5409 | 68557.446 | 38047.777 | 16289.6516 | 12155.2993 | 2955.3179 | 6330.078 | 8526.6131 | 26956.8439 | 8471.1962 | 10052.2161 | 4175.2275 | 7233.8389 | n/a | 8770.7963 | 6564.1489 | 5306.3451 | 10571.7301 | 11000.5432 | 7372.7547 | 1975.435 | 4485.4082 | 7485.5366 | 3973.2415 | 4410.2931 | 7465.1236 | 3630.7624 | 4602.5132 | 217.2318 | 200.8624 | 200.8624 | 201.2958 | 227.9256 | 160.4924 | 244.5107 | 215.4141 | 244.5107 | 181.2964 | 236.0692 | 139.6884 | 205.8869 | 206.3907 | 206.9727 | 173256.1072 | 10617.5554 | 4393.803 | 73040.0973 | 30859.5167 | 14045.6481 | 5833.0906 | 5003.2762 | 5043.7418 | 4826.7544 | 25337.9432 | 5637.7482 | 6989.3412 | 4504.9301 | 6013.4002 | 162608.7 | 19128.1517 | 10901.7518 | 74231.8351 | 40612.5168 | 24910.7913 | 13268.7154 | 6588.3112 | 9529.1499 | 12301.891 | 27724.3847 | 9923.0413 | 13277.0648 | 7675.5925 | 10288.4134 | 212.09 | 212.09 | 212.09 | 212.09 | 212.09 | 212.09 | 212.09 | 212.09 | 212.09 | 212.09 | 212.09 | 212.09 | 212.09 | 212.09 | 212.09 | 0.045385 | 4.7152e-05 | 4.7021e-16 | 0.0015482 | 0.0046912 | 2.301e-11 | 0.0019068 | 1.17e-21 | 2.154e-08 | 1.1784e-09 | 0.014209 | 5.6402e-05 | 1.1746e-07 | 8.7234e-19 | 1.4598e-09 | 0.045385 | 0.045432 | 0.045432 | 0.046934 | 0.051625 | 0.046934 | 0.053532 | 0.051625 | 0.053532 | 0.046934 | 0.059594 | 0.045442 | 0.046934 | 0.045385 | 0.045385
770 | 156962.2003 | 16004.59 | 6033.2499 | 67412.3894 | 37502.9765 | 15613.6582 | 11525.3281 | 2798.0267 | 5964.0968 | 8053.1582 | 26576.963 | 8400.4065 | 9878.9489 | 4186.044 | 7007.3106 | n/a | 10588.0359 | 7473.7501 | 4196.9168 | 7560.991 | 8663.858 | 8470.0295 | 1765.8576 | 5161.7589 | 9080.0272 | 2944.3414 | 8038.68 | 8727.8629 | 3451.8365 | 4767.7138 | 217.9703 | 201.7835 | 201.7835 | 203.0484 | 228.3351 | 164.5822 | 244.0708 | 216.4643 | 244.0708 | 184.3209 | 235.1873 | 144.8436 | 207.1979 | 207.0287 | 207.5808 | 177027.4585 | 10783.4693 | 4351.7475 | 70880.5141 | 32082.9437 | 14415.5044 | 6118.6028 | 5050.5491 | 4803.8464 | 4985.1324 | 27065.1338 | 5692.7345 | 6398.5081 | 4694.2658 | 6107.8575 | 164512.3 | 19847.4902 | 11219.3976 | 72762.4962 | 39104.8 | 22836.7624 | 14442.0323 | 6816.4067 | 9885.4053 | 14011.0595 | 27392.2 | 13542.9145 | 14223.971 | 7410.7076 | 10875.5713 | 90.4622 | 90.4622 | 90.4622 | 90.4622 | 112.9162 | 90.4622 | 112.9162 | 112.9162 | 112.9162 | 90.4622 | 158.0628 | 90.4622 | 90.4622 | 90.4622 | 90.4622 | 0.0025406 | 4.5141e-06 | 4.4772e-16 | 0.0017813 | 0.010391 | 3.299e-10 | 8.4282e-06 | 6.0916e-25 | 2.8835e-10 | 1.0813e-14 | 0.013048 | 2.0484e-12 | 1.0533e-09 | 1.9206e-17 | 7.6535e-12 | 0.0025406 | 0.0025451 | 0.0025451 | 0.0043219 | 0.014713 | 0.0043219 | 0.014721 | 0.014713 | 0.014721 | 0.0043219 | 0.015589 | 0.0025406 | 0.0043219 | 0.0025406 | 0.0025406
771 | 156642.6424 | 15795.9995 | 5810.6717 | 67320.7488 | 37516.8036 | 15563.0425 | 12317.9455 | 3046.7706 | 6623.3109 | 7798.7291 | 26272.5537 | 8095.6174 | 10261.1836 | 4022.8805 | 7218.934 | n/a | 9207.8978 | 6456.7377 | 4521.7594 | 9233.7943 | 9043.8575 | 6587.0862 | 1301.9173 | 4155.0152 | 9534.081 | 4179.8733 | 6415.1717 | 7762.3194 | 4322.4925 | 5047.4147 | 229.9902 | 213.4824 | 213.4824 | 216.809 | 240.0495 | 182.164 | 254.4793 | 229.1639 | 254.4793 | 200.2645 | 244.114 | 164.0635 | 220.0901 | 218.2923 | 218.7986 | 171998.6059 | 10176.4472 | 4306.3643 | 70591.3724 | 31535.5638 | 14021.1945 | 5680.494 | 5046.5154 | 4669.2861 | 4400.167 | 27070.1681 | 5827.3521 | 7524.4536 | 4534.2569 | 6002.3485 | 161375 | 18846.7449 | 10763.102 | 70974.3737 | 38596.2 | 22580.5519 | 12247.6802 | 6216.2327 | 8824.3013 | 13803.2481 | 29887.5414 | 11889.0238 | 15219.973 | 8325.1377 | 11049.7632 | 156.1371 | 156.1371 | 156.1371 | 156.1371 | 168.06 | 156.1371 | 381.7189 | 168.06 | 381.7189 | 156.1371 | 156.1371 | 156.1371 | 156.1371 | 156.1371 | 156.1371 | 0.014607 | 2.7106e-05 | 5.8929e-16 | 0.0050068 | 0.016278 | 5.267e-10 | 0.050025 | 1.1722e-18 | 2.9152e-06 | 3.3365e-15 | 0.00020821 | 5.4345e-10 | 1.8857e-10 | 2.3964e-23 | 1.817e-11 | 0.014607 | 0.014634 | 0.014634 | 0.019614 | 0.035892 | 0.019614 | 0.085917 | 0.035892 | 0.08592 | 0.019614 | 0.014815 | 0.014607 | 0.019614 | 0.014607 | 0.014607
772 | 154023.5551 | 15699.3325 | 5968.3318 | 66227.2398 | 36840.3477 | 15536.4735 | 11633.1127 | 3033.1956 | 6169.518 | 8014.8373 | 26088.1384 | 7809.3819 | 9661.3985 | 3977.0848 | 7150.0871 | n/a | 9633.4187 | 5101.8211 | 3986.7537 | 10675.2308 | 7069.301 | 8057.0863 | 2507.6917 | 5039.8846 | 7246.7617 | 3904.1831 | 4558.3656 | 5207.283 | 3440.2239 | 4579.2113 | 220.2587 | 203.9582 | 203.9582 | 205.4325 | 230.6458 | 167.1478 | 246.3327 | 218.812 | 246.3327 | 186.8251 | 237.2582 | 147.4706 | 209.5175 | 209.1871 | 209.7375 | 170775.421 | 10189.6234 | 4059.1625 | 69628.5394 | 34015.5565 | 13712.5494 | 6363.6538 | 5109.8784 | 4909.6144 | 4016.9574 | 24260.9438 | 5655.8769 | 7340.4045 | 4727.1816 | 6105.05 | 159519.3 | 18544.8421 | 9054.0836 | 68028.6 | 41217.8151 | 19465.5504 | 14187.0401 | 7572.6701 | 9938.599 | 11163.5191 | 26808.5 | 9853.3425 | 12500.7876 | 8006.1055 | 10576.8613 | 131.76 | 131.76 | 131.76 | 148.5893 | 148.5893 | 148.5893 | 148.5893 | 148.5893 | 148.5893 | 148.5893 | 170.1657 | 148.5893 | 148.5893 | 131.76 | 131.76 | 0.008534 | 4.2657e-05 | 1.7955e-10 | 0.015342 | 0.00089596 | 1.4408e-06 | 2.5982e-05 | 6.6855e-26 | 1.08e-09 | 8.2718e-09 | 0.01469 | 1.6842e-06 | 3.4116e-07 | 3.1086e-22 | 1.4542e-10 | 0.008534 | 0.0085767 | 0.0085767 | 0.023876 | 0.024772 | 0.023877 | 0.024798 | 0.024772 | 0.024798 | 0.023877 | 0.023224 | 0.0085372 | 0.023876 | 0.008534 | 0.008534
773 | 151890.0534 | 15013.8367 | 5868.037 | 65396.0512 | 36346.9018 | 15145.6378 | 12045.61 | 3039.9728 | 5871.6463 | 7539.8842 | 25621.7184 | 8115.3745 | 9667.0448 | 3916.9813 | 6907.6591 | n/a | 12304.8332 | 6730.8029 | 3705.2886 | 10239.9923 | 10868.7864 | 7636.3218 | 2361.2133 | 4621.8649 | 8973.6206 | 4412.555 | 7904.8338 | 7097.3432 | 2859.4605 | 6063.0908 | 233.9423 | 217.0265 | 217.0265 | 219.9774 | 244.365 | 183.4458 | 259.5152 | 232.936 | 259.5152 | 202.4498 | 249.1873 | 164.4417 | 223.5534 | 222.0766 | 222.6081 | 171944.1051 | 9562.9576 | 4116.7923 | 68580.8473 | 31300.1507 | 14140.2823 | 5602.0206 | 5159.7001 | 4709.7051 | 4561.7657 | 26175.3616 | 5868.9125 | 6647.9367 | 4608.2821 | 5972.0691 | 158196.4 | 20811.5908 | 10668.3952 | 67498.5 | 38960.343 | 24597.7687 | 12838.3423 | 7520.9134 | 9119.47 | 13370.2863 | 28469.4758 | 13527.5463 | 12591.1799 | 6939.4426 | 12006.1599 | 119.8 | 119.8 | 119.8 | 143.05 | 143.05 | 143.05 | 143.05 | 143.05 | 143.05 | 143.05 | 119.8 | 143.05 | 143.05 | 119.8 | 119.8 | 0.0048419 | 1.7154e-08 | 2.1403e-15 | 0.013029 | 0.0040591 | 5.1963e-13 | 0.0045326 | 1.5267e-25 | 5.5596e-09 | 2.9286e-15 | 0.00057948 | 2.4415e-13 | 2.4272e-07 | 1.811e-17 | 4.1138e-15 | 0.0048419 | 0.0048419 | 0.0048419 | 0.017871 | 0.02193 | 0.017871 | 0.026462 | 0.02193 | 0.026462 | 0.017871 | 0.0054214 | 0.0048419 | 0.017871 | 0.0048419 | 0.0048419
774 | 156650.494 | 15829.3305 | 6098.3837 | 67290.2051 | 37402.4865 | 15689.782 | 11961.0328 | 2971.4235 | 6239.4562 | 8064.8653 | 26561.5356 | 8078.2859 | 9964.68 | 3995.641 | 7263.8364 | n/a | 11904.0703 | 5976.8092 | 4268.2121 | 8210.3323 | 10287.2417 | 9426.9849 | 1954.0382 | 4953.6842 | 5899.0647 | 3665.8344 | 6329.1827 | 5208.4744 | 3687.6956 | 4466.3632 | 232.2584 | 215.7605 | 215.7605 | 219.722 | 242.1519 | 186.5313 | 256.067 | 231.6545 | 256.067 | 203.9863 | 245.2996 | 169.0764 | 222.7039 | 220.3989 | 220.8871 | 174330.5128 | 11079.4866 | 4296.3559 | 73204.0165 | 34466.748 | 14152.061 | 6399.3713 | 5126.763 | 5102.4349 | 3907.3264 | 25836.8978 | 5773.5516 | 5863.0196 | 4733.2299 | 5956.2014 | 161524.3 | 22098.9569 | 9596.565 | 70799.448 | 39520.9013 | 24183.5027 | 14818.3563 | 6942.8012 | 9943.2191 | 9591.7911 | 27431.3 | 12061.5344 | 10174.4 | 8057.1255 | 10340.9646 | 154.5879 | 154.5879 | 154.5879 | 154.5879 | 154.5879 | 154.5879 | 154.5879 | 154.5879 | 154.5879 | 154.5879 | 157.3667 | 154.5879 | 193.74 | 154.5879 | 154.5879 | 0.013377 | 1.175e-08 | 2.13e-11 | 0.0054638 | 0.0066358 | 1.418e-11 | 1.3569e-05 | 2.3238e-23 | 1.7647e-09 | 2.3383e-05 | 0.012043 | 2.0967e-10 | 0.016843 | 2.6611e-22 | 1.3815e-09 | 0.013377 | 0.013377 | 0.013377 | 0.018841 | 0.025477 | 0.018841 | 0.02549 | 0.025477 | 0.02549 | 0.018864 | 0.02542 | 0.013377 | 0.035684 | 0.013377 | 0.013377
775 | 151750.3 | 15445.5889 | 5805.1083 | 65341.7725 | 36365.6845 | 15367.9457 | 11733.6482 | 3083.9191 | 5938.1608 | 8016.5181 | 25825.1284 | 7738.8366 | 9891.4096 | 3992.0607 | 7025.1186 | n/a | 11027.1538 | 4942.8819 | 3782.005 | 6983.3303 | 12632.4219 | 6340.5069 | 1588.3734 | 5017.1162 | 5842.3397 | 4011.5326 | 4371.6304 | 7171.8698 | 3860.6035 | 4875.0199 | 230.3906 | 214.077 | 214.077 | 218.1864 | 240.1254 | 185.799 | 253.7325 | 229.8605 | 253.7325 | 202.8674 | 242.9621 | 168.7305 | 221.0453 | 218.6127 | 219.0901 | 174268.2705 | 9783.5759 | 4167.3007 | 70497.6043 | 32383.5621 | 14523.1913 | 6441.5102 | 5274.7633 | 5077.0921 | 4719.9078 | 25461.7634 | 5726.5915 | 6269.8371 | 4575.1417 | 6210.6405 | 157348.3 | 19987.6297 | 9096.1826 | 68342.8122 | 37291.2753 | 24302.5245 | 12021.2 | 6853.7366 | 9333.3912 | 8515.9589 | 26583.2 | 9291.4219 | 13103.3069 | 7816.3453 | 10075.4603 | 133.72 | 133.72 | 133.72 | 133.72 | 179.8714 | 133.72 | 196.5 | 179.8714 | 196.5 | 133.72 | 168.0121 | 133.72 | 133.72 | 133.72 | 133.72 | 0.0075898 | 5.7606e-07 | 2.741e-11 | 0.0070599 | 0.018114 | 2.8638e-12 | 0.018141 | 1.5053e-21 | 3.2782e-09 | 0.0033342 | 0.013732 | 1.8106e-05 | 1.0062e-07 | 3.8007e-21 | 9.0035e-10 | 0.0075898 | 0.0075904 | 0.0075904 | 0.01465 | 0.032764 | 0.01465 | 0.050904 | 0.032764 | 0.050904 | 0.017984 | 0.021322 | 0.0076079 | 0.01465 | 0.0075898 | 0.0075898
776 | 159458.164 | 16244.7802 | 5990.0071 | 68400.9419 | 38082.5962 | 15786.929 | 12121.7202 | 2966.5448 | 5982.1214 | 8349.9613 | 27135.3593 | 8187.8064 | 10323.5212 | 4256.063 | 7459.3375 | n/a | 8138.0244 | 5253.0296 | 4310.6836 | 9062.4361 | 8138.3024 | 8570.5174 | 1989.2096 | 5053.8235 | 6882.9778 | 4287.1064 | 6188.9081 | 7884.0335 | 3806.2876 | 5901.916 | 225.2094 | 208.6513 | 208.6513 | 210.5376 | 235.6633 | 172.5226 | 251.2893 | 223.8753 | 251.2893 | 192.1236 | 241.8222 | 152.9217 | 214.5058 | 213.8599 | 214.4082 | 175950.694 | 11811.0233 | 4376.6046 | 71247.5193 | 31203.5812 | 13503.0605 | 5487.8676 | 5061.2543 | 4757.3851 | 3932.7268 | 25721.462 | 6178.3888 | 6683.3205 | 4480.6744 | 5795.0709 | 167505.9 | 19412.4477 | 9479.0343 | 71452.6029 | 39625.5173 | 19304.9629 | 13888.185 | 7026.7638 | 9719.7086 | 9363.2046 | 29287.0744 | 12338.5969 | 14424.454 | 8092.162 | 11071.3869 | 85.6 | 85.6 | 85.6 | 98.205 | 124.1729 | 98.205 | 124.1729 | 124.1729 | 124.1729 | 98.205 | 85.6 | 98.205 | 98.205 | 85.6 | 85.6 | 0.0020095 | 2.5247e-05 | 1.5262e-11 | 0.0074525 | 0.011152 | 4.7883e-06 | 0.00030974 | 7.1763e-24 | 7.2871e-10 | 0.00033245 | 0.0019877 | 1.2232e-10 | 5.6899e-09 | 4.9884e-20 | 1.1893e-10 | 0.0020095 | 0.0020347 | 0.0020347 | 0.009462 | 0.020614 | 0.0094668 | 0.020924 | 0.020614 | 0.020924 | 0.0097992 | 0.0039972 | 0.0020143 | 0.009462 | 0.0020095 | 0.0020095
777 | 157060.9496 | 15419.0811 | 5708.7606 | 67446.1089 | 37439.6924 | 16033.5002 | 11828.2639 | 3155.886 | 6244.9516 | 8323.7573 | 26702.8714 | 8258.013 | 9941.6214 | 3987.3817 | 7180.0586 | n/a | 8887.3732 | 5335.1766 | 4353.5099 | 8527.6809 | 8678.8227 | 7069.1769 | 1499.7693 | 4115.2581 | 9515.8714 | 3865.6752 | 6917.0357 | 6788.667 | 3155.2282 | 4470.38 | 204.0266 | 187.6417 | 187.6417 | 184.527 | 215.6208 | 135.6981 | 235.0406 | 200.9708 | 235.0406 | 160.058 | 228.8662 | 111.3382 | 190.7788 | 194.115 | 194.7963 | 175688.1991 | 9930.4948 | 4202.0369 | 71913.0676 | 32079.7629 | 13842.456 | 5848.1488 | 5066.0725 | 4713.3314 | 3954.0997 | 27805.8728 | 5928.2344 | 6871.7356 | 4555.5626 | 5840.952 | 162516.7 | 18717.368 | 9472.8134 | 69812.0655 | 39589.8438 | 20493.2667 | 12866.5257 | 6401.3418 | 8828.5894 | 13229.9711 | 29891.736 | 11057.2581 | 11175.9026 | 7276.8908 | 10311.332 | 124.8931 | 124.8931 | 124.8931 | 124.8931 | 124.8931 | 124.8931 | 124.8931 | 124.8931 | 124.8931 | 124.8931 | 124.8931 | 124.8931 | 124.8931 | 124.8931 | 124.8931 | 0.00941 | 1.2268e-05 | 8.4389e-13 | 0.011827 | 0.0064689 | 5.2501e-07 | 0.0021678 | 1.8101e-18 | 2.898e-07 | 3.84e-12 | 0.0004207 | 8.3687e-08 | 0.00028364 | 1.6028e-18 | 8.3366e-10 | 0.00941 | 0.0094223 | 0.0094223 | 0.021237 | 0.027706 | 0.021238 | 0.029874 | 0.027706 | 0.029874 | 0.021238 | 0.0098307 | 0.0094107 | 0.021521 | 0.00941 | 0.00941
778 | 153214.3548 | 15114.3129 | 5713.015 | 65967.3556 | 36699.4959 | 15707.0179 | 11401.5029 | 3045.7521 | 5821.0152 | 8076.8446 | 25756.8998 | 8241.4693 | 9859.2991 | 3843.9947 | 6923.7018 | n/a | 9736.9299 | 5525.478 | 4673.5392 | 8846.6726 | 10805.4982 | 8316.2838 | 2155.01 | 3390.9854 | 9757.7451 | 4367.5252 | 4431.8508 | 5956.8582 | 3756.4279 | 4020.0122 | 220.843 | 203.4421 | 203.4421 | 201.2364 | 232.8796 | 151.8605 | 252.628 | 217.9817 | 252.628 | 176.6326 | 245.364 | 127.0885 | 207.3614 | 210.0249 | 210.7178 | 173312.2689 | 9942.0847 | 4094.8154 | 71705.7021 | 33198.2567 | 13538.3506 | 5583.2671 | 5000.3243 | 4933.619 | 5101.622 | 25568.6175 | 5930.3521 | 6996.6962 | 4693.5291 | 6186.4252 | 158538.8 | 17151.6146 | 9620.2934 | 71487.1839 | 40310.9293 | 23230.4488 | 13880.4509 | 7110.4343 | 8324.6044 | 13965.2671 | 26705.2 | 10142.9029 | 12597.4657 | 7999.057 | 10192.8374 | 135.14 | 135.14 | 135.14 | 135.14 | 135.14 | 135.14 | 135.14 | 135.14 | 135.14 | 135.14 | 142.6705 | 135.14 | 135.14 | 135.14 | 135.14 | 0.0093185 | 0.0002511 | 3.344e-13 | 0.0014915 | 0.0017291 | 1.7148e-10 | 2.7895e-05 | 2.4984e-23 | 1.8213e-07 | 1.6467e-14 | 0.010287 | 5.6221e-06 | 6.472e-07 | 1.4225e-23 | 1.9379e-10 | 0.0093185 | 0.0095696 | 0.0095696 | 0.01081 | 0.012539 | 0.01081 | 0.012567 | 0.012539 | 0.012567 | 0.01081 | 0.019606 | 0.0093242 | 0.010811 | 0.0093185 | 0.0093185
779 | 152525.2199 | 15695.3198 | 5884.2895 | 65666.7929 | 36396.3449 | 15384.6213 | 11793.519 | 2946.4733 | 6177.1833 | 7775.5637 | 26408.0137 | 7945.2597 | 9860.378 | 3880.6513 | 6949.9703 | n/a | 11006.9559 | 4460.1254 | 3666.4138 | 9120.2441 | 8829.1164 | 7552.9185 | 1797.8533 | 3519.5537 | 6442.2679 | 3765.8551 | 6476.3484 | 5296.0016 | 3205.6557 | 6129.8964 | 201.2581 | 185.7282 | 185.7282 | 184.8606 | 211.7243 | 143.2717 | 228.4747 | 199.0881 | 228.4747 | 164.283 | 221.286 | 122.2603 | 189.8131 | 191.3117 | 191.8994 | 174835.5565 | 9816.6907 | 4283.2519 | 71780.1342 | 32344.2285 | 15392.8663 | 6183.8865 | 5185.5823 | 4834.7147 | 4409.5903 | 28560.1754 | 5420.997 | 7208.2511 | 4587.9185 | 6182.3838 | 160650.5 | 19270.2466 | 8737.2772 | 70399.5754 | 38357.7 | 23863.5827 | 12783.0681 | 6970.4356 | 8272.0684 | 10841.4581 | 29223.6466 | 11549.3454 | 11594.5527 | 7781.5742 | 11789.1802 | 68.177 | 68.177 | 68.177 | 68.177 | 69.7951 | 68.177 | 69.7951 | 69.7951 | 69.7951 | 68.177 | 68.177 | 68.177 | 68.177 | 68.177 | 68.177 | 0.0015285 | 7.2293e-06 | 6.0313e-10 | 0.0024052 | 0.0072501 | 9.5925e-12 | 0.0024688 | 8.0027e-24 | 2.4024e-06 | 7.8189e-09 | 0.00069041 | 9.7201e-10 | 3.6567e-05 | 4.4382e-22 | 2.2326e-14 | 0.0015285 | 0.0015357 | 0.0015357 | 0.0039337 | 0.011184 | 0.0039337 | 0.013653 | 0.011184 | 0.013655 | 0.0039337 | 0.0022189 | 0.0015285 | 0.0039702 | 0.0015285 | 0.0015285
780 | 157998.5712 | 15802.6837 | 5899.0392 | 67821.349 | 37690.6782 | 15830.9166 | 12110.6228 | 3112.7518 | 6328.954 | 8167.0153 | 27085.671 | 8400.1451 | 10217.7044 | 4162.9391 | 7345.1096 | n/a | 10001.5808 | 5201.0786 | 4119.5995 | 10745.5125 | 10109.454 | 7513.5623 | 2226.0917 | 3667.8895 | 6850.3152 | 3696.8087 | 6411.8762 | 7935.1863 | 2837.9949 | 4420.0559 | 247.8363 | 230.6563 | 230.6563 | 236.3626 | 257.7421 | 205.3581 | 270.9766 | 247.7583 | 270.9766 | 221.9592 | 258.7505 | 188.757 | 238.7298 | 235.0678 | 235.5321 | 176395.6573 | 10821.5645 | 4118.321 | 71664.2403 | 34462.6299 | 13518.1413 | 5942.6785 | 5102.3679 | 5096.1228 | 4041.3016 | 27596.7043 | 5707.7384 | 7284.6057 | 4685.067 | 5997.8732 | 163956.5046 | 19197.1277 | 7923.5821 | 70488.7222 | 42514.4249 | 23035.9954 | 13402.7408 | 7328.4596 | 8756.3123 | 10866.0168 | 29416.713 | 11553.6145 | 15175.3919 | 7420.9619 | 10357.029 | 140.8452 | 140.8452 | 140.8452 | 140.8452 | 140.8452 | 140.8452 | 140.8452 | 140.8452 | 140.8452 | 140.8452 | 140.8452 | 140.8452 | 140.8452 | 140.8452 | 140.8452 | 0.0070191 | 1.1858e-05 | 1.251e-07 | 0.010279 | 0.00066711 | 4.4498e-10 | 0.0011487 | 1.2119e-23 | 6.8208e-07 | 9.4498e-08 | 0.0015298 | 2.031e-08 | 1.7456e-10 | 1.0987e-17 | 2.3919e-09 | 0.0070191 | 0.0070309 | 0.0070311 | 0.017298 | 0.017965 | 0.017298 | 0.019114 | 0.017965 | 0.019115 | 0.017298 | 0.0085489 | 0.0070191 | 0.017298 | 0.0070191 | 0.0070191
781 | 155339.1375 | 15821.1183 | 5774.0911 | 66746.177 | 37103.5336 | 15675.6074 | 11830.0957 | 3041.8756 | 6133.0032 | 8254.3456 | 26569.4422 | 8261.4162 | 9963.1696 | 4191.5177 | 7020.6755 | n/a | 10521.7221 | 6224.0231 | 4568.0034 | 7889.6041 | 10874.6709 | 8025.4083 | 1734.7487 | 4842.9996 | 8390.3655 | 4432.1989 | 5419.0009 | 7986.575 | 3129.1189 | 4940.5696 | 251.6843 | 234.4517 | 234.4517 | 240.9926 | 261.4155 | 211.7323 | 274.0414 | 251.8908 | 274.0414 | 227.5699 | 261.2539 | 195.8946 | 242.9857 | 238.6603 | 239.1033 | 174886.4357 | 9661.6424 | 4236.6068 | 70554.3083 | 30351.548 | 13311.9021 | 5541.0155 | 5224.6261 | 4633.2694 | 4593.0939 | 28719.9491 | 5937.0868 | 6658.9816 | 4594.4442 | 5894.1542 | 160515.8 | 19852.3645 | 10346.0299 | 73029.795 | 37860.7522 | 23351.1564 | 13552.6238 | 6844.7748 | 9476.269 | 12690.4594 | 27879.4433 | 11093.1878 | 14408.2567 | 7450.4631 | 10563.3238 | 159.3065 | 159.3065 | 159.3065 | 159.3065 | 232.0355 | 159.3065 | 232.0355 | 232.0355 | 232.0355 | 159.3065 | 159.3065 | 159.3065 | 159.3065 | 159.3065 | 159.3065 | 0.01079 | 2.5772e-06 | 5.7521e-15 | 0.00096916 | 0.021308 | 1.1198e-10 | 0.00031101 | 5.4549e-22 | 6.9774e-09 | 2.9244e-11 | 0.0063449 | 7.2204e-08 | 8.1988e-10 | 1.3863e-17 | 5.216e-11 | 0.01079 | 0.010792 | 0.010792 | 0.011759 | 0.033067 | 0.011759 | 0.033378 | 0.033067 | 0.033378 | 0.011759 | 0.017134 | 0.01079 | 0.011759 | 0.01079 | 0.01079
782 | 155675.7472 | 15788.2936 | 5866.913 | 66904.8318 | 37218.8234 | 15704.2017 | 11793.704 | 2879.2061 | 6163.3458 | 8018.6665 | 26384.9122 | 8011.2826 | 9927.6716 | 4125.2816 | 7200.7213 | n/a | 8905.4904 | 5580.8892 | 2799.5595 | 8132.7848 | 7789.9871 | 8143.0408 | 1731.9553 | 4019.7578 | 7670.1831 | 4380.9565 | 4976.7299 | 9257.0541 | 2588.1488 | 5128.1581 | 233.7531 | 216.3204 | 216.3204 | 217.4195 | 244.9816 | 175.4006 | 262.1375 | 232.0395 | 262.1375 | 196.9207 | 252.7389 | 153.8806 | 222.0112 | 222.039 | 222.6409 | 176040.7633 | 9783.3189 | 4294.4761 | 72497.1631 | 32542.3394 | 14752.5582 | 5811.7567 | 5258.8116 | 4818.2164 | 4607.3804 | 26711.2217 | 5992.3093 | 7104.1816 | 4576.0928 | 5664.9005 | 161821.8 | 17943.2093 | 9875.3653 | 70745.9774 | 39102.5242 | 21500.0453 | 13302.7975 | 6599.7669 | 8721.6742 | 11454.1634 | 29358.0331 | 10749.9392 | 14937.9905 | 7089.2416 | 10793.0586 | 126.7359 | 126.7359 | 126.7359 | 126.7359 | 126.7359 | 126.7359 | 126.7359 | 126.7359 | 126.7359 | 126.7359 | 126.7359 | 126.7359 | 126.7359 | 126.7359 | 126.7359 | 0.005887 | 0.00023538 | 3.4328e-13 | 0.0043993 | 0.0080571 | 1.3874e-08 | 0.0005625 | 1.1736e-22 | 2.7875e-07 | 2.0618e-09 | 0.00054603 | 7.4835e-08 | 8.0707e-11 | 2.027e-16 | 6.5734e-11 | 0.005887 | 0.0061224 | 0.0061224 | 0.010286 | 0.018343 | 0.010286 | 0.018906 | 0.018343 | 0.018906 | 0.010286 | 0.006433 | 0.0058871 | 0.010286 | 0.005887 | 0.005887
783 | 151252.0656 | 15436.9599 | 5815.1753 | 65155.7491 | 36247.6271 | 15402.0939 | 11184.1205 | 2911.0399 | 5416.8123 | 7847.0405 | 25747.4453 | 8236.445 | 9557.536 | 3967.1629 | 7155.4032 | n/a | 10601.0011 | 5761.7827 | 3358.2238 | 9717.8892 | 10924.4735 | 7675.9401 | 2180.9127 | 3455.4496 | 6531.2905 | 2720.7984 | 5532.2741 | 7968.3074 | 2783.1275 | 5081.4324 | 238.3207 | 220.7578 | 220.7578 | 222.6116 | 249.4458 | 181.9589 | 266.1369 | 236.8544 | 266.1369 | 202.8958 | 256.1895 | 161.022 | 226.8892 | 226.3214 | 226.907 | 174574.3552 | 10188.8028 | 3922.6529 | 71865.9921 | 31942.6488 | 14124.3883 | 6280.1144 | 5140.7042 | 4939.4859 | 4348.8734 | 26111.587 | 5846.7336 | 6356.4016 | 4626.0515 | 5892.1723 | 158563.2 | 19520.1039 | 9684.4356 | 68248.9693 | 38021.2 | 24578.3036 | 13315.9545 | 7164.217 | 7846.8355 | 10871.3639 | 26800.8 | 11216.9077 | 14155.809 | 5597.0174 | 10955.8047 | 98.078 | 98.078 | 98.078 | 98.078 | 100.4809 | 98.078 | 100.4809 | 100.4809 | 100.4809 | 98.078 | 133.4931 | 98.078 | 98.078 | 98.078 | 98.078 | 0.0024914 | 1.7798e-06 | 6.7255e-13 | 0.0066244 | 0.0085055 | 1.6107e-12 | 6.8625e-05 | 2.4514e-25 | 1.0774e-07 | 1.1063e-08 | 0.0087801 | 3.4381e-08 | 2.0527e-10 | 2.395e-10 | 1.7836e-11 | 0.0024914 | 0.0024932 | 0.0024932 | 0.0091158 | 0.017621 | 0.0091158 | 0.01769 | 0.017621 | 0.01769 | 0.0091158 | 0.011272 | 0.0024914 | 0.0091158 | 0.0024914 | 0.0024914
784 | 147607.5362 | 15149.2431 | 5785.0533 | 63727.9053 | 35458.3048 | 14797.1525 | 11031.9941 | 2782.8031 | 5785.685 | 7892.8513 | 25172.7493 | 7965.4038 | 9336.1601 | 3990.5683 | 6715.4316 | n/a | 10102.9422 | 5466.2867 | 4730.2369 | 8573.2422 | 13770.9046 | 6692.8099 | 1978.0275 | 4902.1887 | 7725.5939 | 4361.9201 | 5974.5211 | 6738.4459 | 3583.459 | 5283.6577 | 214.0596 | 197.465 | 197.465 | 196.2745 | 225.3093 | 151.2415 | 243.4173 | 211.649 | 243.4173 | 173.9558 | 235.9047 | 128.5271 | 201.6895 | 203.501 | 204.1364 | 172109.5616 | 10441.9695 | 4405.4437 | 68688.0902 | 32074.5604 | 14169.2783 | 5896.6139 | 5240.2616 | 4989.2145 | 3527.4478 | 24419.7947 | 5739.0111 | 6025.4875 | 4611.1422 | 6098.1594 | 155037.5 | 19856.0116 | 9265.6303 | 66906.3949 | 36911 | 27248.883 | 11503.1 | 7218.289 | 8888.8795 | 10568.4417 | 26476.2713 | 11706.8322 | 12013.6038 | 5826.9026 | 11381.8171 | 81.7836 | 81.7836 | 81.7836 | 81.7836 | 117.21 | 81.7836 | 120.388 | 117.21 | 120.388 | 81.7836 | 85.0944 | 81.7836 | 81.7836 | 81.7836 | 81.7836 | 0.0020491 | 3.0546e-07 | 7.4129e-12 | 0.0060005 | 0.010991 | 8.749e-17 | 0.009847 | 1.9084e-27 | 8.9474e-09 | 6.7773e-08 | 0.0057646 | 5.2001e-10 | 4.5209e-07 | 2.5443e-11 | 2.3644e-14 | 0.0020491 | 0.0020494 | 0.0020494 | 0.0080496 | 0.01904 | 0.0080496 | 0.028887 | 0.01904 | 0.028887 | 0.0080497 | 0.0078137 | 0.0020491 | 0.0080501 | 0.0020491 | 0.0020491
785 | 160358.6748 | 15941.6179 | 5878.8596 | 68760.9602 | 38272.837 | 16051.865 | 12214.1592 | 3216.9482 | 6255.2743 | 8426.5616 | 27182.2084 | 8346.0514 | 10179.126 | 4143.8301 | 7246.8197 | n/a | 10270.0862 | 6908.1296 | 3338.182 | 8274.3731 | 9049.5389 | 6927.496 | 1928.9303 | 4164.9041 | 8468.0075 | 3873.4463 | 5520.8112 | 6677.7246 | 3716.9945 | 4577.0558 | 227.5972 | 211.1333 | 211.1333 | 213.9801 | 237.7479 | 178.3674 | 252.5134 | 226.609 | 252.5134 | 196.889 | 242.4776 | 159.8458 | 217.4724 | 216.0552 | 216.5732 | 176130.5279 | 10457.3462 | 4111.0151 | 72123.7199 | 31552.9706 | 15431.6629 | 6190.3442 | 5009.1634 | 4820.8907 | 4472.9896 | 28714.7713 | 6023.5682 | 6541.1465 | 4434.8249 | 6060.5555 | 163917.8 | 19209.2324 | 9848.9447 | 73340.502 | 38513.4437 | 24287.7018 | 12866.4402 | 6896.0937 | 8985.7948 | 12833.7971 | 30416.6176 | 11458.0795 | 13115.0711 | 7844.4194 | 10553.2113 | 190.79 | 190.79 | 190.79 | 190.79 | 303.7805 | 190.79 | 303.7805 | 303.7805 | 303.7805 | 190.79 | 190.79 | 190.79 | 190.79 | 190.79 | 190.79 | 0.03192 | 1.7253e-05 | 4.6249e-13 | 0.0030132 | 0.033576 | 4.3902e-11 | 0.006875 | 2.6761e-20 | 1.5182e-07 | 5.1334e-11 | 0.00042777 | 2.2411e-08 | 4.2356e-07 | 7.2709e-20 | 3.6893e-10 | 0.03192 | 0.031937 | 0.031937 | 0.034933 | 0.068509 | 0.034933 | 0.075384 | 0.068509 | 0.075384 | 0.034933 | 0.032347 | 0.03192 | 0.034933 | 0.03192 | 0.03192
786 | 157869.0267 | 16163.3385 | 5881.4084 | 67788.8979 | 37706.6924 | 15588.3583 | 11969.619 | 3005.4755 | 5988.0888 | 7986.4203 | 26782.6443 | 8293.5867 | 9776.2873 | 4099.2243 | 7355.9866 | n/a | 11242.0518 | 4889.8797 | 3521.8952 | 10678.1161 | 11602.633 | 8413.672 | 1995.3385 | 3526.7538 | 6823.2486 | 4920.7067 | 5932.7141 | 7196.165 | 3478.6799 | 4920.8277 | 244.658 | 227.0632 | 227.0632 | 230.483 | 255.4113 | 193.2737 | 270.8912 | 243.7335 | 270.8912 | 212.6914 | 259.924 | 173.856 | 234.039 | 232.2232 | 232.7663 | 180540.6711 | 10196.9637 | 4238.9174 | 74641.0617 | 34171.9911 | 14825.4676 | 6386.4874 | 5150.3135 | 5068.3306 | 4440.4796 | 26490.4741 | 6160.3258 | 6892.5797 | 4669.2692 | 6404.0123 | 164754.7 | 21144.4156 | 9045.0971 | 71692.0495 | 39313.1 | 26183.9006 | 13252.4486 | 7145.652 | 7124.4737 | 11203.1282 | 28057.3278 | 11909.4399 | 14006.8447 | 7991.0491 | 11324.8399 | 117.7225 | 117.7225 | 117.7225 | 117.7225 | 126.7144 | 117.7225 | 126.7144 | 126.7144 | 126.7144 | 117.7225 | 117.7225 | 117.7225 | 117.7225 | 117.7225 | 117.7225 | 0.0039437 | 3.3631e-07 | 8.1747e-11 | 0.0043694 | 0.010427 | 5.6256e-14 | 0.0011303 | 5.1882e-24 | 0.00016599 | 5.6164e-09 | 0.0067793 | 1.9288e-09 | 1.3948e-09 | 5.61e-21 | 1.2687e-11 | 0.0039437 | 0.003944 | 0.003944 | 0.008313 | 0.01874 | 0.008313 | 0.019871 | 0.01874 | 0.020037 | 0.008313 | 0.010723 | 0.0039437 | 0.008313 | 0.0039437 | 0.0039437
787 | 148388.7997 | 15032.8576 | 5809.2673 | 64025.0376 | 35565.9293 | 14729.8276 | 11723.9482 | 2946.45 | 6115.647 | 7540.0854 | 25347.5332 | 8050.4144 | 9549.832 | 3604.7873 | 6924.0872 | n/a | 11664.1455 | 6757.744 | 4659.9926 | 8055.3998 | 9167.7703 | 7043.9536 | 1917.5409 | 3739.1144 | 7101.8517 | 4105.8206 | 5635.9628 | 7710.5078 | 3472.1616 | 5434.8494 | 235.3575 | 218.2614 | 218.2614 | 220.9579 | 245.9631 | 183.3935 | 261.5019 | 234.241 | 261.5019 | 202.885 | 251.247 | 163.902 | 224.7055 | 223.4409 | 223.9861 | 172042.2512 | 10776.319 | 4360.3719 | 69835.4245 | 32492.7632 | 13910.5613 | 6113.5414 | 5130.8576 | 4897.7247 | 3866.6549 | 27305.9367 | 5891.9847 | 7079.2025 | 4613.3672 | 5982.7963 | 154197.5 | 20398.7099 | 9692.3614 | 67723.1294 | 37214.863 | 20939.7771 | 13157.4949 | 7048.3985 | 8636.8391 | 10277.0066 | 29720.2028 | 10080.893 | 13513.3772 | 7948.2288 | 11242.1457 | 128.767 | 128.767 | 128.767 | 128.767 | 128.767 | 128.767 | 128.767 | 128.767 | 128.767 | 128.767 | 128.767 | 128.767 | 128.767 | 128.767 | 128.767 | 0.0061216 | 5.2307e-08 | 5.9938e-13 | 0.0043367 | 0.0092383 | 1.7e-09 | 0.00068075 | 3.0402e-24 | 3.0208e-07 | 2.6557e-08 | 5.3915e-05 | 2.4374e-06 | 2.8117e-09 | 5.0792e-26 | 4.2239e-13 | 0.0061216 | 0.0061217 | 0.0061217 | 0.010458 | 0.019697 | 0.010458 | 0.020377 | 0.019697 | 0.020378 | 0.010458 | 0.0061755 | 0.0061241 | 0.010458 | 0.0061216 | 0.0061216
788 | 154151.2849 | 15296.1701 | 5964.3547 | 66299.7431 | 36898.3883 | 15419.9912 | 11784.7006 | 2973.7964 | 6029.5167 | 8280.7501 | 26283.7423 | 8077.0962 | 9802.0821 | 4084.8044 | 7159.507 | n/a | 6749.2681 | 5101.5886 | 3441.8437 | 7585.7642 | 8961.176 | 7494.0396 | 1120.0213 | 4555.5936 | 7359.3562 | 4131.7346 | 6806.0943 | 5176.1124 | 4274.7136 | 5326.4628 | 217.5974 | 201.4039 | 201.4039 | 202.5467 | 227.9971 | 163.789 | 243.8367 | 216.0481 | 243.8367 | 183.6579 | 235.0281 | 143.9202 | 206.7552 | 206.6837 | 207.2394 | 174805.3345 | 9836.2921 | 4395.9961 | 73245.2471 | 34238.4245 | 14994.6862 | 5692.6987 | 5159.7714 | 4984.7156 | 4731.5962 | 25074.3138 | 6221.1748 | 5981.4161 | 4615.3511 | 5994.8998 | 159727 | 16073.4602 | 9491.2847 | 71626.5622 | 39988.7887 | 22524.0622 | 12442.6382 | 6279.7927 | 8805.3092 | 10942.2524 | 27295.3 | 12744.1691 | 10092 | 7617.2594 | 11297.1626 | 128.5988 | 128.5988 | 128.5988 | 128.5988 | 128.5988 | 128.5988 | 128.5988 | 128.5988 | 128.5988 | 128.5988 | 130.87 | 128.5988 | 142.29 | 128.5988 | 128.5988 | 0.0081271 | 0.0061868 | 1.0932e-11 | 0.0017108 | 0.0027714 | 3.5606e-10 | 0.0063372 | 8.6088e-20 | 7.719e-08 | 1.3464e-07 | 0.009644 | 7.7863e-12 | 0.012013 | 2.6261e-19 | 2.6845e-12 | 0.0081271 | 0.014314 | 0.014314 | 0.0098379 | 0.012609 | 0.0098379 | 0.018946 | 0.012609 | 0.018947 | 0.009838 | 0.017771 | 0.0081271 | 0.021851 | 0.0081271 | 0.0081271
789 | 151643.293 | 15324.4965 | 5475.9676 | 65312.3394 | 36355.7768 | 14740.1417 | 11617.1277 | 3098.9835 | 5837.6631 | 7612.486 | 25727.6886 | 7765.1101 | 9608.8589 | 4233.0051 | 6794.4097 | n/a | 8708.6989 | 7100.2741 | 3514.8774 | 11199.4711 | 12601.2221 | 7864.9476 | 1703.9986 | 5797.2656 | 6865.8311 | 4342.9185 | 6118.4367 | 7766.7119 | 2141.4367 | 4995.6477 | 234.3948 | 217.3261 | 217.3261 | 219.8635 | 245.0223 | 182.0108 | 260.6591 | 233.2261 | 260.6591 | 201.6253 | 250.52 | 162.3962 | 223.6773 | 222.5383 | 223.087 | 168047.1592 | 10314.6732 | 4205.4467 | 66963.5012 | 31090.0863 | 15395.6257 | 5943.6881 | 4992.1679 | 4996.7026 | 4650.6322 | 26007.8893 | 5850.692 | 5969.5164 | 4510.7172 | 6168.5541 | 158158.7 | 17417.2595 | 9958.6082 | 67671.2786 | 41407.2574 | 26674.2477 | 13717.3356 | 6696.1665 | 10749.8682 | 11203.0633 | 28696.7776 | 11775.4287 | 13599.7283 | 6638.6539 | 10900.6981 | 115.0329 | 115.0329 | 115.0329 | 130.1075 | 130.1075 | 130.1075 | 130.1075 | 130.1075 | 130.1075 | 130.1075 | 115.0329 | 130.1075 | 130.1075 | 115.0329 | 115.0329 | 0.0041818 | 0.0002347 | 2.0964e-15 | 0.011429 | 0.00046869 | 3.1261e-16 | 9.5451e-05 | 1.4331e-20 | 1.5634e-12 | 3.8118e-10 | 0.00049144 | 8.4535e-11 | 2.7791e-09 | 1.8669e-13 | 9.2101e-13 | 0.0041818 | 0.0044165 | 0.0044165 | 0.015611 | 0.016079 | 0.015611 | 0.016175 | 0.016079 | 0.016175 | 0.015611 | 0.0046732 | 0.0041818 | 0.015611 | 0.0041818 | 0.0041818
790 | 151621.2786 | 15430.7671 | 6053.0055 | 65313.3589 | 36311.4028 | 15376.8821 | 11791.8381 | 2981.5308 | 5967.1343 | 7956.1302 | 25844.8402 | 8008.228 | 9896.8057 | 3878.729 | 6960.5271 | n/a | 10166.5488 | 4668.9911 | 4335.8785 | 7661.7502 | 11125.9144 | 9784.6588 | 2348.3837 | 3581.1569 | 7556.9463 | 3551.1063 | 6564.7612 | 6336.1549 | 3287.6224 | 5672.0907 | 235.6948 | 218.3965 | 218.3965 | 220.4776 | 246.5883 | 181.0119 | 262.8251 | 234.3395 | 262.8251 | 201.379 | 252.864 | 160.6447 | 224.5716 | 223.8087 | 224.3784 | 172032.7042 | 10380.0499 | 4251.6905 | 71469.4987 | 32484.7217 | 13829.0409 | 5575.8225 | 5088.0625 | 4647.9515 | 4338.1888 | 26955.2694 | 5807.8038 | 7183.179 | 4454.7358 | 6050.9255 | 157667.8 | 20093.4987 | 8920.6816 | 68996.6622 | 38234.1079 | 23551.3913 | 15201.4813 | 7423.4462 | 8070.1084 | 11867.635 | 29211.3757 | 10996.501 | 12349.0111 | 7742.3582 | 11716.2161 | 126.3999 | 126.3999 | 126.3999 | 126.3999 | 126.3999 | 126.3999 | 126.3999 | 126.3999 | 126.3999 | 126.3999 | 126.3999 | 126.3999 | 126.3999 | 126.3999 | 126.3999 | 0.0056613 | 4.2284e-07 | 9.1572e-10 | 0.0045877 | 0.0074725 | 2.0931e-11 | 2.5093e-06 | 8.5681e-26 | 1.6479e-06 | 1.7482e-10 | 0.00027657 | 2.2172e-08 | 2.1193e-06 | 6.7167e-22 | 3.7864e-14 | 0.0056613 | 0.0056617 | 0.0056617 | 0.010249 | 0.017722 | 0.010249 | 0.017724 | 0.017722 | 0.017726 | 0.010249 | 0.0059379 | 0.0056613 | 0.010251 | 0.0056613 | 0.0056613
791 | 152916.1421 | 15509.1129 | 5761.5732 | 65814.4786 | 36705.7871 | 15419.6386 | 11291.3146 | 2919.7682 | 5854.6934 | 7589.4966 | 26070.2836 | 8146.8343 | 9699.9216 | 3875.0586 | 7218.3109 | n/a | 12099.3064 | 5262.2726 | 3654.8643 | 8076.3037 | 9387.8911 | 9326.6564 | 1586.2908 | 5276.1518 | 7431.1266 | 3652.5397 | 6120.6583 | 5847.0289 | 3790.0499 | 5687.6992 | 234.2718 | 216.8215 | 216.8215 | 217.9968 | 245.4928 | 176.1044 | 262.6063 | 232.5826 | 262.6063 | 197.5714 | 253.1502 | 154.6375 | 222.5581 | 222.526 | 223.1265 | 170881.7587 | 10522.649 | 4135.731 | 67446.4224 | 30150.1024 | 14169.7536 | 5849.8149 | 5177.852 | 5165.7462 | 4078.4675 | 25205.052 | 6079.8824 | 6655.784 | 4533.5589 | 6098.9119 | 156636.5 | 21849.7772 | 9343.3036 | 67264.1 | 37330.9 | 22727.2447 | 15376.0279 | 6737.8427 | 10441.898 | 11172.0941 | 27791.2917 | 11707.6407 | 12411.2129 | 8007.7088 | 11768.8111 | 182.5654 | 182.5654 | 182.5654 | 183.7506 | 240.8 | 183.7506 | 240.8 | 240.8 | 240.8 | 183.7506 | 182.5654 | 183.7506 | 183.7506 | 182.5654 | 182.5654 | 0.025998 | 7.2213e-09 | 3.4892e-12 | 0.018199 | 0.023757 | 2.1e-10 | 2.192e-07 | 6.673e-23 | 8.0885e-12 | 3.7561e-10 | 0.0033234 | 1.8483e-09 | 6.0284e-07 | 2.7431e-23 | 3.2102e-13 | 0.025998 | 0.025998 | 0.025998 | 0.044197 | 0.067954 | 0.044197 | 0.067954 | 0.067954 | 0.067954 | 0.044197 | 0.029321 | 0.025998 | 0.044198 | 0.025998 | 0.025998
792 | 153926.0698 | 15422.4538 | 5931.8826 | 66224.9548 | 36924.3638 | 15380.3168 | 12190.8296 | 2959.464 | 6270.3425 | 7970.3259 | 26003.3793 | 8041.1162 | 9958.6929 | 4010.2086 | 7297.7536 | n/a | 10934.7836 | 6692.7362 | 4603.9366 | 7500.675 | 6828.791 | 6503.0887 | 2133.1407 | 4539.0374 | 6717.7848 | 4934.4352 | 5142.0182 | 6123.8045 | 4527.3086 | 4784.575 | 216.5809 | 199.7061 | 199.7061 | 198.2059 | 228.0934 | 151.7605 | 246.7373 | 214.0288 | 246.7373 | 175.1471 | 239.2834 | 128.3739 | 203.8475 | 205.9207 | 206.5749 | 171523.3984 | 10258.2517 | 4412.0724 | 69869.4056 | 33191.8318 | 14967.3885 | 5624.8393 | 5172.7341 | 4741.4793 | 4514.7642 | 25741.313 | 5676.2123 | 6152.1833 | 4631.1152 | 6137.7105 | 160122.9 | 20901.4354 | 11104.8085 | 71341.5422 | 39989.7069 | 21358.7795 | 12127.928 | 7216.1748 | 9280.5167 | 11130.549 | 29019.5483 | 10482.8305 | 10813.9878 | 8971.8239 | 10760.8561 | 114.9382 | 114.9382 | 114.9382 | 114.9382 | 114.9382 | 114.9382 | 370.1059 | 114.9382 | 370.1059 | 114.9382 | 114.9382 | 114.9382 | 114.9382 | 114.9382 | 114.9382 | 0.0054443 | 5.5773e-08 | 2.8003e-16 | 0.0019425 | 0.002838 | 6.327e-09 | 0.049119 | 5.6229e-25 | 4.4154e-08 | 7.1753e-09 | 0.0004804 | 3.3022e-07 | 0.0012914 | 1.1682e-26 | 1.7601e-10 | 0.0054443 | 0.0054444 | 0.0054444 | 0.0073868 | 0.010225 | 0.0073868 | 0.059344 | 0.010225 | 0.059344 | 0.0073868 | 0.0059247 | 0.0054446 | 0.0086782 | 0.0054443 | 0.0054443
793 | 153312.8295 | 15307.7894 | 5861.5355 | 65993.902 | 36783.4432 | 15560.4708 | 11791.7118 | 2880.4893 | 5956.0525 | 8098.6183 | 25919.1246 | 8337.2074 | 9909.4954 | 3874.6789 | 7065.9058 | n/a | 10690.6814 | 5897.7056 | 3989.045 | 7478.3183 | 8129.3192 | 5729.6176 | 1961.6438 | 4313.0596 | 9145.6863 | 4054.5975 | 6564.8794 | 6818.4601 | 4538.3212 | 5392.3427 | 212.6662 | 195.9235 | 195.9235 | 193.8478 | 224.2358 | 146.4445 | 243.2003 | 209.9294 | 243.2003 | 170.2331 | 236.1812 | 122.6558 | 199.7194 | 202.2449 | 202.9103 | 178828.3293 | 10779.9171 | 4388.2136 | 75328.4962 | 35241.5323 | 14463.6532 | 5780.1816 | 5148.5388 | 5059.4729 | 4702.078 | 26336.0998 | 5569.1704 | 5757.5191 | 4536.5376 | 5921.2509 | 158414.5 | 20157.4985 | 10255.7192 | 70331.2821 | 38087.4 | 20720.2181 | 10156.3992 | 6342.2066 | 8019.1325 | 13589.7643 | 27363.1431 | 11898.2498 | 10972.725 | 8756.8588 | 11230.0936 | 134.7615 | 134.7615 | 134.7615 | 134.7615 | 134.9008 | 134.7615 | 364.8004 | 134.9008 | 364.8004 | 134.7615 | 134.7615 | 134.7615 | 134.7615 | 134.7615 | 134.7615 | 0.01079 | 2.4185e-07 | 2.8122e-14 | 0.003124 | 0.013128 | 6.2027e-08 | 1.5501 | 3.1998e-21 | 1.9559e-06 | 1.207e-13 | 0.0049514 | 2.7212e-09 | 0.00055307 | 4.1493e-27 | 1.6918e-12 | 0.01079 | 0.01079 | 0.01079 | 0.013914 | 0.027042 | 0.013914 | 1.5771 | 0.027042 | 1.5771 | 0.013914 | 0.015741 | 0.01079 | 0.014467 | 0.01079 | 0.01079
794 | 160177.1035 | 15903.6144 | 6249.3799 | 68698.3047 | 38177.6097 | 15807.2597 | 12185.4364 | 3064.49 | 6188.07 | 8097.0728 | 27053.4529 | 8512.2379 | 10111.689 | 4174.5735 | 7393.3236 | n/a | 11024.03 | 4911.2277 | 3485.7417 | 8755.9928 | 9914.1396 | 8825.9344 | 1943.4059 | 4188.5193 | 6889.9061 | 4408.4995 | 6423.5635 | 7968.5805 | 3465.0295 | 6143.2545 | 211.9856 | 195.3665 | 195.3665 | 193.5414 | 223.4108 | 147.0175 | 242.0483 | 209.351 | 242.0483 | 170.396 | 234.9302 | 123.6389 | 199.2598 | 201.5789 | 202.2329 | 175633.1785 | 11138.642 | 4293.2736 | 69205.3996 | 30470.0071 | 14112.1924 | 5868.311 | 5189.1761 | 5187.0434 | 4166.9861 | 27097.5581 | 5804.7127 | 6210.0082 | 4665.1963 | 6037.3855 | 166117.7 | 21403.272 | 8519.6013 | 69611.5968 | 38313.4553 | 23133.932 | 14916.2008 | 7079.9821 | 9338.6627 | 11056.8922 | 28874.8576 | 12151.3762 | 13802.2886 | 7517.1259 | 11845.6399 | 122.41 | 122.41 | 122.41 | 218.6797 | 302.3009 | 218.6797 | 302.3009 | 302.3009 | 302.3009 | 218.6797 | 122.41 | 218.6797 | 218.6797 | 122.41 | 122.41 | 0.0074429 | 7.9982e-08 | 5.8741e-08 | 0.02428 | 0.036659 | 3.1842e-10 | 2.2292e-05 | 6.0534e-23 | 1.936e-08 | 2.4032e-08 | 0.0031589 | 2.68e-09 | 2.0418e-08 | 4.8335e-18 | 1.0049e-12 | 0.0074429 | 0.007443 | 0.007443 | 0.031723 | 0.068383 | 0.031723 | 0.068405 | 0.068383 | 0.068405 | 0.031723 | 0.010602 | 0.0074429 | 0.031723 | 0.0074429 | 0.0074429
795 | 150877.2292 | 15320.0556 | 5793.8959 | 64993.6964 | 36112.2711 | 15381.6346 | 11798.5658 | 2922.3919 | 5934.4321 | 7947.1004 | 25662.2187 | 7979.6099 | 9915.895 | 3933.3149 | 6915.4956 | n/a | 10294.8257 | 4772.6691 | 4814.8637 | 8453.2408 | 8552.4254 | 7165.9681 | 1905.027 | 4572.6663 | 7962.0581 | 3458.9163 | 7549.2668 | 5805.1483 | 2779.432 | 5303.224 | 209.9902 | 193.2864 | 193.2864 | 190.6383 | 221.6778 | 142.0458 | 241.0567 | 207.0586 | 241.0567 | 166.3544 | 234.424 | 117.7372 | 196.7657 | 199.746 | 200.426 | 172879.8435 | 10782.6761 | 4415.2833 | 71602.3804 | 33124.5935 | 13941.1131 | 6011.1802 | 5149.0117 | 5059.254 | 4269.9245 | 24818.7476 | 5727.1868 | 7318.4753 | 4675.8738 | 6151.9844 | 157088.6 | 20787.7018 | 9123.3524 | 69433.1754 | 37609.3 | 22246.1386 | 13035.6483 | 6246.5933 | 9583.5203 | 11984.5826 | 26720.2 | 13276.4536 | 13037.0236 | 7432.7057 | 11447.3084 | 108.6225 | 108.6225 | 108.6225 | 108.6225 | 113.7346 | 108.6225 | 113.7346 | 113.7346 | 113.7346 | 108.6225 | 121.064 | 108.6225 | 108.6225 | 108.6225 | 108.6225 | 0.004986 | 5.24e-08 | 2.0494e-11 | 0.0028088 | 0.01082 | 6.3375e-10 | 0.001222 | 3.3546e-20 | 9.6467e-10 | 9.2109e-11 | 0.0086733 | 2.7547e-13 | 1.4926e-07 | 8.469e-20 | 1.172e-13 | 0.004986 | 0.004986 | 0.004986 | 0.0077948 | 0.018615 | 0.0077948 | 0.019837 | 0.018615 | 0.019837 | 0.0077948 | 0.013659 | 0.004986 | 0.0077949 | 0.004986 | 0.004986
796 | 152826.4608 | 15317.6643 | 5775.3856 | 65775.7775 | 36547.6221 | 15264.0883 | 12010.1017 | 2880.6669 | 6271.0779 | 7674.9427 | 26168.4738 | 7928.0367 | 9753.4198 | 3927.6709 | 6993.7946 | n/a | 11938.451 | 4261.0739 | 5163.6485 | 8321.0225 | 8051.8001 | 8134.1124 | 1946.7485 | 3075.0923 | 8491.1751 | 3375.7961 | 6781.3685 | 7978.1984 | 4368.3134 | 6134.3549 | 225.5383 | 208.6105 | 208.6105 | 209.2958 | 236.5375 | 167.634 | 253.5 | 223.7413 | 253.5 | 188.9114 | 244.6186 | 146.3565 | 213.9328 | 214.2647 | 214.8599 | 175691.2089 | 10667.6966 | 4159.3665 | 71594.1132 | 32803.7522 | 14577.2751 | 5919.3598 | 5103.167 | 4626.4579 | 4653.0463 | 26084.0208 | 6108.3593 | 7116.824 | 4481.5708 | 6030.9084 | 158143 | 22410.3476 | 8281.3404 | 72181.4362 | 39373.8747 | 20771.7497 | 13447.1723 | 6997.5155 | 7176.9502 | 13126.4215 | 27134 | 11442.1697 | 14972.8224 | 8844.8843 | 10404.1292 | 137.8892 | 137.8892 | 137.8892 | 137.8892 | 137.8892 | 137.8892 | 137.8892 | 137.8892 | 137.8892 | 137.8892 | 141.9467 | 137.8892 | 137.8892 | 137.8892 | 137.8892 | 0.0093185 | 9.128e-10 | 4.1085e-09 | 0.00084794 | 0.0034082 | 1.9284e-08 | 0.00074334 | 7.8728e-25 | 0.00060015 | 3.4248e-14 | 0.010256 | 1.4539e-09 | 2.4158e-11 | 5.9906e-27 | 1.0368e-10 | 0.0093185 | 0.0093185 | 0.0093185 | 0.010166 | 0.013575 | 0.010167 | 0.014318 | 0.013575 | 0.014918 | 0.010167 | 0.019574 | 0.0093186 | 0.010166 | 0.0093185 | 0.0093185
797 | 156986.3421 | 15752.3413 | 5914.521 | 67429.1012 | 37536.9171 | 15631.0602 | 12187.0562 | 3169.5836 | 6245.9678 | 7962.4625 | 26715.0284 | 8202.6669 | 10098.2184 | 4042.0636 | 7292.181 | n/a | 6709.7865 | 6176.1861 | 4553.5744 | 5994.8146 | 7717.3726 | 7285.8921 | 1842.5999 | 4392.2592 | 7887.534 | 4731.6162 | 6127.5294 | 9033.2359 | 3291.4509 | 4070.4961 | 223.749 | 206.3811 | 206.3811 | 205.0592 | 235.542 | 157.7569 | 254.5542 | 221.1996 | 254.5542 | 181.6054 | 246.74 | 133.9084 | 210.762 | 212.7184 | 213.3855 | 173021.0214 | 11288.7337 | 4333.0447 | 68940.9865 | 31183.7317 | 14249.9861 | 6029.1447 | 5080.6737 | 5072.3729 | 4651.671 | 27296.0126 | 5982.338 | 7475.5135 | 4684.7984 | 6086.9166 | 161445.1 | 17686.8202 | 10509.2307 | 69081.3 | 36002.0463 | 20218.7978 | 13273.2368 | 6910.2737 | 9422.8321 | 12274.005 | 31016.5288 | 11864.9674 | 16418.7494 | 7849.0493 | 9740.2208 | 157.8684 | 157.8684 | 157.8684 | 159.3533 | 353.313 | 159.3533 | 353.313 | 353.313 | 353.313 | 159.3533 | 157.8684 | 159.3533 | 159.3533 | 157.8684 | 157.8684 | 0.017416 | 0.00039673 | 1.0101e-14 | 0.01677 | 0.12918 | 2.8429e-07 | 0.0020719 | 7.0464e-21 | 1.9644e-08 | 2.4961e-11 | 8.4119e-05 | 1.2828e-09 | 6.6318e-13 | 7.9112e-21 | 4.8449e-08 | 0.017416 | 0.017813 | 0.017813 | 0.034186 | 0.16336 | 0.034187 | 0.16544 | 0.16336 | 0.16544 | 0.034187 | 0.0175 | 0.017416 | 0.034186 | 0.017416 | 0.017416
798 | 151674.8623 | 15141.9312 | 5809.7897 | 65311.8062 | 36458.7831 | 15265.2737 | 11704.4644 | 3014.9585 | 6133.7174 | 7914.8409 | 25765.0642 | 7951.2975 | 9718.384 | 3866.8489 | 7006.4523 | n/a | 12311.7607 | 5492.1456 | 5074.305 | 8027.346 | 11291.0513 | 8786.3678 | 1803.8043 | 4901.3394 | 7858.8953 | 4948.8598 | 4581.932 | 8740.1927 | 4099.8581 | 5678.8363 | 230.2057 | 212.7863 | 212.7863 | 212.9934 | 241.6493 | 169.0006 | 259.5001 | 228.1829 | 259.5001 | 191.3923 | 250.6801 | 146.6088 | 217.9976 | 218.7366 | 219.3629 | 171871.1171 | 9407.0377 | 4429.1066 | 68286.7222 | 30926.3581 | 13695.6288 | 6225.0535 | 5086.4644 | 4848.3171 | 3825.708 | 26558.7153 | 5890.9767 | 7766.9714 | 4683.1137 | 5994.837 | 155337.2 | 19807.0428 | 8571.5966 | 69252.0903 | 37389.8 | 23311.3472 | 14550.3214 | 6834.8687 | 9293.7564 | 11391.0034 | 29448.9195 | 10399.6087 | 16393.9641 | 7365.2162 | 11034.9713 | 180.5609 | 180.5609 | 180.5609 | 180.5609 | 180.7115 | 180.5609 | 180.7115 | 180.7115 | 180.7115 | 180.5609 | 180.5609 | 180.5609 | 180.5609 | 180.5609 | 180.5609 | 0.026511 | 3.3733e-07 | 8.6183e-10 | 0.0039011 | 0.018065 | 2.5082e-11 | 1.1762e-05 | 2.9515e-22 | 1.6307e-08 | 1.3546e-09 | 0.00016905 | 2.7984e-07 | 5.9206e-14 | 4.2777e-20 | 3.025e-12 | 0.026511 | 0.026511 | 0.026511 | 0.030412 | 0.048477 | 0.030412 | 0.048489 | 0.048477 | 0.048489 | 0.030412 | 0.02668 | 0.026511 | 0.030412 | 0.026511 | 0.026511
799 | 151669.6783 | 15395.6351 | 5846.5966 | 65331.2564 | 36438.5552 | 14958.3059 | 11586.3776 | 3047.3497 | 5794.2389 | 7513.0599 | 25982.0478 | 7770.7398 | 9619.0982 | 4089.935 | 6871.6203 | n/a | 10058.7226 | 5567.8066 | 4487.9653 | 9535.6764 | 10566.3002 | 8630.6896 | 1373.9564 | 3526.5625 | 9244.1034 | 4817.8533 | 7673.3218 | 6829.1704 | 3809.9517 | 5057.8185 | 193.6524 | 177.5106 | 177.5106 | 172.498 | 205.5623 | 120.0182 | 226.2383 | 189.9646 | 226.2383 | 145.9539 | 221.4018 | 94.0825 | 179.5645 | 184.4026 | 185.128 | 174187.9887 | 10905.6005 | 4105.728 | 70787.7878 | 32231.0647 | 13530.7761 | 6252.2302 | 5041.7721 | 5144.463 | 4642.5053 | 25790.7785 | 5685.8852 | 6790.9648 | 4663.3103 | 6229.4354 | 157966.5272 | 20572.1232 | 9609.4346 | 68422.9824 | 38921.3411 | 22720.8056 | 14569.3198 | 6340.7285 | 8565.5255 | 13711.9087 | 28626.5169 | 13150.3069 | 13404.7352 | 8382.162 | 10677.278 | 99.1759 | 99.1759 | 99.1759 | 99.1759 | 99.1759 | 99.1759 | 99.1759 | 99.1759 | 99.1759 | 99.1759 | 99.1759 | 99.1759 | 99.1759 | 99.1759 | 99.1759 | 0.0048419 | 1.1528e-07 | 1.5273e-12 | 0.0066656 | 0.0045825 | 3.4727e-11 | 7.2747e-06 | 2.6707e-19 | 4.6443e-08 | 3.8747e-16 | 0.00083263 | 9.1044e-14 | 6.5847e-09 | 5.9436e-23 | 7.1187e-12 | 0.0048419 | 0.004842 | 0.004842 | 0.011507 | 0.01609 | 0.011507 | 0.016097 | 0.01609 | 0.016097 | 0.011507 | 0.0056745 | 0.0048419 | 0.011507 | 0.0048419 | 0.0048419
800 | 155833.1515 | 15768.1152 | 6033.1489 | 66985.3119 | 37156.3239 | 15548.4473 | 11918.5368 | 2949.1014 | 5964.9427 | 7975.1403 | 26525.0034 | 8292.6354 | 9928.6967 | 4004.9495 | 7347.6693 | n/a | 11338.2326 | 5550.3836 | 4040.2052 | 8417.9197 | 9724.7258 | 4733.5405 | 2286.2571 | 4005.8263 | 10673.2423 | 3286.1797 | 6226.0427 | 6571.7693 | 3567.0661 | 5233.8727 | 195.2664 | 178.958 | 178.958 | 173.7923 | 207.3245 | 120.5429 | 228.2944 | 191.5052 | 228.2944 | 146.8472 | 223.473 | 94.2386 | 180.979 | 185.948 | 186.6837 | 174953.5181 | 11133.6414 | 4165.1243 | 69734.8734 | 32788.8061 | 14800.6288 | 6013.3917 | 5071.7066 | 4887.2649 | 4603.0485 | 27621.4049 | 6073.457 | 6720.7295 | 4807.3319 | 6206.8673 | 162930.5 | 22461.1739 | 9715.5079 | 69037.1 | 39713.6257 | 23237.5242 | 9968.2321 | 7351.6638 | 8114.3912 | 14128.2908 | 27815.9883 | 12159.6692 | 13205.6988 | 7909.198 | 11048.14 | 88.402 | 88.402 | 88.402 | 116.91 | 116.91 | 116.91 | 342.4416 | 116.91 | 342.4416 | 116.91 | 90.8693 | 116.91 | 116.91 | 88.402 | 88.402 | 0.0032754 | 3.977e-09 | 5.3409e-12 | 0.013699 | 0.0044819 | 9.2154e-11 | 2.8682 | 7.6675e-26 | 1.3164e-06 | 3.1337e-15 | 0.0065026 | 5.932e-10 | 8.1446e-08 | 1.7645e-21 | 5.4263e-11 | 0.0032754 | 0.0032754 | 0.0032754 | 0.016974 | 0.021456 | 0.016974 | 2.8896 | 0.021456 | 2.8896 | 0.016974 | 0.009778 | 0.0032754 | 0.016974 | 0.0032754 | 0.0032754
801 | 154118.851 | 15422.3428 | 5826.1613 | 66283.8457 | 36743.0636 | 15446.7841 | 11797.7112 | 3026.0812 | 6219.9419 | 7987.5741 | 26070.2457 | 8208.0536 | 10035.4955 | 4189.0561 | 7049.6852 | n/a | 7110.0481 | 6406.7376 | 2734.0651 | 8857.4412 | 9412.8726 | 7835.752 | 1765.3669 | 4962.7394 | 8295.0871 | 4719.195 | 6073.8669 | 6993.0153 | 3822.9321 | 5962.5437 | 213.0356 | 195.1294 | 195.1294 | 189.0971 | 226.3657 | 129.819 | 249.6766 | 208.7803 | 249.6766 | 159.0598 | 244.6139 | 100.5781 | 197.1562 | 202.8997 | 203.7176 | 178920.0849 | 10485.7734 | 4257.2679 | 73897.5845 | 35501.7383 | 15167.7945 | 5788.0384 | 5019.8415 | 4875.0288 | 4898.221 | 26809.9317 | 5681.7934 | 5904.2931 | 4564.9948 | 6120.0687 | 160892 | 16960.2215 | 10057.9055 | 69328.7472 | 40326.338 | 24216.9671 | 13125.8904 | 4639.6886 | 9348.9682 | 12945.6081 | 29709.1267 | 11639.6604 | 12558.9084 | 8099.2269 | 10665.5515 | 101.4651 | 101.4651 | 101.4651 | 101.4651 | 101.4651 | 101.4651 | 101.4651 | 101.4651 | 101.4651 | 101.4651 | 101.4651 | 101.4651 | 101.4651 | 101.4651 | 101.4651 | 0.0038297 | 0.00095741 | 6.7705e-14 | 0.0070573 | 0.0017789 | 4.9338e-12 | 0.00094269 | 1.3116e-10 | 2.3e-08 | 1.1315e-12 | 0.00019282 | 3.8679e-09 | 1.8324e-06 | 1.1598e-20 | 3.7266e-11 | 0.0038297 | 0.0047871 | 0.0047871 | 0.010887 | 0.012666 | 0.010887 | 0.013609 | 0.012666 | 0.013609 | 0.010887 | 0.0040225 | 0.0038297 | 0.010889 | 0.0038297 | 0.0038297
802 | 152160.7382 | 15504.584 | 5892.642 | 65496.1231 | 36378.5975 | 15544.7847 | 11947.7096 | 3156.8626 | 6302.8014 | 7979.4092 | 25768.9344 | 8294.6464 | 9899.0978 | 4063.5735 | 6911.2615 | n/a | 9543.4831 | 7718.6658 | 3536.7976 | 9751.6918 | 10958.0234 | 6223.9898 | 1836.6411 | 4790.0284 | 7006.7415 | 4476.9038 | 6107.1593 | 6934.1842 | 3841.7077 | 6735.6302 | 189.5349 | 173.4332 | 173.4332 | 167.471 | 201.6565 | 112.9562 | 223.0455 | 185.521 | 223.0455 | 139.7862 | 218.8378 | 86.1262 | 174.969 | 180.5628 | 181.3133 | 173564.8284 | 10848.7889 | 4495.3498 | 72830.9201 | 32306.4614 | 15348.2169 | 5696.3376 | 5083.3183 | 4766.0909 | 4753.6737 | 24926.2173 | 5660.7115 | 6722.9553 | 4572.8277 | 5968.7862 | 159544.4 | 20329.672 | 12158.7156 | 71265.661 | 39016.3066 | 25412.9301 | 9983.1808 | 6833.3594 | 8392.7193 | 11735.2153 | 26943.1 | 10899.7607 | 13265.4395 | 8272.9354 | 12668.8165 | 77.4756 | 77.4756 | 77.4756 | 77.4756 | 77.4756 | 77.4756 | 334.5682 | 77.4756 | 334.5682 | 77.4756 | 99.0055 | 77.4756 | 77.4756 | 77.4756 | 77.4756 | 0.0024432 | 2.9956e-07 | 2.0796e-19 | 0.0012435 | 0.0039809 | 3.3831e-13 | 2.9247 | 1.2453e-20 | 2.9757e-06 | 3.9609e-10 | 0.0073329 | 2.2027e-07 | 5.4783e-08 | 1.102e-22 | 8.8159e-17 | 0.0024432 | 0.0024435 | 0.0024435 | 0.0036867 | 0.0076676 | 0.0036867 | 2.9323 | 0.0076676 | 2.9323 | 0.0036867 | 0.0097761 | 0.0024434 | 0.0036868 | 0.0024432 | 0.0024432
803 | 154201.1755 | 15573.7339 | 5901.8867 | 66352.8032 | 36828.5767 | 15729.1737 | 12047.7937 | 2975.4325 | 6180.2748 | 8053.0066 | 26276.8976 | 7946.2204 | 9883.4345 | 4217.7734 | 7030.6138 | n/a | 13011.2449 | 5672.4993 | 4245.761 | 8735.0684 | 7658.2218 | 8300.4312 | 2143.0407 | 4026.3458 | 10082.0871 | 3314.9624 | 6541.3166 | 6594.328 | 3643.9846 | 5858.5817 | 207.5101 | 190.8039 | 190.8039 | 187.4913 | 219.3659 | 137.3973 | 239.2751 | 204.3467 | 239.2751 | 162.3711 | 233.0673 | 112.4235 | 193.9295 | 197.4403 | 198.1388 | 173194.1205 | 9245.6813 | 4054.8156 | 71059.0085 | 30818.5291 | 13794.8211 | 5654.0877 | 5254.0448 | 4910.0675 | 3861.3218 | 25814.8396 | 5792.0624 | 6506.1644 | 4534.3208 | 6157.3861 | 160765.5 | 22114.9262 | 9727.3148 | 70706.6675 | 38806.6976 | 18323.7409 | 13791.8189 | 7265.6855 | 8936.4133 | 11890.2787 | 27146.7 | 11257.2073 | 13032.4925 | 6555.6192 | 12002.3677 | 103.0506 | 103.0506 | 103.0506 | 103.0506 | 103.0506 | 103.0506 | 103.0506 | 103.0506 | 103.0506 | 103.0506 | 148.29 | 103.0506 | 103.0506 | 103.0506 | 103.0506 | 0.0043485 | 4.7136e-09 | 1.2856e-12 | 0.0031378 | 0.0072916 | 4.8422e-05 | 0.00031998 | 4.938e-25 | 1.1615e-07 | 3.1564e-10 | 0.011878 | 4.0848e-09 | 1.281e-07 | 3.5311e-13 | 1.4384e-14 | 0.0043485 | 0.0043485 | 0.0043485 | 0.0074863 | 0.014778 | 0.0075347 | 0.015098 | 0.014778 | 0.015098 | 0.0075347 | 0.016227 | 0.0043969 | 0.0074864 | 0.0043485 | 0.0043485
804 | 153357.1258 | 15536.3081 | 5990.7999 | 65976.8873 | 36652.4857 | 15367.4063 | 11669.1118 | 3064.9424 | 6056.6177 | 8038.6498 | 26183.258 | 8230.6129 | 9654.1517 | 3895.2674 | 7334.8961 | n/a | 8295.4577 | 4143.2927 | 4340.1882 | 9112.1672 | 10779.3138 | 8363.932 | 2263.023 | 3923.7501 | 6615.7617 | 4075.1926 | 7938.4567 | 6671.4677 | 3563.1883 | 4648.6722 | 210.8096 | 194.256 | 194.256 | 192.3482 | 222.2122 | 145.8055 | 240.8476 | 208.154 | 240.8476 | 169.1814 | 233.8153 | 122.4296 | 198.086 | 200.4678 | 201.1216 | 171799.4798 | 10412.2424 | 4387.5052 | 69819.1233 | 33794.6856 | 13880.9967 | 5617.0794 | 5136.4856 | 4724.5779 | 3978.7512 | 26187.0112 | 6019.903 | 6787.8896 | 4713.3769 | 5946.382 | 158548.3 | 17231.5193 | 7121.217 | 70495.8115 | 41417.7528 | 24527.4105 | 13737.0114 | 7294.8087 | 8464.4279 | 10503.2129 | 29432.9038 | 13916.7596 | 13074.0574 | 8100.8652 | 9986.0543 | 131.7998 | 131.7998 | 131.7998 | 131.7998 | 131.7998 | 131.7998 | 131.7998 | 131.7998 | 131.7998 | 131.7998 | 131.7998 | 131.7998 | 131.7998 | 131.7998 | 131.7998 | 0.010175 | 0.00066897 | 4.211e-05 | 0.0027873 | 0.0006249 | 1.5921e-12 | 0.00010762 | 4.7289e-24 | 4.5835e-07 | 2.4015e-07 | 0.00035086 | 9.6253e-14 | 3.1245e-08 | 1.5059e-23 | 1.7101e-08 | 0.010175 | 0.010844 | 0.010886 | 0.012963 | 0.013587 | 0.012963 | 0.013695 | 0.013587 | 0.013695 | 0.012963 | 0.010526 | 0.010175 | 0.012963 | 0.010175 | 0.010175
805 | 160186.5689 | 16084.6345 | 6290.3176 | 68696.4657 | 38093.209 | 16059.2134 | 12160.5076 | 3194.2713 | 6217.4043 | 8226.7921 | 27238.6087 | 8637.8406 | 10432.8159 | 4170.2576 | 7393.0974 | n/a | 7609.8727 | 5621.4811 | 5143.5883 | 7704.963 | 8492.0109 | 7087.3463 | 1892.9359 | 5551.9086 | 8176.8572 | 3827.796 | 6361.6864 | 7695.2722 | 3994.0144 | 3473.7677 | 212.8838 | 196.1211 | 196.1211 | 194.0334 | 224.4696 | 146.5522 | 243.4641 | 210.1404 | 243.4641 | 170.3786 | 236.4428 | 122.7257 | 199.9164 | 202.4526 | 203.119 | 175983.6469 | 10899.9055 | 4180.7911 | 72105.8918 | 33546.1581 | 14554.3356 | 5339.9865 | 5102.3329 | 5104.2851 | 4136.8922 | 26198.4783 | 5796.9353 | 6438.9435 | 4676.0215 | 5957.0107 | 165250.5 | 17101.2677 | 8423.2617 | 72767.6787 | 39351.0197 | 22994.3465 | 12470.7314 | 6995.2688 | 10636.9936 | 12313.7493 | 28692.6743 | 12106.6217 | 13081.8157 | 8651.9359 | 8491.7539 | 140.1236 | 140.1236 | 140.1236 | 140.1236 | 143.0917 | 140.1236 | 182.1624 | 143.0917 | 182.1624 | 140.1236 | 140.1236 | 140.1236 | 140.1236 | 140.1236 | 140.1236 | 0.012739 | 0.0038562 | 1.4607e-07 | 0.0040763 | 0.014197 | 1.1283e-09 | 0.017539 | 4.9324e-21 | 6.3506e-11 | 1.4296e-10 | 0.0054186 | 7.3443e-09 | 1.6622e-06 | 1.8895e-23 | 9.4012e-05 | 0.012739 | 0.016596 | 0.016596 | 0.016816 | 0.031012 | 0.016816 | 0.048552 | 0.031012 | 0.048552 | 0.016816 | 0.018158 | 0.012739 | 0.016817 | 0.012739 | 0.012833
806 | 153986.8646 | 15536.9341 | 5896.5576 | 66239.7179 | 36852.1316 | 15580.4013 | 11584.7774 | 2972.0459 | 5863.1963 | 7899.6347 | 26041.4176 | 8354.7931 | 9691.547 | 4023.1334 | 7043.3787 | n/a | 9616.5448 | 4830.7644 | 3934.5861 | 9944.5207 | 9744.2143 | 8918.5721 | 1634.1101 | 2712.1444 | 8751.996 | 4011.6634 | 5975.5852 | 6976.2967 | 3775.8156 | 4517.166 | 196.1661 | 179.8078 | 179.8078 | 174.7061 | 208.2412 | 121.4731 | 229.212 | 192.4212 | 229.212 | 147.7785 | 224.3246 | 95.1677 | 181.8775 | 186.798 | 187.5338 | 176615.7857 | 11123.7781 | 4375.8201 | 72938.2531 | 32849.8351 | 14716.5748 | 5467.6542 | 5085.2436 | 4677.0935 | 4322.4254 | 26100.4474 | 6018.7654 | 7168.5883 | 4611.769 | 5777.8181 | 160639.8 | 19728.3229 | 9108.1844 | 70759.2243 | 39551.0558 | 24174.489 | 13507.2263 | 6713.0537 | 6697.4379 | 12865.7213 | 27301.54 | 11916.7505 | 12936.2851 | 8332.8846 | 10259.2841 | 95.5794 | 95.5794 | 95.5794 | 95.5794 | 95.5794 | 95.5794 | 95.5794 | 95.5794 | 95.5794 | 95.5794 | 95.5794 | 95.5794 | 95.5794 | 95.5794 | 95.5794 | 0.0041009 | 1.4558e-06 | 6.3402e-11 | 0.0028177 | 0.0038885 | 9.4163e-12 | 0.0001571 | 3.991e-22 | 0.0006382 | 8.3019e-13 | 0.0065737 | 2.806e-09 | 6.7485e-08 | 2.2086e-23 | 3.6402e-10 | 0.0041009 | 0.0041023 | 0.0041023 | 0.0069186 | 0.010807 | 0.0069186 | 0.010964 | 0.010807 | 0.011602 | 0.0069186 | 0.010675 | 0.0041009 | 0.0069186 | 0.0041009 | 0.0041009
807 | 150613.6275 | 15449.4192 | 5929.0533 | 64902.705 | 36183.2519 | 14947.0653 | 11472.2979 | 3060.6539 | 5700.8733 | 7601.6677 | 25477.2099 | 7964.9991 | 9856.0349 | 4032.3835 | 6898.9554 | n/a | 10019.451 | 5382.3671 | 4350.9413 | 9499.6547 | 7730.8221 | 6566.0827 | 1792.377 | 3473.8755 | 8341.236 | 3542.9091 | 5756.33 | 4507.1693 | 2571.5578 | 5476.1486 | 199.5032 | 182.9665 | 182.9665 | 178.126 | 211.6305 | 125.0256 | 232.5783 | 195.8279 | 232.5783 | 151.3022 | 227.4345 | 98.7491 | 185.2278 | 189.9491 | 190.6841 | 179507.7275 | 10310.974 | 4383.9012 | 73229.4674 | 34543.2048 | 14347.1141 | 6049.398 | 5189.9509 | 4795.149 | 4777.575 | 27800.0735 | 5782.6797 | 5899.8368 | 4712.8838 | 6143.4146 | 157474.8438 | 19722.8251 | 9725.3684 | 69959.0227 | 38864.8795 | 21986.6363 | 11915.3 | 5546.5783 | 7610.0438 | 13094.611 | 28191.333 | 11471.9098 | 10185.6 | 7237.6416 | 11145.8632 | 90.2897 | 90.2897 | 90.2897 | 90.2897 | 90.2897 | 90.2897 | 129.0724 | 90.2897 | 129.0724 | 90.2897 | 90.2897 | 90.2897 | 116.93 | 90.2897 | 90.2897 | 0.0032436 | 1.1216e-06 | 1.7297e-12 | 0.0018915 | 0.0037804 | 2.3627e-10 | 0.011296 | 4.8876e-15 | 2.7095e-06 | 2.1185e-14 | 0.00069279 | 1.6314e-09 | 0.01031 | 6.2953e-18 | 5.8482e-13 | 0.0032436 | 0.0032447 | 0.0032447 | 0.0051351 | 0.0089154 | 0.0051351 | 0.020211 | 0.0089154 | 0.020214 | 0.0051351 | 0.0039364 | 0.0032436 | 0.015445 | 0.0032436 | 0.0032436
808 | 158863.3312 | 16207.3613 | 6165.3455 | 68200.4667 | 37865.0776 | 16030.0183 | 12420.7282 | 3206.5136 | 6309.1112 | 8361.2174 | 26926.5462 | 8590.657 | 9911.7908 | 4217.4337 | 7502.6058 | n/a | 7783.798 | 4793.6766 | 3476.2993 | 11425.1128 | 10082.9722 | 7739.3331 | 1800.5705 | 5109.9454 | 7848.4006 | 4195.9633 | 6963.4493 | 7855.2877 | 2506.419 | 4525.0607 | 221.9395 | 205.2913 | 205.2913 | 205.9985 | 232.7486 | 165.0998 | 249.4045 | 220.1837 | 249.4045 | 185.9927 | 240.6484 | 144.207 | 210.5434 | 210.8432 | 211.4276 | 169623.4685 | 9370.8831 | 4194.9687 | 66985.233 | 28473.4167 | 14603.9118 | 4747.2323 | 5176.5253 | 4513.849 | 4282.4967 | 26346.4695 | 6102.2999 | 6775.4277 | 4617.0581 | 5774.0949 | 163121.9853 | 16662.181 | 8974.2454 | 68788.8491 | 39410.7463 | 23721.384 | 12934.8821 | 6842.5958 | 9623.7944 | 12052.2972 | 28884.0329 | 13034.0492 | 14572.6155 | 7068.7772 | 9364.3555 | 161.8142 | 161.8142 | 161.8142 | 250.6576 | 250.6576 | 250.6576 | 250.6576 | 250.6576 | 250.6576 | 250.6576 | 161.8142 | 250.6576 | 250.6576 | 161.8142 | 161.8142 | 0.020363 | 0.014741 | 1.815e-09 | 0.028325 | 0.011043 | 1.6592e-10 | 0.010289 | 3.816e-20 | 1.2215e-08 | 1.2403e-09 | 0.002566 | 8.2005e-11 | 3.159e-10 | 1.3925e-15 | 1.6748e-06 | 0.020363 | 0.035104 | 0.035104 | 0.048689 | 0.059732 | 0.048689 | 0.070021 | 0.059732 | 0.070021 | 0.048689 | 0.022929 | 0.020363 | 0.048689 | 0.020363 | 0.020365
809 | 154391.575 | 15328.9644 | 5667.0606 | 66385.1568 | 36861.1241 | 15525.9865 | 11991.3731 | 2996.1055 | 5972.7647 | 8068.3215 | 26199.9247 | 8134.3502 | 9539.2339 | 4164.1666 | 6890.2799 | n/a | 10699.4383 | 5736.1063 | 3795.6193 | 7988.0408 | 9149.8005 | 7414.5078 | 1537.9482 | 4896.1589 | 7326.3288 | 4606.9164 | 5525.6434 | 7908.1748 | 3225.6418 | 4109.7424 | 253.7223 | 235.8856 | 235.8856 | 240.8605 | 264.2451 | 206.5337 | 278.7398 | 253.3105 | 278.7398 | 224.7156 | 266.655 | 188.3518 | 243.7614 | 240.7171 | 241.2257 | 170756.8965 | 10438.2557 | 4292.9164 | 67481.7304 | 30884.6 | 13148.8508 | 6027.2543 | 5027.9924 | 5263.7102 | 4118.024 | 25918.0545 | 5944.9675 | 5651.8465 | 4578.2131 | 5995.0946 | 160570.8 | 21085.894 | 9993.7228 | 68107.9 | 37447.9 | 21246.8512 | 13352.8622 | 6520.9406 | 10159.8691 | 11274.3528 | 29949.0709 | 11404.311 | 12906.3124 | 7661.4549 | 9222.237 | 135.53 | 135.53 | 135.53 | 178.65 | 267.32 | 178.65 | 267.32 | 267.32 | 267.32 | 178.65 | 135.53 | 178.65 | 178.65 | 135.53 | 135.53 | 0.0056063 | 2.5706e-08 | 1.6716e-14 | 0.015988 | 0.024623 | 1.4206e-08 | 0.0009128 | 8.0701e-21 | 8.3871e-11 | 6.9379e-09 | 0.00016828 | 7.2269e-09 | 3.2858e-08 | 8.153e-19 | 4.3375e-08 | 0.0056063 | 0.0056063 | 0.0056063 | 0.021594 | 0.046216 | 0.021594 | 0.047129 | 0.046216 | 0.047129 | 0.021594 | 0.0057745 | 0.0056063 | 0.021594 | 0.0056063 | 0.0056063
810 | 154166.7135 | 15510.0595 | 5980.2486 | 66304.9991 | 36898.6901 | 15753.1401 | 11878.1223 | 2848.6881 | 6029.768 | 8385.2009 | 26217.2108 | 8284.9246 | 9862.6136 | 3904.943 | 7416.9884 | n/a | 10643.8535 | 6175.2831 | 4597.9696 | 8280.609 | 10733.8851 | 8214.3891 | 1596.9552 | 2904.4856 | 9184.9284 | 3777.2159 | 7104.3496 | 6362.7555 | 3844.32 | 3670.0859 | 222.9893 | 206.8548 | 206.8548 | 209.6301 | 232.9405 | 174.6973 | 247.4221 | 222.0158 | 247.4221 | 192.8628 | 237.5964 | 156.5319 | 213.0593 | 211.682 | 212.1901 | 169088.712 | 10032.7712 | 4154.1708 | 67714.3219 | 31390.6475 | 14534.7122 | 5926.6882 | 5193.4083 | 4774.6605 | 5219.7178 | 26766.0636 | 5879.326 | 6101.4041 | 4672.1361 | 5895.6948 | 158408.6 | 20593.4247 | 10329.4539 | 70080.0915 | 38041.9565 | 25058.6973 | 13992.7773 | 6738.9635 | 7673.6461 | 14268.1462 | 28365.0795 | 12910.2756 | 12209.4596 | 8289.5561 | 9431.2807 | 160.2525 | 160.2525 | 160.2525 | 160.2525 | 160.2525 | 160.2525 | 160.2525 | 160.2525 | 160.2525 | 160.2525 | 160.2525 | 160.2525 | 160.2525 | 160.2525 | 160.2525 | 0.019017 | 1.5935e-07 | 6.5382e-14 | 0.0044866 | 0.015158 | 1.9721e-12 | 0.00010471 | 8.0173e-24 | 1.5838e-05 | 4.8119e-14 | 0.0017954 | 1.6633e-11 | 3.1273e-06 | 2.1172e-24 | 6.4896e-07 | 0.019017 | 0.019017 | 0.019017 | 0.023504 | 0.038662 | 0.023504 | 0.038767 | 0.038662 | 0.038783 | 0.023504 | 0.020812 | 0.019017 | 0.023507 | 0.019017 | 0.019018
811 | 156222.7504 | 15879.7127 | 6076.3979 | 67122.1963 | 37317.1589 | 16066.5044 | 12012.2824 | 3035.7628 | 5923.6984 | 8289.2977 | 26658.5591 | 8353.5879 | 9573.0073 | 3940.471 | 7235.0546 | n/a | 8873.3084 | 5635.2573 | 4161.8205 | 7804.284 | 8977.6566 | 8055.2817 | 1891.5594 | 4061.2628 | 8441.1133 | 3738.9993 | 6982.6131 | 7601.7908 | 3804.3568 | 4962.594 | 225.2565 | 208.4043 | 208.4043 | 209.2784 | 236.1583 | 168.2346 | 252.8926 | 223.5343 | 252.8926 | 189.2258 | 243.9278 | 147.2434 | 213.8051 | 213.9823 | 214.5695 | 176785.1598 | 10308.7626 | 3970.0263 | 72401.3534 | 32925.362 | 15044.024 | 6099.2872 | 5135.0503 | 4899.4706 | 4813.9353 | 27497.2577 | 5934.4718 | 6771.7733 | 4594.8459 | 5851.2828 | 163279.49 | 18848.871 | 9448.3837 | 70267.0788 | 39005.1 | 23723.8806 | 13334.7689 | 7020.4097 | 8326.6334 | 13069.4486 | 29944.857 | 12804.885 | 12686.0895 | 8350.5027 | 10542.4767 | 103.221 | 103.221 | 103.221 | 103.221 | 108.0029 | 103.221 | 108.0029 | 108.0029 | 108.0029 | 103.221 | 103.221 | 103.221 | 103.221 | 103.221 | 103.221 | 0.0033729 | 3.4283e-05 | 4.3064e-11 | 0.0067961 | 0.0095808 | 1.886e-10 | 0.0010247 | 5.5777e-23 | 3.6431e-07 | 6.3192e-12 | 0.00036242 | 4.468e-11 | 9.8735e-08 | 2.5018e-24 | 3.5596e-10 | 0.0033729 | 0.0034071 | 0.0034071 | 0.010169 | 0.01975 | 0.010169 | 0.020774 | 0.01975 | 0.020775 | 0.010169 | 0.0037353 | 0.0033729 | 0.010169 | 0.0033729 | 0.0033729
812 | 157171.9459 | 15907.0173 | 5838.7148 | 67519.8833 | 37476.8875 | 15709.0427 | 11798.3958 | 3132.5983 | 5802.5451 | 8145.3263 | 26729.5983 | 8354.9123 | 9906.031 | 4328.3472 | 7274.1465 | n/a | 12678.5081 | 5673.0538 | 4974.926 | 8513.4187 | 9400.2979 | 5877.5262 | 2100.7169 | 4237.2722 | 6133.1844 | 3368.1677 | 6631.551 | 7745.1181 | 2607.5316 | 6025.2001 | 216.6502 | 200.1336 | 200.1336 | 199.9004 | 227.6083 | 157.221 | 244.8751 | 214.5825 | 244.8751 | 178.8802 | 236.7877 | 135.5618 | 204.8457 | 205.8892 | 206.4951 | 176809.7869 | 10641.2463 | 4441.5786 | 71390.7247 | 33373.4585 | 13823.2715 | 5722.981 | 5103.8211 | 4530.3549 | 4320.1883 | 28185.7942 | 5905.1984 | 6272.6075 | 4760.2127 | 6100.2068 | 162283.2 | 22923.0544 | 10114.6324 | 72734.6507 | 40925.6772 | 21953.7693 | 10731.7073 | 7162.1381 | 8730.7271 | 9196.9728 | 28799.165 | 12523.3494 | 13580.4256 | 7282.6443 | 11985.7068 | 139.7017 | 139.7017 | 139.7017 | 139.7017 | 139.7017 | 139.7017 | 367.3126 | 139.7017 | 367.3126 | 139.7017 | 139.7017 | 139.7017 | 139.7017 | 139.7017 | 139.7017 | 0.011667 | 2.1111e-09 | 5.4003e-14 | 0.0019447 | 0.0021235 | 4.4482e-09 | 0.47136 | 1.4556e-22 | 2.1996e-08 | 0.00024551 | 0.0021369 | 1.671e-10 | 1.6136e-08 | 1.0381e-15 | 1.594e-13 | 0.011667 | 0.011667 | 0.011667 | 0.013612 | 0.015735 | 0.013612 | 0.4871 | 0.015735 | 0.4871 | 0.013857 | 0.013804 | 0.011667 | 0.013612 | 0.011667 | 0.011667
813 | 153766.2417 | 15287.3023 | 6033.7232 | 66171.9376 | 36790.9841 | 15445.0793 | 12021.1044 | 3070.2776 | 6307.8126 | 7846.611 | 26336.517 | 7968.4365 | 9722.5251 | 4052.9394 | 7392.1283 | n/a | 9814.9453 | 4472.8006 | 4879.3092 | 7984.7838 | 11453.5302 | 6570.9046 | 2599.8756 | 4232.4065 | 7160.0259 | 5315.0486 | 6762.8133 | 7705.2545 | 3364.7793 | 5798.2268 | 225.6244 | 208.4688 | 208.4688 | 208.3827 | 236.9674 | 164.4033 | 254.7784 | 223.5312 | 254.7784 | 186.745 | 246.2778 | 142.0616 | 213.4465 | 214.4057 | 215.0307 | 171850.7874 | 10045.2606 | 4204.087 | 67758.5752 | 30849.2601 | 15129.6726 | 6012.3196 | 5168.1459 | 4916.0888 | 4960.3436 | 27673.9625 | 5683.2404 | 6641.8047 | 4512.1246 | 6096.8249 | 158910.6 | 19793.9059 | 8657.0876 | 67892 | 37887.1 | 25504.2624 | 12477.8242 | 7678.6215 | 9103.6953 | 11999.9694 | 31921.411 | 11487.5132 | 12403.4593 | 6298.503 | 11895.0517 | 142.3762 | 142.3762 | 142.3762 | 154.4298 | 162.3386 | 154.4298 | 162.3386 | 162.3386 | 162.3386 | 154.4298 | 142.3762 | 154.4298 | 154.4298 | 142.3762 | 142.3762 | 0.010581 | 5.6031e-07 | 3.9745e-09 | 0.015965 | 0.015751 | 1.7518e-13 | 0.011534 | 5.7016e-26 | 1.2545e-07 | 4.0137e-11 | 1.1667e-05 | 1.5488e-09 | 6.9999e-07 | 3.5676e-13 | 7.5879e-13 | 0.010581 | 0.010581 | 0.010581 | 0.026546 | 0.042297 | 0.026546 | 0.053831 | 0.042297 | 0.053831 | 0.026546 | 0.010592 | 0.010581 | 0.026546 | 0.010581 | 0.010581
814 | 152128.3591 | 15313.8886 | 5714.3916 | 65511.5181 | 36506.9836 | 15459.5797 | 11730.4092 | 2928.6361 | 5899.3812 | 7970.735 | 25783.8088 | 8267.0247 | 10014.8022 | 3906.5523 | 7062.6704 | n/a | 8756.9565 | 6050.7446 | 4639.5285 | 12739.4758 | 9866.8202 | 8934.361 | 1989.0847 | 2942.2316 | 7870.3827 | 4994.6851 | 5697.606 | 6787.9822 | 3959.4245 | 5751.6961 | 207.3356 | 190.5331 | 190.5331 | 186.8387 | 219.3507 | 135.6395 | 239.6629 | 204.0276 | 239.6629 | 161.1188 | 233.6518 | 110.1603 | 193.4833 | 197.3038 | 198.0165 | 171334.2741 | 10521.2946 | 4261.5554 | 67889.9476 | 32171.9997 | 14959.1339 | 6107.9735 | 5262.9589 | 4988.0142 | 4269.2134 | 25356.9879 | 5926.9994 | 6818.5649 | 4480.9397 | 5950.9296 | 159178.4 | 17628.2654 | 8928.6143 | 67726.9903 | 43476.5755 | 22179.1684 | 15042.3345 | 7252.0437 | 7930.2458 | 11805.3961 | 29022.573 | 10167.2197 | 13400.7471 | 8394.6642 | 11669.8257 | 91.4249 | 91.4249 | 91.4249 | 116.9021 | 116.9021 | 116.9021 | 116.9021 | 116.9021 | 116.9021 | 116.9021 | 91.4249 | 116.9021 | 116.9021 | 91.4249 | 91.4249 | 0.0030291 | 0.00013463 | 3.241e-11 | 0.01233 | 8.7939e-05 | 1.0085e-09 | 3.1547e-06 | 1.4064e-25 | 2.0779e-06 | 2.6384e-10 | 0.00033106 | 5.8139e-06 | 5.9232e-08 | 6.4856e-25 | 1.3226e-13 | 0.0030291 | 0.0031638 | 0.0031638 | 0.015359 | 0.015447 | 0.015359 | 0.015451 | 0.015447 | 0.015453 | 0.015359 | 0.0033602 | 0.0030349 | 0.01536 | 0.0030291 | 0.0030291
815 | 157049.4063 | 15583.1645 | 5795.4368 | 67468.3442 | 37627.4191 | 15822.7646 | 11953.2512 | 3026.9965 | 6404.5347 | 7864.9758 | 26535.6291 | 8378.7216 | 10052.0362 | 4219.2523 | 7299.8288 | n/a | 12737.6462 | 5981.6804 | 4159.2427 | 9737.5735 | 10619.3738 | 9138.9095 | 1834.166 | 4339.7866 | 8975.2684 | 4027.9694 | 6595.2579 | 8312.2275 | 2681.9241 | 5186.0041 | 198.1615 | 182.1546 | 182.1546 | 178.8054 | 209.565 | 130.4137 | 228.7801 | 195.0694 | 228.7801 | 154.5168 | 222.9445 | 106.3106 | 185.0559 | 188.5596 | 189.2338 | 172639.3248 | 10221.4752 | 4276.9412 | 69561.5423 | 32133.885 | 14054.4241 | 5743.8129 | 5025.1117 | 4754.0347 | 4793.936 | 26716.3792 | 5757.9167 | 6662.5727 | 4515.7426 | 5885.3498 | 161602.9 | 22846.6215 | 10169.3215 | 68995.185 | 39295.7585 | 24479.2978 | 14882.7225 | 6456.0777 | 9093.8213 | 13588.5045 | 27918.2485 | 12339.3746 | 13373.9002 | 7005.1667 | 10827.1538 | 138.0852 | 138.0852 | 138.0852 | 150.8681 | 150.8681 | 150.8681 | 150.8681 | 150.8681 | 150.8681 | 150.8681 | 138.0852 | 150.8681 | 150.8681 | 138.0852 | 138.0852 | 0.016424 | 8.119e-10 | 2.3253e-14 | 0.01784 | 0.0098606 | 1.1273e-11 | 1.1022e-05 | 3.9776e-20 | 2.4316e-07 | 1.7342e-14 | 0.0056934 | 4.6289e-10 | 8.0124e-08 | 2.8551e-15 | 1.2397e-10 | 0.016424 | 0.016424 | 0.016424 | 0.034264 | 0.044125 | 0.034264 | 0.044136 | 0.044125 | 0.044136 | 0.034264 | 0.022118 | 0.016424 | 0.034264 | 0.016424 | 0.016424
816 | 152997.2894 | 15171.9367 | 5829.9501 | 65871.6766 | 36610.2917 | 15550.1254 | 11688.6341 | 3075.4941 | 5860.4376 | 8008.7865 | 26064.0068 | 8048.5986 | 9648.9528 | 4021.3933 | 7106.4774 | n/a | 10832.3249 | 5510.4984 | 4668.6696 | 9962.5922 | 7123.3606 | 7803.1484 | 1656.6626 | 4267.3174 | 8376.6167 | 4579.5973 | 7150.2535 | 5111.778 | 3771.9504 | 4948.7367 | 195.8204 | 179.9164 | 179.9164 | 176.3064 | 207.2215 | 127.5904 | 226.5373 | 192.6499 | 226.5373 | 151.8199 | 220.9202 | 103.3609 | 182.6486 | 186.355 | 187.0328 | 173094.4087 | 9353.1327 | 4279.5907 | 70938.1939 | 30820.2762 | 15392.6738 | 5878.8517 | 5232.3346 | 4845.1586 | 4287.5797 | 25591.3402 | 5893.3166 | 6619.621 | 4668.7509 | 6445.6135 | 162331 | 17843.8576 | 9790.0891 | 71743.7924 | 39560.4685 | 21170.3633 | 13611.6001 | 6875.9972 | 9106.976 | 12658.9964 | 27576.7 | 12951.07 | 11482.399 | 7766.5013 | 11394.3502 | 43.9982 | 43.9982 | 43.9982 | 43.9982 | 43.9982 | 43.9982 | 43.9982 | 43.9982 | 43.9982 | 43.9982 | 59.3105 | 43.9982 | 43.9982 | 43.9982 | 43.9982 | 0.00072026 | 5.1902e-05 | 3.9842e-13 | 0.0011906 | 0.0030693 | 1.8825e-08 | 0.00016483 | 9.2489e-22 | 5.429e-09 | 5.4112e-12 | 0.0045253 | 2.3075e-12 | 2.0884e-05 | 1.2776e-20 | 9.5856e-13 | 0.00072026 | 0.00077216 | 0.00077216 | 0.0019109 | 0.0049802 | 0.0019109 | 0.005145 | 0.0049802 | 0.0051451 | 0.0019109 | 0.0052456 | 0.00072028 | 0.0019318 | 0.00072026 | 0.00072026
817 | 153194.3504 | 15305.2726 | 5850.1887 | 65929.8877 | 36748.1197 | 15477.1318 | 11550.8895 | 3028.4091 | 6026.8941 | 7924.5399 | 26014.8051 | 8037.632 | 9676.4353 | 3901.1221 | 7093.5727 | n/a | 10896.3533 | 5410.8625 | 4581.8729 | 10868.0899 | 11760.1433 | 7420.2855 | 2224.8867 | 4549.0223 | 6417.0216 | 3215.0559 | 6229.9153 | 6156.8633 | 3439.8313 | 5080.481 | 207.6484 | 191.7054 | 191.7054 | 191.0892 | 218.3241 | 149.0117 | 235.302 | 205.5163 | 235.302 | 170.3084 | 227.7462 | 127.7149 | 196.0453 | 197.3647 | 197.9604 | 174642.9078 | 10738.6511 | 4176.2338 | 74530.4464 | 34888.4152 | 14330.5155 | 5956.9049 | 5175.7094 | 4952.8687 | 4463.2958 | 24021.9884 | 6034.0719 | 6702.4925 | 4505.6065 | 6074.7502 | 160512.5 | 20425.4044 | 9508.4964 | 76789.1193 | 44520.4051 | 25609.6587 | 13327.0903 | 7381.3961 | 9471.6909 | 10678.0174 | 26534.7443 | 11985.2872 | 12392.7558 | 6547.3227 | 8977.1162 | 87.1919 | 87.1919 | 87.1919 | 87.1919 | 87.1919 | 87.1919 | 87.1919 | 87.1919 | 87.1919 | 87.1919 | 204.8053 | 87.1919 | 87.1919 | 87.1919 | 87.1919 | 0.0026161 | 1.2299e-07 | 3.0384e-12 | 5.2986e-05 | 4.5315e-05 | 1.5298e-13 | 0.00023643 | 5.8225e-25 | 3.2962e-09 | 4.8683e-08 | 0.019733 | 2.2604e-10 | 5.749e-07 | 1.2581e-15 | 8.2895e-07 | 0.0026161 | 0.0026163 | 0.0026163 | 0.0026691 | 0.0027144 | 0.0026691 | 0.0029509 | 0.0027144 | 0.0029509 | 0.0026692 | 0.022349 | 0.0026161 | 0.0026697 | 0.0026161 | 0.002617
818 | 155071.2735 | 15491.2572 | 5651.1985 | 66664.5379 | 37022.8102 | 15811.3308 | 11850.5172 | 3003.8475 | 6081.0167 | 8172.9153 | 26124.8072 | 8260.4712 | 9924.3931 | 3872.807 | 7424.2011 | n/a | 7117.7287 | 7258.6818 | 3294.1429 | 7004.3444 | 9505.0916 | 8040.5632 | 1622.3691 | 4391.5337 | 7471.0565 | 3114.0482 | 4814.454 | 7681.549 | 4148.5344 | 4550.3286 | 231.3347 | 214.4263 | 214.4263 | 216.7129 | 241.9193 | 178.7048 | 257.5896 | 230.0979 | 257.5896 | 198.3613 | 247.6912 | 159.0483 | 220.5968 | 219.6497 | 220.1996 | 169126.2027 | 9817.0869 | 4297.0334 | 69034.7545 | 30938.4731 | 14757.9122 | 6237.643 | 5244.1105 | 5065.6405 | 4445.7821 | 25198.7938 | 5872.287 | 7157.873 | 4537.8876 | 5864.2989 | 161792.2 | 16919.6156 | 11540.5152 | 69142.3974 | 37422.1175 | 24013.0037 | 14250.8062 | 6568.5796 | 9429.7742 | 11666.8386 | 27064.9 | 10686.741 | 13071.922 | 8686.422 | 10116.5275 | 112.2514 | 112.2514 | 112.2514 | 124.8829 | 279.0432 | 124.8829 | 279.0432 | 279.0432 | 279.0432 | 124.8829 | 147.0598 | 124.8829 | 124.8829 | 112.2514 | 112.2514 | 0.004061 | 0.0012753 | 4.6273e-19 | 0.011039 | 0.029048 | 3.5035e-11 | 4.5967e-05 | 5.5485e-21 | 5.959e-09 | 2.1386e-09 | 0.010624 | 4.858e-07 | 1.3578e-07 | 9.0241e-27 | 1.6292e-08 | 0.004061 | 0.0053363 | 0.0053363 | 0.0151 | 0.044148 | 0.0151 | 0.044194 | 0.044148 | 0.044194 | 0.0151 | 0.014685 | 0.0040615 | 0.0151 | 0.004061 | 0.004061
819 | 153106.241 | 15206.7549 | 5846.4805 | 65880.7615 | 36721.9914 | 15253.3838 | 11658.3564 | 3080.5204 | 5816.6397 | 7707.3156 | 25971.8596 | 8103.0941 | 9376.4921 | 4104.342 | 6949.8892 | n/a | 7893.6582 | 6287.3531 | 5058.5676 | 6641.0206 | 13086.8119 | 7641.0506 | 1813.4815 | 3871.5513 | 7555.7119 | 4167.8695 | 6682.8793 | 6961.764 | 3575.2059 | 3631.8673 | 228.5061 | 212.2963 | 212.2963 | 216.2685 | 238.2069 | 183.8371 | 251.8156 | 227.9407 | 251.8156 | 200.9077 | 241.1849 | 166.7666 | 219.1611 | 216.8325 | 217.31 | 169676.7106 | 9013.2779 | 4178.1985 | 69503.775 | 29929.8852 | 15017.3947 | 5935.049 | 5038.1581 | 4875.0515 | 4848.6639 | 26001.8207 | 5992.456 | 7049.8638 | 4875.2659 | 6185.7516 | 158501.1 | 16412.0361 | 10465.5516 | 71958.9426 | 36570.9059 | 27646.8067 | 13576.0996 | 6851.6396 | 8746.6029 | 12016.1757 | 27684.7902 | 12606.1352 | 13831.0278 | 8248.1718 | 9817.6189 | 138.1941 | 138.1941 | 138.1941 | 138.1941 | 357.3104 | 138.1941 | 357.3104 | 357.3104 | 357.3104 | 138.1941 | 138.1941 | 138.1941 | 138.1941 | 138.1941 | 138.1941 | 0.0089613 | 0.0020899 | 6.1421e-15 | 0.0010473 | 0.046933 | 2.7873e-16 | 0.00016494 | 1.411e-21 | 2.2575e-08 | 1.2566e-11 | 0.0033313 | 1.8378e-11 | 2.6075e-10 | 3.6343e-22 | 2.1555e-09 | 0.0089613 | 0.011051 | 0.011051 | 0.010009 | 0.056942 | 0.010009 | 0.057107 | 0.056942 | 0.057107 | 0.010009 | 0.012293 | 0.0089613 | 0.010009 | 0.0089613 | 0.0089613
820 | 154504.5301 | 15879.0343 | 6087.9882 | 66446.0953 | 37007.8172 | 15866.2252 | 12013.5473 | 2985.889 | 6158.9197 | 7896.2938 | 26278.7789 | 8099.3643 | 10013.6221 | 3941.5115 | 7048.4932 | n/a | 7380.9161 | 4772.2332 | 3752.6833 | 9943.4326 | 9642.0047 | 9159.1769 | 2301.3996 | 3817.1893 | 7721.5971 | 4133.515 | 6650.1883 | 7300.0362 | 3043.8994 | 4558.2584 | 231.9885 | 214.7836 | 214.7836 | 216.2096 | 242.9847 | 175.5078 | 259.6453 | 230.4162 | 259.6453 | 196.4066 | 250.1507 | 154.609 | 220.582 | 220.3371 | 220.9216 | 178188.3009 | 11284.8259 | 4344.5181 | 73695.9258 | 32347.6117 | 13892.1128 | 6027.8871 | 5056.0029 | 4810.8882 | 4411.5432 | 26757.653 | 5738.4512 | 6740.3762 | 4560.0725 | 6000.4215 | 160585.4548 | 18601.3419 | 9062.1513 | 70644.0762 | 38475.5 | 23182.3175 | 13755.7081 | 5965.114 | 7450.4216 | 11893.4404 | 28243.1795 | 12276.5395 | 13109.5124 | 7598.9719 | 10558.6799 | 126.1973 | 126.1973 | 126.1973 | 126.1973 | 131.1022 | 126.1973 | 131.1022 | 131.1022 | 131.1022 | 126.1973 | 126.1973 | 126.1973 | 126.1973 | 126.1973 | 126.1973 | 0.0059448 | 6.2024e-05 | 5.2505e-10 | 0.0034693 | 0.011464 | 3.5033e-10 | 0.00031723 | 5.542e-18 | 9.4349e-05 | 9.8967e-11 | 0.0023698 | 8.6909e-11 | 1.8627e-07 | 1.4886e-20 | 6.8118e-11 | 0.0059448 | 0.0060068 | 0.0060068 | 0.0094141 | 0.020878 | 0.0094141 | 0.021195 | 0.020878 | 0.02129 | 0.0094141 | 0.0083146 | 0.0059448 | 0.0094142 | 0.0059448 | 0.0059448
821 | 153031.7167 | 15380.0277 | 5570.1871 | 65871.491 | 36536.4439 | 15166.2779 | 11637.6483 | 2894.3522 | 6038.1155 | 7834.8581 | 25818.0674 | 7570.83 | 9875.9566 | 3927.2341 | 7068.4231 | n/a | 9705.1307 | 6004.7048 | 4515.3531 | 12310.548 | 10651.4577 | 8512.1818 | 1868.421 | 4259.2445 | 8114.0418 | 3778.4847 | 6772.6145 | 6503.9735 | 3317.2336 | 5230.4665 | 209.6973 | 192.9351 | 192.9351 | 190.0061 | 221.4938 | 140.6323 | 241.1563 | 206.6608 | 241.1563 | 165.2966 | 234.6746 | 115.9681 | 196.2817 | 199.4892 | 200.1791 | 173676.7933 | 10782.0617 | 4181.7519 | 70145.2848 | 32188.1818 | 13728.981 | 5840.5243 | 5065.4281 | 5171.1528 | 3995.4153 | 25470.7017 | 5752.7437 | 6789.6232 | 4791.7917 | 5963.3484 | 158573 | 17918.2924 | 8877.2567 | 70273.708 | 41567.6998 | 23946.8387 | 13757.6061 | 5602.5192 | 8906.2973 | 12068.5571 | 27022.623 | 12132.6582 | 12899.1967 | 7670.0252 | 10664.5149 | 123.8058 | 123.8058 | 123.8058 | 123.8058 | 123.8058 | 123.8058 | 123.8058 | 123.8058 | 123.8058 | 123.8058 | 123.8058 | 123.8058 | 123.8058 | 123.8058 | 123.8058 | 0.0081271 | 7.9192e-05 | 9.997e-12 | 0.0029848 | 0.00048779 | 3.1553e-12 | 9.1135e-05 | 5.3626e-17 | 5.0956e-08 | 2.6073e-11 | 0.0070299 | 2.9771e-12 | 2.1016e-07 | 4.7569e-21 | 4.4093e-11 | 0.0081271 | 0.0082063 | 0.0082063 | 0.011112 | 0.0116 | 0.011112 | 0.011691 | 0.0116 | 0.011691 | 0.011112 | 0.015157 | 0.0081271 | 0.011112 | 0.0081271 | 0.0081271
822 | 150214.0203 | 15118.8998 | 5646.5326 | 64750.9524 | 35985.7765 | 15031.6893 | 11617.7668 | 2903.6259 | 5924.1171 | 7673.0274 | 25540.9708 | 7934.8287 | 9864.1405 | 3864.9451 | 6869.5213 | n/a | 10032.8661 | 4760.5655 | 3931.1794 | 8835.5662 | 10062.2018 | 9315.3345 | 2511.0145 | 5029.8055 | 7512.2546 | 5941.6682 | 7266.9271 | 7764.0751 | 4018.9778 | 4986.5466 | 227.076 | 209.6077 | 209.6077 | 208.8164 | 238.8022 | 162.4519 | 257.4967 | 224.6994 | 257.4967 | 185.9019 | 249.2924 | 139.0018 | 214.3009 | 215.8392 | 216.4951 | 172603.5162 | 10057.9862 | 4290.881 | 69290.1176 | 31563.0823 | 13354.2215 | 6037.7795 | 5149.2672 | 4976.1516 | 4219.0091 | 25345.2528 | 5775.09 | 6038.5049 | 4663.0538 | 5932.4847 | 157274.7 | 19532.1524 | 9037.7464 | 67386.1403 | 37564.7 | 23135.0234 | 15117.3141 | 7049.4871 | 9992.9571 | 11581.8637 | 28377.5777 | 12910.0172 | 13022.08 | 8579.3315 | 10545.3313 | 97.9145 | 97.9145 | 97.9145 | 109.4661 | 113.9892 | 109.4661 | 113.9892 | 113.9892 | 113.9892 | 109.4661 | 97.9145 | 109.4661 | 109.4661 | 97.9145 | 97.9145 | 0.0028289 | 6.2565e-07 | 7.7167e-12 | 0.0087572 | 0.010008 | 1.5526e-11 | 1.6732e-06 | 8.2585e-25 | 1.2548e-10 | 8.7274e-11 | 0.0005814 | 1.151e-12 | 1.206e-07 | 2.5838e-26 | 1.5191e-11 | 0.0028289 | 0.0028295 | 0.0028295 | 0.011586 | 0.021594 | 0.011586 | 0.021596 | 0.021594 | 0.021596 | 0.011586 | 0.0034103 | 0.0028289 | 0.011586 | 0.0028289 | 0.0028289
823 | 151084.2208 | 15295.8095 | 5842.3823 | 65084.7688 | 36233.3207 | 15351.6389 | 11429.5627 | 2845.2961 | 5596.7137 | 8030.1419 | 25773.4324 | 8249.9321 | 9793.8609 | 4063.145 | 6843.0941 | n/a | 9001.4609 | 7459.2751 | 4966.7839 | 6846.0669 | 7061.9359 | 8155.5375 | 1721.7848 | 6089.7536 | 9200.7121 | 3643.6108 | 7567.9509 | 6802.4076 | 3180.228 | 5843.241 | 226.0969 | 209.5371 | 209.5371 | 211.6525 | 236.4944 | 174.1488 | 251.9401 | 224.8424 | 251.9401 | 193.5237 | 242.3254 | 154.7739 | 215.5142 | 214.6856 | 215.2276 | 172530.7553 | 10788.0809 | 4406.8779 | 70483.6721 | 32462.2841 | 14438.6455 | 5799.5824 | 4995.2104 | 4935.2677 | 4051.7992 | 25120.6928 | 6286.616 | 6816.9844 | 4641.8481 | 5864.1251 | 156882 | 19664.8418 | 11840.153 | 69586.4263 | 37888.1841 | 18515.7186 | 13696.0647 | 6286.0952 | 10918.9213 | 13027.7113 | 27012.6221 | 11094.5041 | 13309.592 | 7794.3761 | 11336.566 | 126.2719 | 126.2719 | 126.2719 | 126.2719 | 126.2719 | 126.2719 | 126.2719 | 126.2719 | 126.2719 | 126.2719 | 126.2719 | 126.2719 | 126.2719 | 126.2719 | 126.2719 | 0.006555 | 7.9467e-07 | 8.3078e-19 | 0.0027111 | 0.009446 | 9.3478e-06 | 5.301e-05 | 2.4314e-21 | 7.0096e-14 | 1.0616e-12 | 0.0066528 | 6.673e-08 | 2.5906e-08 | 2.3052e-20 | 1.1106e-13 | 0.006555 | 0.0065558 | 0.0065558 | 0.0092661 | 0.018712 | 0.0092754 | 0.018765 | 0.018712 | 0.018765 | 0.0092754 | 0.013208 | 0.0065644 | 0.0092661 | 0.006555 | 0.006555
824 | 154409.8491 | 15775.7482 | 6045.6049 | 66407.6795 | 36864.0347 | 15436.8851 | 11835.2291 | 3118.1537 | 6016.4891 | 7931.9075 | 26477.2949 | 7998.6304 | 9825.71 | 4212.1906 | 7055.3825 | n/a | 8855.7095 | 5264.6707 | 3311.2189 | 5672.1843 | 9406.9026 | 6937.2367 | 2239.7969 | 4431.4961 | 7404.7919 | 4063.8082 | 5639.2353 | 7759.0495 | 2792.9128 | 5035.9286 | 225.7365 | 209.6408 | 209.6408 | 213.278 | 235.446 | 180.3837 | 249.2029 | 225.068 | 249.2029 | 197.6401 | 238.844 | 163.1273 | 216.2935 | 214.2264 | 214.7091 | 169923.0834 | 10259.5663 | 4371.919 | 69623.2429 | 33872.2877 | 14072.8584 | 5516.916 | 5193.387 | 4794.4105 | 4172.0729 | 24866.7652 | 5740.4509 | 5963.3324 | 4506.4807 | 5946.9097 | 162114.7817 | 16979.7285 | 9636.5897 | 70052.5076 | 39428.026 | 21826.2527 | 12638.5067 | 7379.5839 | 9199.7066 | 11246.6649 | 27882.6735 | 11379.6862 | 12751.2818 | 7223.1935 | 10960.9383 | 86.34 | 86.34 | 86.34 | 86.34 | 86.34 | 86.34 | 86.34 | 86.34 | 86.34 | 86.34 | 86.34 | 86.34 | 86.34 | 86.34 | 86.34 | 0.0021308 | 0.0023381 | 9.8945e-12 | 0.0048818 | 0.0043782 | 2.3115e-09 | 0.0042296 | 7.7256e-24 | 1.0997e-08 | 3.111e-09 | 0.0054827 | 3.2314e-09 | 2.9283e-07 | 2.3935e-16 | 7.1956e-12 | 0.0021308 | 0.0044689 | 0.0044689 | 0.0070126 | 0.011391 | 0.0070126 | 0.01562 | 0.011391 | 0.01562 | 0.0070126 | 0.0076135 | 0.0021308 | 0.0070129 | 0.0021308 | 0.0021308
825 | 157079.3237 | 15875.5887 | 5894.7389 | 67445.3658 | 37420.9665 | 15986.6689 | 11831.2931 | 3066.8115 | 6240.7804 | 8222.4133 | 26793.9497 | 8220.888 | 10010.2125 | 4077.6608 | 7043.1794 | n/a | 11355.6648 | 6242.4243 | 3934.0462 | 8136.7734 | 11855.5605 | 7998.6144 | 1762.5983 | 4710.0897 | 5985.6192 | 3408.7104 | 4680.5067 | 8314.5507 | 3479.0715 | 6720.4805 | 243.1257 | 226.2923 | 226.2923 | 231.9597 | 252.8126 | 201.7523 | 265.7196 | 243.0759 | 265.7196 | 217.9425 | 253.6911 | 185.5621 | 234.2436 | 230.5945 | 231.0474 | 172502.5192 | 9882.2811 | 4483.9456 | 72324.5368 | 31838.0151 | 13766.2289 | 6106.8479 | 5094.6254 | 4948.1471 | 4502.0345 | 26896.7784 | 5692.7054 | 8387.1585 | 4485.6192 | 5933.04 | 161247.3 | 20529.2458 | 10120.27 | 71821.4467 | 38928.2885 | 23617.9894 | 13871.1623 | 6844.2236 | 9658.2367 | 9559.2537 | 29510.3889 | 10153.0121 | 16688.9092 | 7751.3907 | 12634.6205 | 178.24 | 178.24 | 178.24 | 178.24 | 178.24 | 178.24 | 178.24 | 178.24 | 178.24 | 178.24 | 178.24 | 178.24 | 178.24 | 178.24 | 178.24 | 0.020969 | 5.9697e-07 | 9.6843e-14 | 0.0032341 | 0.011237 | 1.8303e-10 | 0.00012644 | 1.0717e-21 | 6.5047e-09 | 6.644e-05 | 0.00084555 | 4.7549e-06 | 1.2927e-13 | 5.0765e-20 | 4.3044e-16 | 0.020969 | 0.02097 | 0.02097 | 0.024203 | 0.03544 | 0.024203 | 0.035567 | 0.03544 | 0.035567 | 0.02427 | 0.021815 | 0.020974 | 0.024203 | 0.020969 | 0.020969
826 | 152660.5229 | 15538.2034 | 6124.4094 | 65714.5621 | 36474.4523 | 15305.9662 | 11607.4269 | 2945.3811 | 5901.3856 | 7809.3547 | 25878.2969 | 8010.7848 | 9748.3085 | 3990.3994 | 6704.5137 | n/a | 11339.1605 | 5441.4865 | 5006.7222 | 8604.0802 | 9453.4087 | 7711.0753 | 1854.7095 | 4436.0483 | 8771.5381 | 3596.5415 | 6869.3016 | 8419.6785 | 3130.1163 | 4748.6779 | 220.9403 | 204.5206 | 204.5206 | 205.7595 | 231.4653 | 166.6407 | 247.4625 | 219.3973 | 247.4625 | 186.7073 | 238.4794 | 146.5741 | 209.9894 | 209.8529 | 210.4142 | 178026.3792 | 10538.7148 | 4281.8359 | 72964.7835 | 33830.8447 | 13739.5159 | 5322.485 | 5298.934 | 4498.7467 | 4877.1341 | 27907.1878 | 5819.2077 | 8012.725 | 4741.2798 | 5826.7464 | 157334.7 | 20776.2753 | 9634.0224 | 68741.4712 | 37653 | 22804.2247 | 12014.8 | 7110.3435 | 7929.8348 | 13454.8722 | 28108.3212 | 12493.6093 | 16097.5034 | 7579.9961 | 9194.5923 | 148.6675 | 148.6675 | 148.6675 | 148.6675 | 149.9649 | 148.6675 | 150.1814 | 149.9649 | 150.1814 | 148.6675 | 148.6675 | 148.6675 | 148.6675 | 148.6675 | 148.6675 | 0.014047 | 1.1148e-07 | 2.1763e-11 | 0.0070213 | 0.014524 | 1.109e-10 | 0.012713 | 1.3654e-24 | 2.1091e-06 | 2.0922e-14 | 0.0015232 | 1.5806e-11 | 2.4243e-13 | 5.4057e-20 | 1.1429e-08 | 0.014047 | 0.014047 | 0.014047 | 0.021068 | 0.035592 | 0.021068 | 0.048305 | 0.035592 | 0.048307 | 0.021068 | 0.01557 | 0.014047 | 0.021068 | 0.014047 | 0.014047
827 | 153769.1774 | 15622.8368 | 5847.2051 | 66177.2776 | 36877.1039 | 15521.4977 | 11864.4188 | 2987.4419 | 6072.7923 | 8140.7201 | 26326.5975 | 8104.6653 | 9555.9368 | 3982.7708 | 7312.708 | n/a | 10461.3053 | 6650.1819 | 4496.2015 | 7348.4 | 9040.682 | 8513.3368 | 1788.8934 | 4026.2766 | 7940.4657 | 4768.0916 | 6937.3798 | 8374.8404 | 3958.3172 | 4990.8774 | 228.0836 | 210.9511 | 210.9511 | 211.5967 | 239.2277 | 169.3232 | 256.4334 | 226.248 | 256.4334 | 190.9057 | 247.4754 | 147.7407 | 216.3122 | 216.6863 | 217.29 | 173590.1364 | 10228.2943 | 4209.4265 | 72553.4946 | 31264.0879 | 13329.6871 | 6306.5995 | 5189.8414 | 5050.9389 | 3952.0817 | 25747.2454 | 5668.5787 | 6732.0221 | 4758.1067 | 5897.5818 | 161826.3364 | 17139.8996 | 10818.7084 | 73872.496 | 37980.5879 | 21762.2691 | 14774.3364 | 6978.7349 | 9077.2154 | 11533.0474 | 28549.437 | 12357.3584 | 14073.4625 | 8326.7239 | 10483.0592 | 80.2054 | 80.2054 | 80.2054 | 80.2054 | 163.4235 | 80.2054 | 163.4235 | 163.4235 | 163.4235 | 80.2054 | 80.2054 | 80.2054 | 80.2054 | 80.2054 | 80.2054 | 0.001669 | 0.0010578 | 6.3691e-16 | 0.00038938 | 0.015685 | 3.7088e-09 | 1.0953e-05 | 2.3666e-23 | 2.9127e-08 | 3.2591e-09 | 0.0016293 | 6.1304e-11 | 2.8595e-10 | 9.1273e-24 | 9.249e-10 | 0.001669 | 0.0027267 | 0.0027267 | 0.0020584 | 0.017743 | 0.0020584 | 0.017754 | 0.017743 | 0.017754 | 0.0020584 | 0.0032983 | 0.001669 | 0.0020584 | 0.001669 | 0.001669
828 | 154904.5291 | 15620.687 | 5853.9707 | 66594.7931 | 37132.5876 | 15544.0921 | 12091.06 | 3118.3172 | 6065.8108 | 7753.8109 | 26288.0991 | 8025.7278 | 9884.8791 | 4145.985 | 6898.4636 | n/a | 10781.5019 | 7080.205 | 3457.564 | 9855.96 | 9517.4562 | 8419.8536 | 2053.4944 | 4107.156 | 8532.6795 | 3923.0677 | 7223.0627 | 5935.2032 | 3288.2207 | 5716.393 | 212.9313 | 196.406 | 196.406 | 195.1583 | 224.1497 | 150.1733 | 242.2315 | 210.5091 | 242.2315 | 172.8548 | 234.79 | 127.4918 | 200.5797 | 202.4332 | 203.0677 | 172798.242 | 11084.0476 | 4273.8375 | 70820.677 | 31962.4514 | 14755.0524 | 5699.9859 | 5080.9174 | 5055.4843 | 4325.8708 | 25413.4857 | 5930.3106 | 6457.1829 | 4626.066 | 6027.8515 | 163615.3 | 21744.2495 | 11354.0424 | 70528.6991 | 40329.8097 | 23242.9086 | 14206.6379 | 7088.3118 | 9052.5403 | 12615.5503 | 28128.7535 | 12366.7733 | 12320.186 | 7806.3867 | 11410.8444 | 62.8316 | 62.8316 | 62.8316 | 62.8316 | 62.8316 | 62.8316 | 62.8316 | 62.8316 | 62.8316 | 62.8316 | 62.8316 | 62.8316 | 62.8316 | 62.8316 | 62.8316 | 0.0011513 | 1.3719e-08 | 2.2045e-17 | 0.0041086 | 0.0025695 | 8.9378e-11 | 0.00011603 | 2.3586e-22 | 3.1132e-08 | 8.8491e-13 | 0.0028463 | 3.2701e-11 | 2.241e-06 | 1.1536e-19 | 1.2303e-13 | 0.0011513 | 0.0011513 | 0.0011513 | 0.0052599 | 0.0078294 | 0.0052599 | 0.0079454 | 0.0078294 | 0.0079455 | 0.0052599 | 0.0039976 | 0.0011513 | 0.0052621 | 0.0011513 | 0.0011513
829 | 156824.8815 | 15935.0552 | 6090.4251 | 67381.4465 | 37413.4982 | 15694.5168 | 11885.864 | 2964.3486 | 6269.6395 | 8096.4908 | 26567.4756 | 8561.7271 | 10043.5982 | 4108.6472 | 7456.1413 | n/a | 5543.1037 | 4095.9975 | 4360.5884 | 8602.5723 | 8867.7868 | 7811.2267 | 1947.2042 | 5230.7512 | 10161.8783 | 4060.4 | 5705.6778 | 7749.9419 | 3463.3499 | 5733.4412 | 231.7848 | 214.5172 | 214.5172 | 215.671 | 242.8906 | 174.1966 | 259.8323 | 230.1101 | 259.8323 | 195.448 | 250.4811 | 152.9453 | 220.1889 | 220.1644 | 220.7589 | 174936.753 | 10430.903 | 4244.2016 | 72802.5277 | 31551.3381 | 14189.6699 | 6131.8785 | 5158.4644 | 5073.1204 | 4320.5051 | 25126.5493 | 5884.8484 | 7689.714 | 4595.1889 | 6102.1067 | 162970 | 13638.8067 | 8340.1992 | 71913.4676 | 38854.3 | 20827.9015 | 13721.3052 | 7093.1686 | 10276.4716 | 13844.2833 | 27623.1 | 11384.0263 | 14632.273 | 8004.8389 | 11668.9479 | 126.6775 | 321.7758 | 321.7758 | 126.6775 | 135.1683 | 126.6775 | 135.1683 | 135.1683 | 135.1683 | 126.6775 | 134.8628 | 126.6775 | 126.6775 | 126.6775 | 126.6775 | 0.0060621 | 2.6226 | 4.6642e-08 | 0.0029326 | 0.011896 | 7.4284e-08 | 0.00023132 | 2.9679e-24 | 4.8589e-10 | 3.4765e-14 | 0.0091894 | 1.2027e-07 | 5.3614e-10 | 5.9015e-21 | 4.5266e-12 | 0.0060621 | 2.6287 | 2.6287 | 0.0089947 | 0.020891 | 0.0089948 | 0.021122 | 0.020891 | 0.021122 | 0.0089948 | 0.015252 | 0.0060623 | 0.0089947 | 0.0060621 | 0.0060621
830 | 152862.667 | 15316.001 | 5779.3081 | 65782.0837 | 36559.5071 | 15339.0693 | 11509.4534 | 2825.5581 | 5764.2851 | 7868.4856 | 26006.9582 | 8223.7469 | 9802.2513 | 4119.1292 | 6977.7184 | n/a | 11536.8497 | 5810.3455 | 5385.5532 | 5902.0285 | 5990.2413 | 9091.6926 | 1577.2729 | 3695.9196 | 8751.0332 | 3523.0409 | 5529.1941 | 5564.4023 | 3134.8314 | 4217.2024 | 241.7142 | 224.4571 | 224.4571 | 228.2749 | 252.1447 | 192.8231 | 266.9592 | 240.9689 | 266.9592 | 211.4061 | 255.9053 | 174.24 | 231.5462 | 229.3952 | 229.9151 | 174442.1438 | 10260.6377 | 4310.6878 | 70365.9446 | 34358.1043 | 14063.4524 | 6025.9574 | 5250.6245 | 5121.9421 | 4572.7215 | 26282.5031 | 5755.0402 | 6394.1697 | 4495.7968 | 6235.739 | 159770 | 19754.9874 | 8805.4333 | 71345.665 | 37952 | 19796.7937 | 14483.85 | 6781.7974 | 8184.0616 | 13305.3548 | 28500.344 | 11045.7344 | 10559.4719 | 7582.1282 | 10237.3414 | 110.7082 | 110.7082 | 110.7082 | 110.7082 | 141.8826 | 110.7082 | 141.8826 | 141.8826 | 141.8826 | 110.7082 | 110.7082 | 110.7082 | 110.7082 | 110.7082 | 110.7082 | 0.0033729 | 6.7723e-07 | 1.4007e-10 | 0.0014372 | 0.012059 | 3.1908e-07 | 7.0397e-06 | 2.2698e-24 | 2.4396e-07 | 7.2842e-14 | 0.0010465 | 7.1145e-08 | 0.001818 | 7.8411e-19 | 2.3742e-10 | 0.0033729 | 0.0033735 | 0.0033735 | 0.00481 | 0.016869 | 0.0048103 | 0.016876 | 0.016869 | 0.016876 | 0.0048103 | 0.0044193 | 0.0033733 | 0.0066281 | 0.0033729 | 0.0033729
831 | 155526.6448 | 15661.9069 | 5908.3668 | 66840.5495 | 37245.4806 | 15711.6466 | 11568.1658 | 3209.6451 | 5946.2223 | 8182.3158 | 26487.3897 | 8435.6299 | 10085.2596 | 3877.865 | 7272.7435 | n/a | 10875.205 | 5116.396 | 4868.7526 | 8048.4457 | 10704.0143 | 5462.5415 | 1974.9965 | 4192.3895 | 8160.1075 | 3744.6284 | 6452.8814 | 8287.2233 | 3128.8412 | 4525.3831 | 229.5598 | 212.9563 | 212.9563 | 215.8356 | 239.7945 | 179.9396 | 254.6787 | 228.5662 | 254.6787 | 198.61 | 244.5524 | 161.2692 | 219.3536 | 217.9177 | 218.4399 | 174596.2391 | 10930.5722 | 4044.733 | 70882.0724 | 32463.6743 | 14539.7646 | 6027.525 | 5136.7378 | 4911.7354 | 3913.8307 | 25914.3622 | 5779.0831 | 7068.7096 | 4649.1945 | 5797.7335 | 159376.5 | 20380.9771 | 7999.229 | 71049.125 | 39087.52 | 23807.9789 | 11483.8665 | 6678.2343 | 9097.9248 | 11973.5382 | 27208.6 | 11712.0645 | 14994.2329 | 7660.3356 | 10297.1166 | 176.2023 | 176.2023 | 176.2023 | 176.2023 | 176.2023 | 176.2023 | 382.018 | 176.2023 | 382.018 | 176.2023 | 176.7749 | 176.2023 | 176.2023 | 176.2023 | 176.2023 | 0.024758 | 4.3698e-07 | 8.3661e-08 | 0.0035 | 0.0083623 | 4.0157e-11 | 0.052756 | 2.6764e-19 | 1.0705e-08 | 5.2762e-10 | 0.01491 | 1.2256e-08 | 1.6422e-10 | 1.7214e-21 | 1.8921e-09 | 0.024758 | 0.024759 | 0.024759 | 0.028258 | 0.036621 | 0.028258 | 0.089377 | 0.036621 | 0.089377 | 0.028258 | 0.039668 | 0.024758 | 0.028258 | 0.024758 | 0.024758
832 | 156896.2572 | 15911.0533 | 6036.3058 | 67378.1451 | 37429.2201 | 15561.0205 | 11675.7141 | 2992.7907 | 5891.1767 | 7912.3442 | 26338.2054 | 7994.8644 | 9798.0758 | 4171.4396 | 7234.5877 | n/a | 9068.2063 | 7369.528 | 4868.5639 | 8687.6724 | 9284.793 | 6813.5927 | 1479.3157 | 3903.726 | 8629.3447 | 3745.9583 | 6697.3293 | 7828.8691 | 3851.9521 | 4966.3364 | 225.3312 | 208.7117 | 208.7117 | 210.4164 | 235.8711 | 171.8359 | 251.7049 | 223.9264 | 251.7049 | 191.6975 | 242.3237 | 151.9743 | 214.4873 | 213.9896 | 214.5451 | 173930.3048 | 10946.0736 | 4344.6716 | 69946.9315 | 31082.4771 | 14649.5057 | 5453.5863 | 4969.205 | 4754.004 | 4333.1432 | 26172.5845 | 6071.1659 | 6759.8257 | 4757.7683 | 6259.4017 | 161822.8 | 18259.0097 | 11700.3996 | 72334.7131 | 39255.2672 | 22698.3988 | 12218.9967 | 6334.3207 | 8630.33 | 12161.7879 | 27968.4428 | 12333.2952 | 14164.7948 | 8351.4204 | 11072.7262 | 149.0221 | 149.0221 | 149.0221 | 149.0221 | 149.0221 | 149.0221 | 149.0221 | 149.0221 | 149.0221 | 149.0221 | 149.0221 | 149.0221 | 149.0221 | 149.0221 | 149.0221 | 0.012991 | 0.00015423 | 2.3071e-17 | 0.002262 | 0.0085447 | 3.8622e-10 | 0.0086595 | 7.2189e-20 | 6.7767e-08 | 2.9661e-11 | 0.0038976 | 3.0538e-11 | 8.3564e-10 | 5.1275e-22 | 1.8272e-11 | 0.012991 | 0.013145 | 0.013145 | 0.015253 | 0.023797 | 0.015253 | 0.032457 | 0.023797 | 0.032457 | 0.015253 | 0.016888 | 0.012991 | 0.015253 | 0.012991 | 0.012991
833 | 156611.5511 | 15747.9303 | 5996.3733 | 67271.7882 | 37321.9348 | 15828.2691 | 11924.97 | 2959.1688 | 6267.3355 | 8136.3721 | 26586.9274 | 8138.0959 | 9744.2902 | 4221.32 | 7460.79 | n/a | 11037.2481 | 3935.8411 | 4239.4125 | 9635.6351 | 8444.9195 | 5599.8791 | 1897.0672 | 4451.5271 | 8094.1954 | 4181.2375 | 5957.543 | 7030.7064 | 3812.0209 | 6594.6194 | 200.0432 | 184.3891 | 184.3891 | 182.7673 | 210.7805 | 139.164 | 228.2585 | 197.5955 | 228.2585 | 161.088 | 221.4914 | 117.24 | 188.1083 | 190.2151 | 190.8283 | 173255.9965 | 11333.0599 | 4277.6363 | 69090.5926 | 31624.2993 | 14493.2426 | 6227.1068 | 5213.7683 | 4780.2379 | 4683.0608 | 24613.98 | 5962.9028 | 6861.1263 | 4611.4184 | 6032.1582 | 160075.9789 | 20452.308 | 8128.0774 | 70306.3051 | 39441.0344 | 22620.0621 | 11785.286 | 7063.5355 | 9231.7651 | 12654.2562 | 26975.5 | 11725.3458 | 13572.4327 | 7889.4393 | 12246.5776 | 168.0945 | 168.0945 | 168.0945 | 168.0945 | 168.0945 | 168.0945 | 342.3877 | 168.0945 | 342.3877 | 168.0945 | 232.04 | 168.0945 | 168.0945 | 168.0945 | 168.0945 | 0.032233 | 4.8217e-07 | 7.8718e-08 | 0.0073024 | 0.0066059 | 1.2596e-09 | 0.06121 | 3.6721e-24 | 5.3954e-08 | 1.4571e-11 | 0.024292 | 1.5996e-09 | 6.7682e-09 | 2.1726e-19 | 2.053e-13 | 0.032233 | 0.032234 | 0.032234 | 0.039536 | 0.046141 | 0.039536 | 0.10735 | 0.046141 | 0.10735 | 0.039536 | 0.056525 | 0.032233 | 0.039536 | 0.032233 | 0.032233
834 | 155298.6414 | 15415.071 | 5956.5691 | 66756.5987 | 37149.239 | 15261.0797 | 12099.6657 | 3056.8098 | 6300.478 | 8027.4946 | 26386.4219 | 7992.5432 | 9741.2735 | 4344.8732 | 7300.5998 | n/a | 11770.1143 | 6620.026 | 3038.4264 | 9911.475 | 10195.098 | 7953.0491 | 1566.4664 | 3970.5081 | 6852.865 | 5076.0099 | 6590.3781 | 7029.9739 | 3320.156 | 5672.4607 | 183.2087 | 167.2238 | 167.2238 | 159.9952 | 195.5709 | 102.9283 | 217.8451 | 178.7676 | 217.8451 | 130.8687 | 214.5076 | 74.9879 | 168.0501 | 174.6486 | 175.4301 | 174471.5571 | 11327.1983 | 4511.6938 | 72779.253 | 32547.4607 | 14587.3287 | 5871.3334 | 5141.1822 | 5063.3703 | 4497.6815 | 24742.0137 | 5724.7133 | 6671.9953 | 4654.4107 | 6065.1243 | 163567.8 | 22743.4126 | 11117.3198 | 69905.5 | 40017.2357 | 23898.2267 | 13458.5825 | 6707.6487 | 8954.7784 | 10847.9465 | 28087.6236 | 11933.4914 | 13343.9693 | 7755.5666 | 11704.7849 | 62.13 | 62.13 | 62.13 | 68.6 | 68.6 | 68.6 | 68.6 | 68.6 | 68.6 | 68.6 | 62.13 | 68.6 | 68.6 | 62.13 | 62.13 | 0.0015435 | 5.6954e-10 | 3.4654e-16 | 0.006708 | 0.0034224 | 5.3036e-12 | 0.00095125 | 4.2015e-21 | 2.3382e-07 | 4.1828e-08 | 0.0035277 | 2.0969e-10 | 1.6846e-08 | 9.8664e-18 | 9.6291e-13 | 0.0015435 | 0.0015435 | 0.0015435 | 0.0082514 | 0.011674 | 0.0082514 | 0.012625 | 0.011674 | 0.012625 | 0.0082515 | 0.0050712 | 0.0015435 | 0.0082515 | 0.0015435 | 0.0015435
835 | 153637.6458 | 15443.2649 | 5703.9176 | 66095.191 | 36728.8505 | 15725.6813 | 11613.7992 | 3023.4803 | 5789.283 | 8199.423 | 26196.1705 | 8338.3191 | 9809.7639 | 4105.2986 | 7036.5914 | n/a | 9193.6847 | 7226.5369 | 3807.9311 | 10090.2241 | 8542.2969 | 6677.3145 | 1934.7058 | 4553.4364 | 6844.5965 | 3182.1974 | 8036.0345 | 5506.7112 | 2859.589 | 6151.9567 | 221.3531 | 204.5427 | 204.5427 | 204.5299 | 232.4498 | 161.5969 | 249.8453 | 219.3269 | 249.8453 | 183.4176 | 241.47 | 139.7762 | 209.4584 | 210.3412 | 210.9516 | 174405.6895 | 10321.1457 | 4375.4253 | 69019.1994 | 32654.1816 | 14250.0755 | 5499.7892 | 5181.322 | 4693.7715 | 4159.6535 | 27063.2615 | 5906.5387 | 6246.9383 | 4808.7999 | 6045.2611 | 159160.7 | 18151.8615 | 11552.1622 | 67972.6 | 41899.144 | 20634.9035 | 11976.8036 | 6770.8278 | 9175.2079 | 9190.7811 | 27447.5589 | 13598.5733 | 10292.3495 | 7331.9889 | 11279.2277 | 131.5411 | 131.5411 | 131.5411 | 144.3 | 144.3 | 144.3 | 165.7645 | 144.3 | 165.7645 | 144.3 | 131.5411 | 144.3 | 144.3 | 131.5411 | 131.5411 | 0.0083689 | 5.3346e-05 | 8.7226e-19 | 0.014743 | 0.00044196 | 1.3476e-07 | 0.014462 | 8.0855e-22 | 2.2612e-09 | 0.00033822 | 0.0067332 | 9.9114e-13 | 0.0055234 | 9.4326e-18 | 9.7563e-13 | 0.0083689 | 0.0084222 | 0.0084222 | 0.023112 | 0.023554 | 0.023112 | 0.038016 | 0.023554 | 0.038016 | 0.023451 | 0.015102 | 0.008369 | 0.028636 | 0.0083689 | 0.0083689
836 | 158814.8686 | 15980.5949 | 5868.7381 | 68124.621 | 37976.7974 | 15864.8953 | 12278.5152 | 2993.8892 | 6440.3076 | 8310.9536 | 26727.9861 | 8183.7871 | 10065.2111 | 4316.3593 | 7592.6235 | n/a | 11236.8695 | 5574.9994 | 4386.1988 | 6923.4378 | 10295.7665 | 7542.9705 | 1499.5202 | 4041.615 | 6604.9217 | 3609.2233 | 6033.0549 | 8143.4702 | 2931.6126 | 5776.3285 | 249.0502 | 230.8006 | 230.8006 | 233.1004 | 260.5166 | 191.6988 | 277.5636 | 247.6567 | 277.5636 | 213.0822 | 266.9878 | 170.3154 | 237.3709 | 236.4829 | 237.081 | 168485.7711 | 9988.0232 | 4287.2477 | 69399.0372 | 30488.4688 | 14329.1898 | 5991.8236 | 5172.3159 | 5067.8976 | 3991.2155 | 23095.9543 | 5721.1814 | 6728.1852 | 4454.9732 | 5996.6637 | 163096.5804 | 21079.6927 | 9847.7471 | 70617.5453 | 37245.2067 | 24293.3562 | 13419.4941 | 6671.8361 | 8999.4126 | 10596.1372 | 26376.5776 | 11422.6364 | 14745.0554 | 7381.5858 | 11772.9922 | 181.017 | 181.017 | 181.017 | 181.017 | 390.7749 | 181.017 | 390.7749 | 390.7749 | 390.7749 | 181.017 | 400.4818 | 181.017 | 181.017 | 181.017 | 181.017 | 0.019969 | 2.218e-07 | 4.18e-13 | 0.011251 | 0.076443 | 2.1222e-11 | 0.0018238 | 1.2057e-21 | 4.6086e-07 | 8.257e-07 | 0.071134 | 9.2068e-09 | 3.8935e-10 | 2.9619e-16 | 8.1157e-12 | 0.019969 | 0.019969 | 0.019969 | 0.03122 | 0.10766 | 0.03122 | 0.10949 | 0.10766 | 0.10949 | 0.031221 | 0.091103 | 0.019969 | 0.03122 | 0.019969 | 0.019969
837 | 148544.8684 | 14935.7086 | 5580.1525 | 64071.267 | 35690.4849 | 15145.3487 | 11360.125 | 2840.0974 | 6008.342 | 7314.1787 | 25511.6183 | 8001.8773 | 9465.9591 | 4002.001 | 6794.5718 | n/a | 9780.1742 | 7067.9989 | 4587.2057 | 10289.0304 | 8078.7973 | 7998.1735 | 1701.4118 | 4675.9267 | 8435.3721 | 4544.3407 | 5670.1811 | 6003.1835 | 3615.7832 | 5759.413 | 248.6455 | 231.462 | 231.462 | 237.3697 | 258.5033 | 206.8093 | 271.5815 | 248.6374 | 271.5815 | 223.2144 | 259.2244 | 190.4042 | 239.6439 | 235.8213 | 236.2802 | 176441.2148 | 9665.5534 | 4247.4542 | 75216.1913 | 32894.9808 | 14314.3893 | 6246.6832 | 5146.2375 | 4925.9501 | 4365.7645 | 25314.6161 | 5982.5796 | 6836.0458 | 4519.5338 | 5952.0783 | 155527.1 | 19272.7277 | 11225.5531 | 70466.1997 | 37597.7464 | 21662.0866 | 13401.0567 | 6821.3494 | 8904.3768 | 12192.7366 | 27661.7244 | 11530.0607 | 12424.5293 | 8127.8171 | 9768.659 | 107.22 | 107.22 | 107.22 | 107.22 | 107.22 | 107.22 | 107.22 | 107.22 | 107.22 | 107.22 | 107.22 | 107.22 | 107.22 | 107.22 | 107.22 | 0.0028289 | 6.6311e-07 | 1.4563e-18 | 0.00076739 | 0.0073559 | 1.2012e-09 | 9.9136e-05 | 2.1378e-24 | 4.1794e-08 | 1.857e-13 | 0.0016391 | 1.592e-09 | 1.6293e-07 | 1.3793e-22 | 7.8114e-10 | 0.0028289 | 0.0028295 | 0.0028295 | 0.0035963 | 0.010952 | 0.0035963 | 0.011051 | 0.010952 | 0.011051 | 0.0035963 | 0.0044679 | 0.0028289 | 0.0035964 | 0.0028289 | 0.0028289
838 | 153644.1434 | 15876.4013 | 5991.0188 | 66110.1819 | 36892.7098 | 15413.3646 | 11995.1197 | 2934.4088 | 6283.5992 | 7919.5723 | 26153.4024 | 8244.5118 | 9887.1709 | 4016.0888 | 7243.9977 | n/a | 9548.4245 | 4482.4502 | 4671.4202 | 9478.4822 | 9617.6426 | 10292.1467 | 1962.874 | 4594.7981 | 7032.3105 | 3444.4087 | 6185.5014 | 7529.628 | 3586.5389 | 5691.1368 | 244.5495 | 227.3572 | 227.3572 | 232.1508 | 254.6926 | 199.0604 | 268.6649 | 244.1521 | 268.6649 | 216.5871 | 257.0177 | 181.5337 | 234.9476 | 232.0146 | 232.5049 | 176124.2346 | 10434.4426 | 4246.8845 | 72898.8079 | 32579.721 | 13883.6374 | 5975.2769 | 5133.608 | 4793.353 | 4115.4033 | 26377.9014 | 5603.7316 | 7039.0073 | 4744.2375 | 6073.2703 | 159987.6 | 19301.8671 | 8679.5347 | 71178.9317 | 40091.1032 | 21954.38 | 16140.4236 | 6619.4819 | 9286.1511 | 9775.2139 | 27300.9101 | 11614.8331 | 14423.8353 | 7870.1764 | 11553.3071 | 126.0723 | 126.0723 | 126.0723 | 126.0723 | 126.0723 | 126.0723 | 126.0723 | 126.0723 | 126.0723 | 126.0723 | 126.0723 | 126.0723 | 126.0723 | 126.0723 | 126.0723 | 0.0049375 | 1.1433e-05 | 2.3481e-09 | 0.0019902 | 0.002521 | 1.5211e-09 | 3.7731e-07 | 4.44e-22 | 4.7031e-08 | 4.0378e-06 | 0.0078283 | 5.5482e-09 | 4.9594e-10 | 3.5198e-21 | 1.3518e-12 | 0.0049375 | 0.0049489 | 0.0049489 | 0.0069277 | 0.0094487 | 0.0069277 | 0.0094491 | 0.0094487 | 0.0094491 | 0.0069317 | 0.012766 | 0.0049375 | 0.0069277 | 0.0049375 | 0.0049375
839 | 153126.3796 | 15461.3474 | 6066.3801 | 65897.5914 | 36693.3432 | 15494.5649 | 11831.8205 | 2976.5518 | 6230.148 | 7951.2604 | 26004.1006 | 8459.2284 | 9890.6344 | 4038.8146 | 6893.5114 | n/a | 9492.7031 | 5296.0663 | 4006.9882 | 9428.4374 | 8223.9525 | 9156.2863 | 1327.7663 | 4746.0145 | 8704.5932 | 4546.5196 | 7870.6488 | 6440.9053 | 1879.0613 | 3908.6702 | 236.9392 | 220.2802 | 220.2802 | 224.9189 | 246.769 | 192.8414 | 260.3128 | 236.5519 | 260.3128 | 209.8304 | 249.0309 | 175.8524 | 227.6319 | 224.7948 | 225.27 | 174548.7966 | 9702.5058 | 4108.9039 | 73932.3572 | 34402.922 | 14622.4537 | 5546.776 | 4964.6322 | 4595.5275 | 4523.4891 | 24915.1314 | 5993.7809 | 6967.2445 | 4547.2139 | 5897.9921 | 157742.8 | 18891.8089 | 9397.0702 | 72717.1454 | 40813.4594 | 21695.2062 | 14287.8623 | 6194.3985 | 9330.642 | 12217.8823 | 26834.1 | 13723.4297 | 13169.3498 | 5706.6751 | 9336.3623 | 161.08 | 161.08 | 161.08 | 161.08 | 161.08 | 161.08 | 161.08 | 161.08 | 161.08 | 161.08 | 162.79 | 161.08 | 161.08 | 161.08 | 161.08 | 0.01475 | 9.0535e-06 | 5.3761e-11 | 0.00065954 | 0.0011059 | 4e-09 | 3.8821e-05 | 2.6387e-19 | 2.6809e-08 | 3.0208e-11 | 0.012435 | 1.3818e-12 | 7.6921e-08 | 2.1748e-10 | 2.2769e-08 | 0.01475 | 0.014759 | 0.014759 | 0.01541 | 0.016516 | 0.01541 | 0.016555 | 0.016516 | 0.016555 | 0.01541 | 0.027185 | 0.01475 | 0.01541 | 0.01475 | 0.01475
840 | 157283.4021 | 15756.5706 | 5864.3411 | 67519.9043 | 37562.906 | 15737.6563 | 11720.6284 | 3063.5995 | 5836.2484 | 8003.6863 | 26525.1241 | 8106.9502 | 10142.288 | 3873.9306 | 7232.5791 | n/a | 12590.9069 | 4278.276 | 4036.6345 | 9002.8222 | 8244.309 | 8103.2042 | 1645.9946 | 3506.4366 | 7981.5726 | 4346.7184 | 5286.0443 | 7920.693 | 3933.063 | 4860.4433 | 256.1415 | 238.6114 | 238.6114 | 245.2947 | 266.0334 | 215.5956 | 278.8538 | 256.3619 | 278.8538 | 231.6773 | 265.8266 | 199.5138 | 247.3084 | 242.8848 | 243.3346 | 173868.8258 | 10418.825 | 4375.1729 | 69282.4804 | 31605.149 | 13419.5534 | 6155.2963 | 5040.9873 | 5033.9825 | 4514.7013 | 26455.1153 | 5694.5648 | 7282.2635 | 4602.421 | 6154.9146 | 164415.8 | 22460.0319 | 8595.5489 | 69972.8 | 39865.5563 | 21229.6623 | 14144.6004 | 6686.9819 | 8540.4191 | 12326.2739 | 27783.9336 | 10716.4091 | 14538.5565 | 8456.384 | 10979.7578 | 116.71 | 116.71 | 116.71 | 144.39 | 144.39 | 144.39 | 144.39 | 144.39 | 144.39 | 144.39 | 116.71 | 144.39 | 144.39 | 116.71 | 116.71 | 0.0033401 | 3.8323e-09 | 1.2391e-09 | 0.01135 | 0.0057107 | 3.0969e-08 | 3.9834e-05 | 6.4223e-21 | 7.0949e-08 | 2.6373e-11 | 0.0068152 | 1.6262e-07 | 1.3555e-09 | 1.3814e-25 | 3.0213e-11 | 0.0033401 | 0.0033401 | 0.0033401 | 0.01469 | 0.0204 | 0.01469 | 0.02044 | 0.0204 | 0.02044 | 0.01469 | 0.010155 | 0.0033403 | 0.01469 | 0.0033401 | 0.0033401
841 | 153849.0275 | 15345.4281 | 5712.4275 | 66191.5093 | 36797.9939 | 15316.5089 | 11652.5669 | 3148.3089 | 5952.5075 | 7976.682 | 26195.3437 | 7802.3925 | 9813.116 | 4084.9624 | 7123.696 | n/a | 9542.8669 | 5553.2636 | 5163.116 | 7936.64 | 8664.752 | 6423.0279 | 1703.9072 | 5336.7879 | 7383.519 | 4236.956 | 7025.6959 | 6047.3093 | 2738.9441 | 4521.6299 | 240.1771 | 223.2437 | 223.2437 | 227.7824 | 250.2132 | 194.7792 | 264.1203 | 239.722 | 264.1203 | 212.224 | 252.7656 | 177.3344 | 230.6224 | 227.8793 | 228.3673 | 169285.3038 | 9695.4306 | 4092.8519 | 70414.4695 | 31864.9406 | 14716.3827 | 5631.731 | 5104.5763 | 4782.579 | 5009.8512 | 23756.4157 | 5625.0515 | 7219.4391 | 4645.7236 | 6100.8277 | 159432.4 | 18616.7975 | 9546.5155 | 71027.0533 | 38072.0216 | 23354.7347 | 11791.4 | 6643.9835 | 10100.608 | 12393.3703 | 26818.9 | 12624.3474 | 12134.9751 | 7384.6677 | 10315.7576 | 141.51 | 141.51 | 141.51 | 141.51 | 153.5869 | 141.51 | 296.4 | 153.5869 | 296.4 | 141.51 | 200.65 | 141.51 | 141.51 | 141.51 | 141.51 | 0.0080481 | 1.2614e-05 | 5.4036e-13 | 0.0023099 | 0.013483 | 2.747e-11 | 0.027687 | 9.0525e-20 | 9.4391e-11 | 1.5492e-11 | 0.017022 | 1.6327e-12 | 3.2986e-06 | 3.5043e-18 | 5.1334e-10 | 0.0080481 | 0.0080607 | 0.0080607 | 0.010358 | 0.023841 | 0.010358 | 0.051528 | 0.023841 | 0.051528 | 0.010358 | 0.02507 | 0.0080481 | 0.010361 | 0.0080481 | 0.0080481
842 | 153049.0572 | 15398.2157 | 5936.9517 | 65890.8239 | 36687.689 | 15196.3004 | 11643.4827 | 2896.7219 | 6044.3702 | 7781.1448 | 25971.2371 | 8043.0044 | 9754.6406 | 4024.2343 | 7339.8194 | n/a | 9990.8717 | 5494.7322 | 3227.2679 | 7817.37 | 10476.1651 | 8700.7713 | 2042.601 | 3783.5042 | 6568.2576 | 3907.1037 | 6440.6026 | 6617.2806 | 4168.9455 | 5585.2913 | 246.1425 | 228.7533 | 228.7533 | 233.2824 | 256.4817 | 199.0945 | 270.8677 | 245.6292 | 270.8677 | 217.14 | 259.2919 | 181.0489 | 236.2604 | 233.5486 | 234.0534 | 175671.1179 | 9896.4878 | 4251.2147 | 74140.288 | 31530.2088 | 14118.6869 | 5516.9435 | 4912.0829 | 4892.6816 | 3913.388 | 24146.5505 | 5579.6605 | 6896.9975 | 4600.9502 | 6057.7194 | 159582.1 | 17331.8443 | 8212.8317 | 71971.7225 | 37904.8 | 24334.1521 | 14134.5148 | 6954.6839 | 8610.0858 | 10429.1455 | 27056.6 | 11812.063 | 13267.5781 | 8539.2957 | 11607.4108 | 121.813 | 121.813 | 121.813 | 121.813 | 162.9073 | 121.813 | 162.9073 | 162.9073 | 162.9073 | 121.813 | 131.7487 | 121.813 | 121.813 | 121.813 | 121.813 | 0.0043062 | 0.00035695 | 2.7585e-08 | 0.0010461 | 0.014126 | 1.2906e-12 | 3.1354e-05 | 2.2109e-24 | 2.1357e-07 | 6.4367e-08 | 0.0084861 | 5.4264e-10 | 2.4746e-08 | 2.2024e-24 | 2.3295e-12 | 0.0043062 | 0.0046631 | 0.0046632 | 0.0053523 | 0.019478 | 0.0053523 | 0.019509 | 0.019478 | 0.01951 | 0.0053523 | 0.012792 | 0.0043062 | 0.0053523 | 0.0043062 | 0.0043062
843 | 155706.7023 | 15690.1057 | 5714.1393 | 66922.0396 | 37242.1129 | 15845.2704 | 11916.19 | 3101.2615 | 6009.9403 | 8232.5702 | 26333.6492 | 8443.9176 | 10052.548 | 4035.5619 | 7540.1982 | n/a | 9159.6691 | 5643.1016 | 4504.4339 | 8986.981 | 10841.0442 | 8324.1285 | 1827.0414 | 3569.8846 | 7011.985 | 4793.6612 | 5298.798 | 6822.9736 | 2764.8814 | 6990.3117 | 229.9264 | 213.1748 | 213.1748 | 215.635 | 240.364 | 178.418 | 255.7342 | 228.769 | 255.7342 | 197.698 | 245.8027 | 159.1379 | 219.392 | 218.2982 | 218.8375 | 174494.2383 | 9910.2969 | 4244.1008 | 69418.8837 | 32142.3543 | 13842.8975 | 6393.7217 | 5108.3189 | 5020.6563 | 4867.0334 | 26580.9891 | 5578.6209 | 6873.4219 | 4506.9521 | 6036.1453 | 161486.2 | 18923.2661 | 9866.5024 | 69287.5183 | 38719.7423 | 24452.0417 | 14585.4502 | 6935.3603 | 8572.0409 | 11701.7184 | 28702.1503 | 10822.8189 | 13471.0955 | 7038.7335 | 11847.2308 | 132.6717 | 132.6717 | 132.6717 | 132.6717 | 132.6717 | 132.6717 | 132.6717 | 132.6717 | 132.6717 | 132.6717 | 132.6717 | 132.6717 | 132.6717 | 132.6717 | 132.6717 | 0.0074429 | 1.655e-05 | 6.6825e-14 | 0.011723 | 0.011458 | 1.3184e-11 | 2.2366e-05 | 9.0597e-22 | 2.0277e-07 | 2.7145e-09 | 0.0013165 | 7.742e-07 | 5.4778e-08 | 6.3065e-17 | 3.5226e-12 | 0.0074429 | 0.0074594 | 0.0074594 | 0.019166 | 0.030624 | 0.019166 | 0.030646 | 0.030624 | 0.030647 | 0.019166 | 0.0087594 | 0.0074437 | 0.019166 | 0.0074429 | 0.0074429
844 | 155056.6163 | 15603.6802 | 5939.0541 | 66674.2487 | 37056.1049 | 15475.5003 | 11744.7238 | 2932.2747 | 5762.0317 | 7639.011 | 26356.0267 | 8084.9171 | 9946.7144 | 4045.1012 | 7119.0912 | n/a | 8268.7449 | 6169.1786 | 4988.65 | 8600.545 | 9322.4928 | 8151.5112 | 1733.9782 | 4675.3057 | 6979.516 | 4976.5155 | 5549.6281 | 8916.6345 | 3634.2056 | 4892.4628 | 211.3217 | 195.113 | 195.113 | 194.5427 | 222.1612 | 151.8904 | 239.3775 | 209.1736 | 239.3775 | 173.4862 | 231.6597 | 130.2947 | 199.5553 | 200.8518 | 201.4558 | 173341.7167 | 10507.4205 | 4237.9565 | 71981.5657 | 31257.5533 | 13792.5846 | 5642.7448 | 5180.0207 | 4788.5035 | 4499.1441 | 24241.7382 | 5501.4014 | 7131.3838 | 4638.5824 | 6020.8464 | 158852.3 | 17567.0436 | 9445.4133 | 71929.2744 | 37709.057 | 21830.1774 | 13122.1147 | 6858.5989 | 8766.3092 | 10623.8601 | 27011.3 | 10620.9296 | 15718.6183 | 7647.988 | 10733.8093 | 163.8 | 163.8 | 163.8 | 163.8 | 214.302 | 163.8 | 214.302 | 214.302 | 214.302 | 163.8 | 177.12 | 163.8 | 163.8 | 163.8 | 163.8 | 0.025495 | 0.00035354 | 1.1328e-11 | 0.0018219 | 0.023309 | 2.6347e-09 | 0.00080512 | 2.1224e-23 | 1.3677e-08 | 8.9853e-09 | 0.016339 | 2.2372e-07 | 4.0405e-12 | 8.093e-20 | 4.5922e-11 | 0.025495 | 0.025848 | 0.025848 | 0.027317 | 0.050626 | 0.027317 | 0.051431 | 0.050626 | 0.051431 | 0.027317 | 0.041834 | 0.025495 | 0.027317 | 0.025495 | 0.025495
845 | 154593.9096 | 15762.3343 | 5817.3289 | 66465.6994 | 36994.3326 | 15410.9278 | 11347.9282 | 2983.0894 | 5681.7334 | 8232.8405 | 26153.0391 | 8057.0671 | 9773.9994 | 3887.5631 | 7181.37 | n/a | 8987.6717 | 7039.037 | 4071.815 | 7799.7116 | 9172.6942 | 8070.6414 | 1756.2204 | 3188.4548 | 9267.3969 | 4091.8224 | 7340.1687 | 5724.2595 | 3625.8536 | 4296.0751 | 222.8639 | 205.8963 | 205.8963 | 205.7354 | 234.1015 | 162.0676 | 251.7774 | 220.7672 | 251.7774 | 184.2399 | 243.4187 | 139.8953 | 210.779 | 211.7883 | 212.4085 | 173698.1025 | 10188.206 | 4359.8482 | 70066.7152 | 31898.1438 | 13950.6294 | 6159.1103 | 5083.4277 | 4983.9833 | 4017.8863 | 24973.0708 | 5878.3648 | 7059.3906 | 4523.3513 | 6212.9397 | 158329.7 | 19162.0776 | 11385.0853 | 67925.3 | 37940.5 | 22734.4524 | 14120.3516 | 6833.4482 | 8088.9381 | 12995.6832 | 26872.6 | 13119.2622 | 11257.6335 | 7928.1049 | 10404.4148 | 174.6851 | 174.6851 | 174.6851 | 174.775 | 174.9313 | 174.775 | 174.9313 | 174.9313 | 174.9313 | 174.775 | 174.9353 | 174.775 | 174.775 | 174.6851 | 174.6851 | 0.026253 | 1.1464e-05 | 1.1382e-17 | 0.018239 | 0.018042 | 1.9936e-10 | 1.131e-05 | 1.2392e-22 | 2.185e-07 | 5.8784e-12 | 0.014746 | 1.0948e-12 | 9.4906e-05 | 9.4104e-23 | 4.9868e-10 | 0.026253 | 0.026265 | 0.026265 | 0.044492 | 0.062534 | 0.044492 | 0.062545 | 0.062534 | 0.062546 | 0.044492 | 0.040999 | 0.026253 | 0.044587 | 0.026253 | 0.026253
846 | 152014.0541 | 15365.275 | 5644.2982 | 65476.6089 | 36493.4148 | 15058.6273 | 11691.7753 | 2966.9617 | 5784.4678 | 7893.4261 | 25668.3396 | 8181.2044 | 9823.9365 | 4032.5949 | 7013.1263 | n/a | 9462.1419 | 4756.8754 | 4499.9836 | 8540.1656 | 5953.9159 | 8463.9141 | 1857.8275 | 4844.075 | 7526.6409 | 3718.4249 | 5188.3573 | 5845.463 | 4439.6357 | 5010.419 | 222.4763 | 205.4857 | 205.4857 | 205.1418 | 233.7751 | 161.0035 | 251.6201 | 220.3131 | 251.6201 | 183.388 | 243.3671 | 138.6191 | 210.2777 | 211.434 | 212.0602 | 177918.1679 | 10732.6786 | 4090.0637 | 72612.5018 | 33483.3178 | 15566.339 | 6341.0129 | 5243.8145 | 5162.0665 | 4729.2276 | 25468.0262 | 6117.6084 | 6061.6222 | 4611.0095 | 5986.8665 | 155699.2 | 20082.0205 | 8797.1391 | 67172.314 | 39057.9422 | 19568.5687 | 14760.4269 | 7101.6421 | 9995.2415 | 11889.3685 | 26412.3647 | 11009.9657 | 10045.8 | 8896.9452 | 10988.5854 | 173.9079 | 173.9079 | 173.9079 | 173.9079 | 173.9079 | 173.9079 | 173.9079 | 173.9079 | 173.9079 | 173.9079 | 173.9079 | 173.9079 | 174.0138 | 173.9079 | 173.9079 | 0.026253 | 3.5203e-07 | 3.7524e-11 | 0.016015 | 0.0042777 | 2.2376e-07 | 6.1484e-06 | 2.8878e-24 | 3.91e-11 | 9.8846e-11 | 0.013929 | 6.4276e-08 | 0.015848 | 4.7772e-26 | 4.2005e-12 | 0.026253 | 0.026254 | 0.026254 | 0.042269 | 0.046547 | 0.042269 | 0.046553 | 0.046547 | 0.046553 | 0.042269 | 0.040182 | 0.026254 | 0.058116 | 0.026253 | 0.026253
847 | 155443.5975 | 15414.8825 | 5757.3209 | 66818.3323 | 37161.9357 | 15520.8731 | 11719.3562 | 3053.3634 | 5859.0872 | 8073.2364 | 26287.1887 | 8101.1695 | 9790.7979 | 3990.3356 | 7253.924 | n/a | 10163.8294 | 6928.7399 | 3445.2241 | 8606.5132 | 8922.7734 | 8888.1935 | 1959.5265 | 5067.0285 | 6828.5107 | 5493.137 | 6368.7182 | 8696.8081 | 3270.7371 | 4664.8846 | 238.9732 | 221.4061 | 221.4061 | 223.4179 | 250.0615 | 183.1102 | 266.6313 | 237.5615 | 266.6313 | 203.8951 | 256.5805 | 162.3253 | 227.623 | 226.9293 | 227.5107 | 172020.9123 | 9879.0457 | 4335.7585 | 70292.6744 | 33798.0168 | 13733.6218 | 5991.6396 | 5077.2151 | 5027.9166 | 3871.0762 | 25698.5571 | 5972.7314 | 6785.2145 | 4664.9586 | 5801.6187 | 161218.9519 | 17815.6182 | 11264.4984 | 69346.7519 | 40256.0403 | 22536.0952 | 14190.8434 | 7024.1416 | 9436.7451 | 10699.5869 | 30781.8941 | 12221.1496 | 15251.2226 | 7924.0957 | 10466.5033 | 137.7637 | 137.7637 | 137.7637 | 137.7637 | 137.7637 | 137.7637 | 137.7637 | 137.7637 | 137.7637 | 137.7637 | 137.7637 | 137.7637 | 137.7637 | 137.7637 | 137.7637 | 0.0073705 | 0.0001129 | 1.1618e-17 | 0.010797 | 0.0028158 | 5.0449e-10 | 3.4738e-05 | 8.6829e-23 | 1.0893e-09 | 1.1559e-07 | 5.719e-05 | 1.1486e-10 | 9.8794e-12 | 1.0719e-21 | 6.3396e-10 | 0.0073705 | 0.0074834 | 0.0074834 | 0.018168 | 0.020983 | 0.018168 | 0.021018 | 0.020983 | 0.021018 | 0.018168 | 0.0074277 | 0.0073705 | 0.018168 | 0.0073705 | 0.0073705
848 | 155998.7284 | 15923.8836 | 6279.4046 | 67013.5637 | 37359.2193 | 15492.0753 | 11987.0595 | 3057.1551 | 6257.1339 | 8020.8551 | 26581.324 | 8175.3259 | 9941.2372 | 4049.9171 | 7334.4385 | n/a | 9336.5022 | 5922.3648 | 5792.5187 | 8294.4077 | 9870.8565 | 8712.0429 | 1662.4718 | 4364.3073 | 8447.0969 | 3941.8698 | 7501.3824 | 6816.5299 | 2197.0959 | 6248.1007 | 249.3878 | 232.4522 | 232.4522 | 239.4206 | 258.8158 | 211.8803 | 270.795 | 249.779 | 270.795 | 226.9067 | 257.8815 | 196.8539 | 241.1271 | 236.4452 | 236.8655 | 176902.8934 | 10690.5791 | 4360.0661 | 72688.0443 | 32650.2011 | 14544.4437 | 5548.1862 | 5059.3998 | 4963.9098 | 4703.5443 | 26510.3202 | 6066.1067 | 6645.1684 | 4639.6927 | 6178.0631 | 162708.2629 | 18469.8746 | 8813.4777 | 71592.7291 | 39586.9808 | 23486.0002 | 14600.578 | 6670.6717 | 9322.7171 | 12596.8412 | 27740 | 13191.9891 | 11826.545 | 6463.3886 | 12154.7638 | 122.227 | 122.227 | 122.227 | 122.227 | 122.227 | 122.227 | 122.227 | 122.227 | 122.227 | 122.227 | 124.1898 | 122.227 | 122.227 | 122.227 | 122.227 | 0.0041818 | 9.6393e-05 | 1.2885e-08 | 0.0028058 | 0.0060262 | 3.9059e-11 | 2.7334e-05 | 6.5969e-21 | 3.3376e-08 | 8.0358e-12 | 0.0079155 | 1.9353e-12 | 2.1192e-05 | 5.3196e-14 | 1.0851e-13 | 0.0041818 | 0.0042782 | 0.0042782 | 0.0069876 | 0.013014 | 0.0069876 | 0.013041 | 0.013014 | 0.013041 | 0.0069876 | 0.012097 | 0.0041818 | 0.0070088 | 0.0041818 | 0.0041818
849 | 157701.6761 | 15981.3261 | 5860.9931 | 67716.133 | 37618.5273 | 15963.682 | 11844.4131 | 3054.46 | 5969.826 | 7869.6833 | 26866.5842 | 8568.8486 | 9940.8874 | 4171.7586 | 7194.8785 | n/a | 8821.4886 | 4109.9486 | 4092.4942 | 6663.4252 | 7764.7282 | 9972.3275 | 1622.2389 | 3923.7222 | 5838.5794 | 4815.4852 | 7306.6091 | 8735.2574 | 3132.8411 | 4664.6979 | 261.7367 | 243.9533 | 243.9533 | 251.2343 | 271.6458 | 222.2339 | 284.2534 | 262.1349 | 284.2534 | 238.0486 | 270.7167 | 206.4192 | 253.0432 | 248.1558 | 248.5981 | 173106.6504 | 11439.2871 | 4195.6542 | 70680.7968 | 30403.5725 | 14470.1823 | 5665.3192 | 5091.4989 | 4996.7876 | 4330.3857 | 26551.432 | 5973.168 | 6530.0739 | 4507.0746 | 5911.2803 | 162547.3 | 18735.2454 | 8305.6027 | 70733.401 | 37328.7661 | 20062.7549 | 15899.4151 | 6713.7378 | 8920.5098 | 9378.1397 | 30045.9171 | 13273.0771 | 15194.0313 | 7523.4157 | 10534.5782 | 175.6989 | 175.6989 | 175.6989 | 175.6989 | 407.4687 | 175.6989 | 407.4687 | 407.4687 | 407.4687 | 175.6989 | 175.6989 | 175.6989 | 175.6989 | 175.6989 | 175.6989 | 0.01391 | 5.9974e-05 | 7.7365e-09 | 0.0074699 | 0.052682 | 1.2338e-06 | 4.2049e-07 | 3.6725e-21 | 2.9517e-08 | 2.1333e-05 | 0.0004387 | 2.3869e-11 | 3.1497e-11 | 4.2709e-18 | 2.6774e-10 | 0.01391 | 0.01397 | 0.01397 | 0.02138 | 0.074062 | 0.021382 | 0.074063 | 0.074062 | 0.074063 | 0.021403 | 0.014349 | 0.013912 | 0.02138 | 0.01391 | 0.01391
850 | 157607.5737 | 15665.1511 | 5858.1608 | 67685.6376 | 37725.4237 | 15706.0538 | 12138.6317 | 3051.9032 | 5995.7371 | 7928.9933 | 26771.7412 | 8232.9998 | 9997.6716 | 4123.457 | 7282.1828 | n/a | 10619.5832 | 4121.6745 | 3599.2197 | 8231.477 | 9344.2491 | 9021.4106 | 1433.3189 | 2951.0702 | 7848.8499 | 4064.428 | 5994.4733 | 8174.347 | 2974.0162 | 5771.904 | 266.1863 | 248.6469 | 248.6469 | 257.9558 | 275.4256 | 234.1422 | 286.1699 | 267.3204 | 286.1699 | 247.6196 | 271.4548 | 220.6648 | 258.7467 | 252.2283 | 252.6053 | 173443.5606 | 10760.0156 | 4278.1882 | 71578.6213 | 34419.1064 | 14386.1018 | 5929.2364 | 5109.3293 | 4800.6898 | 4617.1736 | 26875.2202 | 5829.3128 | 7150.5736 | 4746.3483 | 6066.2051 | 161409.5 | 20366.5987 | 8280.8627 | 69391.4804 | 39308.7834 | 22688.1509 | 14167.647 | 6536.3482 | 7011.76 | 11781.6235 | 29517.0482 | 11465.9861 | 14920.4206 | 7645.3645 | 11838.109 | 208.9562 | 208.9562 | 208.9562 | 208.9562 | 208.9562 | 208.9562 | 208.9562 | 208.9562 | 208.9562 | 208.9562 | 208.9562 | 208.9562 | 208.9562 | 208.9562 | 208.9562 | 0.026511 | 4.5724e-07 | 8.8392e-09 | 0.016387 | 0.010642 | 6.7915e-10 | 0.00015086 | 2.8735e-20 | 0.00029533 | 2.1876e-10 | 0.00080836 | 1.0377e-08 | 1.3133e-10 | 4.2639e-19 | 3.8959e-13 | 0.026511 | 0.026512 | 0.026512 | 0.042899 | 0.05354 | 0.042899 | 0.053691 | 0.05354 | 0.053986 | 0.042899 | 0.027319 | 0.026511 | 0.042899 | 0.026511 | 0.026511
851 | 154732.6775 | 15786.9789 | 5937.8165 | 66537.1151 | 37007.6144 | 16026.058 | 11826.6927 | 3125.9444 | 6168.4685 | 8250.0015 | 26148.9381 | 8646.9604 | 9612.975 | 4081.0063 | 6936.6776 | n/a | 9946.1675 | 5236.8549 | 3595.202 | 8428.1881 | 9005.9856 | 6617.6146 | 1781.7688 | 3343.3696 | 5798.5267 | 4690.8741 | 6462.0426 | 8699.9618 | 3433.4395 | 4463.1548 | 232.4162 | 215.6527 | 215.6527 | 218.7302 | 242.7068 | 182.872 | 257.599 | 231.4725 | 257.599 | 201.5525 | 247.2658 | 164.1916 | 222.2025 | 220.6167 | 221.1393 | 169257.2696 | 10137.4966 | 4272.7528 | 67970.2118 | 31829.7719 | 14125.72 | 5798.6061 | 5077.6306 | 4972.4115 | 4473.8202 | 26187.9898 | 5800.3049 | 6847.7652 | 4635.8306 | 5862.3558 | 159450.9 | 20034.2641 | 9509.6077 | 68307.2138 | 39216.86 | 22321.6056 | 12416.2207 | 6853.7993 | 8315.7812 | 10055.6469 | 29677.8639 | 11668.9475 | 15201.627 | 7778.1701 | 10325.5106 | 156.82 | 156.82 | 156.82 | 158.8625 | 158.8625 | 158.8625 | 158.8625 | 158.8625 | 158.8625 | 158.8625 | 156.82 | 158.8625 | 158.8625 | 156.82 | 156.82 | 0.014185 | 1.4971e-06 | 7.4457e-12 | 0.015647 | 0.0060134 | 5.3657e-09 | 0.007747 | 4.4834e-21 | 1.8624e-06 | 7.3798e-06 | 0.00023061 | 5.5619e-08 | 3.8709e-12 | 4.0439e-20 | 9.9913e-11 | 0.014185 | 0.014186 | 0.014186 | 0.029832 | 0.035845 | 0.029832 | 0.043592 | 0.035845 | 0.043594 | 0.029839 | 0.014416 | 0.014185 | 0.029832 | 0.014185 | 0.014185
852 | 153828.3666 | 15484.038 | 5930.2869 | 66178.31 | 36944.0718 | 15240.7771 | 11639.6668 | 3005.788 | 5895.6757 | 7819.6104 | 26051.5777 | 8112.0076 | 9677.3595 | 4067.3469 | 7218.684 | n/a | 9381.6403 | 5062.7821 | 3188.4732 | 6986.0599 | 11299.6512 | 7149.0244 | 1912.571 | 3467.5953 | 8053.081 | 3715.8823 | 5034.6754 | 6984.9628 | 3644.5483 | 4001.0753 | 210.8808 | 194.3423 | 194.3423 | 192.5058 | 222.2557 | 146.1618 | 240.8189 | 208.2519 | 240.8189 | 169.4472 | 233.7484 | 122.8764 | 198.2059 | 200.53 | 201.1814 | 173212.1153 | 9837.3861 | 4214.3147 | 69861.4177 | 31423.5967 | 13632.7979 | 6157.5756 | 5176.9855 | 5245.7678 | 4351.3938 | 24886.7454 | 5891.474 | 6990.0998 | 4606.0725 | 5824.1668 | 160636.5 | 17432.1264 | 7509.0968 | 69575.0122 | 37923.1 | 22484.1269 | 13306.6001 | 7046.2565 | 8713.3631 | 12361.6748 | 26940 | 8520.6272 | 13786.0626 | 8226.7207 | 9746.9421 | 99.4742 | 99.4742 | 99.4742 | 99.4742 | 163.05 | 99.4742 | 163.05 | 163.05 | 163.05 | 99.4742 | 145.27 | 99.4742 | 99.4742 | 99.4742 | 99.4742 | 0.0036829 | 0.00035373 | 2.2709e-06 | 0.0056525 | 0.017513 | 1.99e-10 | 0.00033705 | 1.7533e-23 | 4.6918e-08 | 5.3655e-12 | 0.011427 | 0.0062207 | 1.9276e-09 | 2.0125e-22 | 2.6912e-08 | 0.0036829 | 0.0040367 | 0.0040389 | 0.0093354 | 0.026848 | 0.0093354 | 0.027185 | 0.026848 | 0.027185 | 0.0093354 | 0.01511 | 0.0099036 | 0.0093354 | 0.0036829 | 0.003683
853 | 163990.9697 | 16658.4223 | 6351.0425 | 70239.1313 | 39056.1595 | 16298.2399 | 12598.9865 | 3142.2829 | 6474.0462 | 8359.1332 | 27626.3049 | 8532.1972 | 10315.6613 | 4338.9345 | 7496.7622 | n/a | 9025.5655 | 4817.5971 | 3770.1033 | 7977.348 | 11468.3554 | 10006.9157 | 2300.1513 | 4643.6654 | 7557.5101 | 4942.5876 | 6859.3825 | 9880.6906 | 3538.6976 | 5924.9868 | 197.0883 | 180.3496 | 180.3496 | 174.1662 | 209.6857 | 117.5281 | 231.9091 | 192.9207 | 231.9091 | 145.4047 | 227.5255 | 89.6514 | 181.954 | 187.7573 | 188.5371 | 171923.6366 | 10457.4911 | 4080.6636 | 66126.4498 | 31502.7419 | 15679.6946 | 6381.1473 | 5004.8235 | 5102.5049 | 4313.1384 | 25870.4144 | 6060.705 | 5575.991 | 4619.3088 | 6047.7274 | 168001.5366 | 19365.0566 | 8898.2607 | 68545.6531 | 39337.1899 | 27148.0501 | 16359.763 | 7304.9748 | 9746.1703 | 11870.6485 | 29570.402 | 12920.0875 | 14259.0816 | 8151.9064 | 11972.7142 | 153.3274 | 153.3274 | 153.3274 | 313.2486 | 313.2486 | 313.2486 | 313.2486 | 313.2486 | 313.2486 | 313.2486 | 153.3274 | 313.2486 | 313.2486 | 153.3274 | 153.3274 | 0.025495 | 8.7311e-05 | 1.4148e-08 | 0.08348 | 0.032608 | 9.8457e-14 | 1.8335e-06 | 3.5754e-23 | 2.1512e-08 | 2.8572e-09 | 0.0028077 | 9.2007e-11 | 1.0293e-08 | 1.3898e-19 | 1.2381e-12 | 0.025495 | 0.025582 | 0.025582 | 0.10898 | 0.14158 | 0.10898 | 0.14158 | 0.14158 | 0.14158 | 0.10898 | 0.028303 | 0.025495 | 0.10898 | 0.025495 | 0.025495
854 | 151321.2584 | 15406.0751 | 5654.2969 | 65194.8529 | 36309.7953 | 15268.922 | 11912.38 | 3015.4726 | 6122.7234 | 7790.9114 | 25908.642 | 8437.92 | 10012.6814 | 3957.7301 | 6891.4084 | n/a | 8706.6886 | 6708.4566 | 3976.1455 | 9498.1049 | 7026.5727 | 7163.0811 | 1972.4068 | 4150.9019 | 7587.841 | 4458.114 | 7923.7025 | 6730.9479 | 3715.4708 | 6694.1643 | 203.2812 | 186.5103 | 186.5103 | 181.8531 | 215.5171 | 128.5675 | 236.5614 | 199.6416 | 236.5614 | 154.9652 | 231.1833 | 102.1698 | 188.9379 | 193.525 | 194.2634 | 167522.4109 | 9853.0606 | 4266.9722 | 71511.7373 | 31938.8371 | 14691.2374 | 5743.2572 | 5030.6848 | 4700.0499 | 4555.12 | 20511.8904 | 6025.3897 | 6583.107 | 4587.696 | 6256.908 | 156242.1 | 18275.0492 | 10897.3287 | 68569.7445 | 38833.7037 | 20632.8101 | 12313.3 | 6820.4916 | 8273.5136 | 11541.361 | 24885.1044 | 13465.6922 | 11276.3549 | 7686.4668 | 12938.9724 | 131.0838 | 131.0838 | 131.0838 | 131.0838 | 131.0838 | 131.0838 | 148.59 | 131.0838 | 148.59 | 131.0838 | 346.775 | 131.0838 | 131.0838 | 131.0838 | 131.0838 | 0.011667 | 3.5284e-05 | 3.5008e-17 | 0.0055511 | 0.0043842 | 2.8224e-08 | 0.013343 | 3.5634e-22 | 1.7023e-06 | 2.6082e-10 | 0.13637 | 3.8624e-12 | 0.00026148 | 7.8048e-21 | 1.4574e-17 | 0.011667 | 0.011702 | 0.011702 | 0.017218 | 0.021602 | 0.017218 | 0.034945 | 0.021602 | 0.034946 | 0.017218 | 0.14803 | 0.011667 | 0.017479 | 0.011667 | 0.011667
855 | 156287.3728 | 16048.1675 | 6013.907 | 67156.5724 | 37456.9962 | 16222.1236 | 12123.9458 | 3027.3611 | 5967.9255 | 8346.9024 | 26799.6742 | 8537.4664 | 10237.474 | 3982.1227 | 7468.7402 | n/a | 8184.7452 | 4672.0615 | 4091.5728 | 7921.787 | 9967.2176 | 8105.0585 | 2129.9093 | 4159.6385 | 9105.0822 | 3818.0372 | 6442.7768 | 8094.1911 | 4065.9828 | 4727.1366 | 198.6707 | 182.3376 | 182.3376 | 177.9862 | 210.5409 | 126.5062 | 230.8896 | 195.1903 | 230.8896 | 152.0312 | 225.5338 | 100.9812 | 184.8001 | 189.1204 | 189.8344 | 176541.8897 | 10137.0183 | 4350.0709 | 73375.4146 | 31523.7011 | 14325.3471 | 5781.7797 | 5129.3818 | 4722.8967 | 4514.0786 | 26310.7546 | 5709.8545 | 6351.1395 | 4567.3003 | 6123.8595 | 162388 | 16763.4635 | 7740.7324 | 73576.6843 | 38146.0881 | 22978.2647 | 13822.3382 | 7259.2911 | 8843.9352 | 12642.4608 | 29304.4918 | 11815.0314 | 14184.6276 | 6800.9542 | 9401.4672 | 109.0196 | 109.0196 | 109.0196 | 109.0196 | 198.5778 | 109.0196 | 198.5778 | 198.5778 | 198.5778 | 109.0196 | 109.0196 | 109.0196 | 109.0196 | 109.0196 | 109.0196 | 0.0061817 | 0.0078512 | 1.0332e-06 | 0.00091271 | 0.022734 | 2.0855e-09 | 0.00037434 | 2.4659e-24 | 4.1902e-08 | 7.1227e-11 | 0.0011487 | 1.4598e-08 | 9.0378e-09 | 3.2838e-16 | 1.0894e-06 | 0.0061817 | 0.014033 | 0.014034 | 0.0070945 | 0.029828 | 0.0070945 | 0.030203 | 0.029828 | 0.030203 | 0.0070945 | 0.0073305 | 0.0061818 | 0.0070945 | 0.0061817 | 0.0061828
856 | 154335.7131 | 15665.4685 | 5930.8085 | 66392.7283 | 36874.4973 | 15688.1153 | 11556.523 | 3044.6939 | 5978.6537 | 8193.5946 | 26032.9663 | 8434.9187 | 9665.9009 | 4214.7446 | 7157.0505 | n/a | 9837.8877 | 5733.9129 | 3159.3532 | 9485.1556 | 9574.5905 | 10685.5343 | 2025.7498 | 5091.5485 | 7630.3217 | 2879.0083 | 7082.984 | 8158.5665 | 3266.0723 | 3000.0369 | 219.2686 | 202.4156 | 202.4156 | 201.7024 | 230.5693 | 157.084 | 248.5654 | 216.9933 | 248.5654 | 179.658 | 240.6178 | 134.51 | 206.9703 | 208.4143 | 209.0457 | 171740.2666 | 9268.734 | 4236.6533 | 69709.0016 | 30558.2987 | 15265.7231 | 5790.0031 | 5022.5162 | 4780.5608 | 4979.4931 | 27862.944 | 5714.0875 | 7378.6626 | 4596.6266 | 5763.9791 | 158904.7 | 18519.6217 | 9897.8662 | 68991.4004 | 37795.1 | 24501.4136 | 16267.8374 | 7000.9659 | 9790.9093 | 12357.1148 | 29139.1577 | 12710.8715 | 15201.429 | 7766.8989 | 8596.516 | 150.8213 | 150.8213 | 150.8213 | 150.8213 | 175.62 | 150.8213 | 175.62 | 175.62 | 175.62 | 150.8213 | 150.8213 | 150.8213 | 150.8213 | 150.8213 | 150.8213 | 0.015489 | 4.1149e-05 | 5.8911e-13 | 0.010343 | 0.0184 | 6.2673e-12 | 4.6908e-08 | 9.0264e-23 | 5.0615e-10 | 9.1755e-11 | 0.00042238 | 1.2238e-10 | 5.4589e-12 | 7.1335e-19 | 1.1227e-05 | 0.015489 | 0.01553 | 0.01553 | 0.025832 | 0.044232 | 0.025832 | 0.044232 | 0.044232 | 0.044232 | 0.025832 | 0.015911 | 0.015489 | 0.025832 | 0.015489 | 0.0155
857 | 152018.2434 | 15321.5028 | 5846.3739 | 65442.6554 | 36380.919 | 15459.4854 | 11656.5753 | 2991.1596 | 5903.8557 | 7989.2388 | 25865.3149 | 7850.373 | 9741.1584 | 4001.9288 | 6815.0603 | n/a | 8058.6277 | 4694.6877 | 4869.6411 | 7727.7907 | 7560.9362 | 7797.0525 | 1811.8609 | 4268.4042 | 8005.5242 | 3488.5516 | 7521.4996 | 8075.514 | 3765.6202 | 4851.3341 | 209.6315 | 193.433 | 193.433 | 192.4508 | 220.5676 | 148.8975 | 238.1005 | 207.3412 | 238.1005 | 170.8905 | 230.6518 | 126.9046 | 197.6526 | 199.2772 | 199.8924 | 170540.0618 | 9885.7714 | 4205.4597 | 70285.9093 | 31559.9905 | 12886.1838 | 5797.8963 | 5202.1981 | 5112.2008 | 3909.6237 | 24617.3553 | 5851.6975 | 7331.6194 | 4598.913 | 5904.9461 | 156998.8 | 17826.5991 | 8900.1473 | 70772.3982 | 37580.1 | 19560.92 | 13564.3605 | 7014.0589 | 9231.105 | 11137.7478 | 26796.3 | 13264.397 | 14707.2334 | 6748.5826 | 10750.9802 | 134.4255 | 134.4255 | 134.4255 | 134.4255 | 140.7933 | 134.4255 | 140.7933 | 140.7933 | 140.7933 | 134.4255 | 136.9179 | 134.4255 | 134.4255 | 134.4255 | 134.4255 | 0.01133 | 8.3967e-05 | 1.4698e-10 | 0.0016352 | 0.014223 | 8.7746e-07 | 0.0001696 | 1.709e-23 | 4.1355e-09 | 7.8817e-09 | 0.010621 | 1.0085e-13 | 6.589e-11 | 8.7402e-16 | 2.7274e-12 | 0.01133 | 0.011414 | 0.011414 | 0.012965 | 0.027188 | 0.012966 | 0.027358 | 0.027188 | 0.027358 | 0.012966 | 0.02195 | 0.011331 | 0.012965 | 0.01133 | 0.01133
858 | 150922.8018 | 15485.1261 | 5711.3154 | 65040.7626 | 36273.182 | 15331.8039 | 11119.8588 | 2882.7003 | 5723.0812 | 7936.6126 | 25595.4555 | 8174.546 | 9507.8033 | 3895.5748 | 6704.3737 | n/a | 10057.067 | 6629.6573 | 4485.1988 | 6465.4835 | 11909.0518 | 7478.1833 | 1695.8967 | 5190.0349 | 8376.7213 | 4007.9051 | 5938.2933 | 6570.5439 | 3677.0601 | 4044.175 | 219.9334 | 203.5734 | 203.5734 | 204.7546 | 230.4333 | 165.6583 | 246.4146 | 218.3774 | 246.4146 | 185.7049 | 237.4984 | 145.6117 | 208.9939 | 208.9005 | 209.4612 | 173279.109 | 10153.2376 | 4274.3874 | 69730.2725 | 31819.2978 | 14571.0239 | 5540.6195 | 5152.3898 | 4742.33 | 4121.6956 | 27436.3962 | 6021.759 | 6539.6468 | 4613.6853 | 6152.3677 | 156208.9 | 19834.2537 | 10863.1447 | 68890.8569 | 37207.5 | 23902.4426 | 12991.4028 | 6842.0864 | 9904.9649 | 11723.0169 | 28433.0683 | 11569.3523 | 11982.7907 | 8218.3454 | 10095.3427 | 133.693 | 133.693 | 133.693 | 133.693 | 171.58 | 133.693 | 171.58 | 171.58 | 171.58 | 133.693 | 133.693 | 133.693 | 133.693 | 133.693 | 133.693 | 0.0091382 | 9.5358e-07 | 9.0526e-17 | 0.0040878 | 0.017937 | 7.0014e-12 | 0.00014513 | 6.015e-24 | 3.6156e-11 | 3.0858e-10 | 0.00058585 | 4.3106e-09 | 1.29e-06 | 3.853e-24 | 4.9723e-11 | 0.0091382 | 0.0091392 | 0.0091392 | 0.013226 | 0.031163 | 0.013226 | 0.031308 | 0.031163 | 0.031308 | 0.013226 | 0.009724 | 0.0091382 | 0.013227 | 0.0091382 | 0.0091382
859 | 153984.2049 | 15447.023 | 5869.454 | 66215.551 | 36823.8079 | 15193.167 | 11809.9233 | 2966.581 | 5646.7186 | 8067.959 | 26231.54 | 8168.9861 | 10105.1737 | 4002.7359 | 6896.7939 | n/a | 7076.5005 | 6223.6754 | 3989.0033 | 9882.7763 | 12298.7314 | 9563.9073 | 2397.0004 | 3794.4782 | 7579.1732 | 3516.6699 | 6407.1594 | 5582.5341 | 3092.4176 | 4617.8241 | 215.005 | 198.0744 | 198.0744 | 195.9628 | 226.7077 | 147.9989 | 245.895 | 212.2331 | 245.895 | 172.0671 | 238.8053 | 123.9307 | 201.9062 | 204.4702 | 205.1434 | 175401.8548 | 10163.1177 | 4131.1791 | 71491.1862 | 33200.5056 | 13424.4405 | 5805.3635 | 5193.7761 | 5075.6627 | 3945.3475 | 27434.4535 | 6086.9617 | 6872.0171 | 4558.4211 | 6239.5093 | 157702.3 | 17154.3183 | 10296.7545 | 69768.2569 | 41196.3044 | 25529.1719 | 15358.9708 | 6197.0989 | 8870.1408 | 11519.0207 | 26975 | 12305.621 | 11634.9512 | 7526.9387 | 10833.1335 | 168.6414 | 168.6414 | 168.6414 | 168.6414 | 168.6414 | 168.6414 | 168.6414 | 168.6414 | 168.6414 | 168.6414 | 168.6998 | 168.6414 | 168.6414 | 168.6414 | 168.6414 | 0.026511 | 0.00063386 | 2.3621e-14 | 0.0051359 | 0.00089832 | 5.4928e-14 | 1.7135e-06 | 1.9765e-19 | 3.3644e-09 | 2.1179e-09 | 0.014281 | 1.2503e-10 | 9.6453e-05 | 1.2884e-19 | 3.5888e-12 | 0.026511 | 0.027145 | 0.027145 | 0.031647 | 0.032545 | 0.031647 | 0.032547 | 0.032545 | 0.032547 | 0.031647 | 0.040792 | 0.026511 | 0.031743 | 0.026511 | 0.026511
860 | 157554.488 | 15934.9705 | 6099.137 | 67641.0495 | 37565.7214 | 15762.1195 | 11964.2076 | 3136.058 | 6009.597 | 8109.7982 | 26515.3942 | 8280.1683 | 10067.6804 | 4040.1476 | 7145.6577 | n/a | 7830.4867 | 6372.7261 | 3806.367 | 9030.9294 | 11436.1242 | 6601.4648 | 2249.1331 | 4100.5668 | 6450.121 | 4894.1799 | 5340.9569 | 8519.0898 | 2773.8035 | 5590.2569 | 209.8253 | 192.7732 | 192.7732 | 188.8681 | 222.0579 | 136.5576 | 242.7956 | 206.4138 | 242.7956 | 162.5706 | 236.7952 | 110.5447 | 195.6842 | 199.6858 | 200.4134 | 176621.3894 | 9791.3549 | 4147.539 | 71583.0064 | 31500.9193 | 14099.9899 | 5549.3023 | 5148.4504 | 4913.2829 | 3706.193 | 27571.6924 | 6102.0409 | 6675.0475 | 4752.0235 | 6094.893 | 164346.9 | 16383.5 | 10470.4651 | 72132.7246 | 38984.8 | 25419.1141 | 12219.9 | 7347.6836 | 9013.8497 | 10091.314 | 29068.7239 | 11390.9978 | 13907.3373 | 7388.5271 | 11685.1499 | 102.5229 | 136.73 | 136.73 | 102.5229 | 125.9755 | 102.5229 | 209.04 | 125.9755 | 209.04 | 102.5229 | 102.5229 | 102.5229 | 102.5229 | 102.5229 | 102.5229 | 0.0041411 | 0.014693 | 9.7275e-14 | 0.0030377 | 0.012181 | 8.1992e-13 | 0.020154 | 1.8361e-23 | 2.5152e-08 | 2.7298e-06 | 0.0010295 | 2.0083e-08 | 1.0663e-08 | 1.3488e-18 | 2.6361e-13 | 0.0041411 | 0.018834 | 0.018834 | 0.0071788 | 0.01936 | 0.0071788 | 0.039514 | 0.01936 | 0.039514 | 0.0071815 | 0.0051706 | 0.0041411 | 0.0071788 | 0.0041411 | 0.0041411
861 | 152490.2867 | 15538.04 | 5617.3404 | 65648.9468 | 36476.6668 | 15085.7319 | 11727.7683 | 2945.0725 | 5899.1002 | 7786.2776 | 25849.5819 | 7868.2885 | 9866.8382 | 4127.0565 | 7024.788 | n/a | 6940.5791 | 4998.6459 | 4287.7221 | 8095.2097 | 10730.7942 | 9715.33 | 1701.1604 | 5957.3801 | 10227.4754 | 4350.0834 | 7141.5755 | 6901.5274 | 3010.8898 | 4419.4695 | 220.0432 | 203.1272 | 203.1272 | 202.3996 | 231.389 | 157.588 | 249.4618 | 217.7553 | 249.4618 | 180.2581 | 241.492 | 134.9179 | 207.6927 | 209.1514 | 209.7856 | 168116.1217 | 10797.7925 | 4295.0061 | 68627.0505 | 31460.7588 | 14068.106 | 6082.7827 | 4967.8529 | 4897.4335 | 4164.624 | 25309.5475 | 5944.2007 | 6357.0905 | 4733.56 | 6144.6061 | 156173.4 | 17738.3716 | 9293.652 | 68975.7526 | 38501.8685 | 24686.7002 | 15004.3127 | 6580.9133 | 10101.7137 | 14321.4994 | 28627.3309 | 13044.1762 | 13175.018 | 7744.4498 | 9244.2084 | 172.5491 | 172.5491 | 172.5491 | 172.5491 | 172.5491 | 172.5491 | 172.5491 | 172.5491 | 172.5491 | 172.5491 | 172.5491 | 172.5491 | 172.5491 | 172.5491 | 172.5491 | 0.026253 | 0.0001936 | 1.0145e-12 | 0.0058061 | 0.006879 | 3.1727e-13 | 3.4835e-06 | 9.659e-22 | 6.0732e-11 | 2.2213e-16 | 0.00066838 | 3.4756e-13 | 6.621e-08 | 1.5411e-19 | 1.078e-07 | 0.026253 | 0.026447 | 0.026447 | 0.032059 | 0.038938 | 0.032059 | 0.038942 | 0.038938 | 0.038942 | 0.032059 | 0.026922 | 0.026253 | 0.032059 | 0.026253 | 0.026253
862 | 150214.0501 | 15171.7194 | 5921.0587 | 64724.9038 | 36025.5654 | 14958.5391 | 11390.7541 | 3016.9917 | 5860.0149 | 7731.196 | 25501.2806 | 7617.2581 | 9720.5677 | 3942.049 | 7062.3676 | n/a | 11055.6778 | 5942.0498 | 3799.0174 | 7505.1389 | 11989.7631 | 7017.7307 | 2101.4521 | 3279.9841 | 8192.0634 | 4024.5828 | 7461.3048 | 7142.8897 | 3732.8402 | 4403.8674 | 226.9382 | 209.8371 | 209.8371 | 210.2886 | 238.1103 | 167.6584 | 255.4378 | 225.0388 | 255.4378 | 189.3936 | 246.6197 | 145.9232 | 215.0855 | 215.6128 | 216.2208 | 171102.4966 | 9967.744 | 4115.7502 | 71852.789 | 32515.3869 | 14144.5567 | 5643.4233 | 5048.8058 | 4889.2413 | 4423.0806 | 23032.7884 | 5773.6781 | 5643.1659 | 4724.5914 | 6214.0699 | 159087.2 | 20753.8218 | 9999.5 | 72137.081 | 38023.8 | 25535.7198 | 12306.454 | 7063.4579 | 8141.2254 | 12224.2441 | 25773.4 | 13027.283 | 12638.9556 | 8377.7316 | 10563.1374 | 57.47 | 57.47 | 57.47 | 57.47 | 72.95 | 57.47 | 72.95 | 72.95 | 72.95 | 57.47 | 285.23 | 57.47 | 57.47 | 57.47 | 57.47 | 0.0008672 | 3.4395e-08 | 2.7829e-13 | 0.00041872 | 0.0068909 | 1.8825e-14 | 0.0027782 | 1.9568e-23 | 5.7943e-07 | 5.3025e-12 | 0.028298 | 4.5323e-14 | 2.6542e-07 | 1.8996e-24 | 7.4797e-11 | 0.0008672 | 0.00086723 | 0.00086723 | 0.0012859 | 0.0081768 | 0.0012859 | 0.010955 | 0.0081768 | 0.010956 | 0.0012859 | 0.029165 | 0.0008672 | 0.0012862 | 0.0008672 | 0.0008672
863 | 153718.5788 | 15542.8678 | 5763.2762 | 66149.1162 | 36755.9369 | 15285.0114 | 11723.161 | 2951.0366 | 5763.4264 | 7862.8261 | 26213.7841 | 8026.1925 | 9747.5152 | 4088.6643 | 7203.8339 | n/a | 9227.3694 | 6186.3364 | 4894.2932 | 9098.6216 | 10494.1342 | 4915.0296 | 2110.3452 | 5967.4577 | 9002.0084 | 4409.271 | 6060.1739 | 6404.6231 | 2477.2209 | 5336.354 | 238.7596 | 221.3228 | 221.3228 | 223.7324 | 249.662 | 184.6525 | 265.7811 | 237.5021 | 265.7811 | 204.872 | 255.5403 | 164.4331 | 227.7136 | 226.6958 | 227.2614 | 173519.9133 | 11324.6996 | 4217.6594 | 69909.7212 | 34110.4385 | 14145.2076 | 5928.7833 | 5010.8774 | 4994.0318 | 4469.3622 | 26515.5937 | 5909.1205 | 6311.0857 | 4595.805 | 6079.355 | 159393.8 | 20479.169 | 10339.5959 | 71530.5145 | 41619.7601 | 24118.4418 | 10802.1129 | 7121.2226 | 10961.4895 | 13111.2706 | 27855.7538 | 11808.4944 | 11911.5087 | 6898.3258 | 11239.3091 | 138.47 | 138.47 | 138.47 | 138.47 | 138.47 | 138.47 | 398.6716 | 138.47 | 398.6716 | 138.47 | 138.47 | 138.47 | 138.47 | 138.47 | 138.47 | 0.0075898 | 2.3476e-07 | 5.2855e-15 | 0.0016412 | 0.00058001 | 3.289e-12 | 0.35198 | 1.4132e-24 | 2.8167e-13 | 1.821e-13 | 0.0037873 | 4.8989e-10 | 5.8821e-06 | 8.4088e-16 | 5.503e-12 | 0.0075898 | 0.00759 | 0.00759 | 0.009231 | 0.009811 | 0.009231 | 0.36179 | 0.009811 | 0.36179 | 0.009231 | 0.011377 | 0.0075898 | 0.0092369 | 0.0075898 | 0.0075898
864 | 151286.0322 | 15344.8494 | 5906.8402 | 65161.7303 | 36277.5411 | 15273.2489 | 11543.0043 | 3122.9027 | 6017.0239 | 7740.1705 | 25890.1208 | 7946.9281 | 9731.853 | 3931.3317 | 6930.328 | n/a | 8910.337 | 6716.2565 | 4771.0411 | 10181.0568 | 11178.9975 | 8306.0568 | 1843.7111 | 3076.4215 | 5991.0554 | 3210.2564 | 4990.9598 | 7405.4735 | 2843.936 | 5956.2095 | 218.6342 | 202.2759 | 202.2759 | 203.119 | 229.2179 | 163.2661 | 245.466 | 216.9606 | 245.466 | 183.6474 | 236.7674 | 142.8848 | 207.5156 | 207.6919 | 208.262 | 175114.9236 | 9733.5776 | 4075.2677 | 70461.8939 | 32885.1836 | 13759.1223 | 5977.7064 | 5083.5349 | 4699.4873 | 4530.4431 | 27462.4655 | 5761.6901 | 7005.1239 | 4581.6326 | 6069.0467 | 156692.1193 | 16102.9454 | 9432.155 | 66559.6 | 38722.0055 | 23323.4198 | 13544.5633 | 6831.246 | 7216.4088 | 9870.4985 | 29542.6219 | 10604.4499 | 13247.8974 | 6814.7686 | 11513.1562 | 130.6171 | 130.6171 | 130.6171 | 174.45 | 174.45 | 174.45 | 174.45 | 174.45 | 174.45 | 174.45 | 130.6171 | 174.45 | 174.45 | 130.6171 | 130.6171 | 0.008534 | 0.0065293 | 8.892e-12 | 0.018547 | 0.0046951 | 2.5089e-11 | 0.00012231 | 5.3994e-21 | 0.00012658 | 8.1706e-07 | 0.00018196 | 9.9931e-08 | 2.3632e-08 | 1.0268e-16 | 9.2092e-14 | 0.008534 | 0.015063 | 0.015063 | 0.027081 | 0.031777 | 0.027081 | 0.031899 | 0.031777 | 0.032025 | 0.027082 | 0.008716 | 0.0085341 | 0.027081 | 0.008534 | 0.008534
865 | 154842.6312 | 15580.4456 | 5847.2517 | 66564.1999 | 37013.9318 | 15773.1002 | 11759.6394 | 2932.1697 | 6223.9949 | 8068.2772 | 26134.0471 | 8263.8929 | 9984.8404 | 3980.0672 | 7097.996 | n/a | 10262.9653 | 4875.4274 | 3590.281 | 8110.0161 | 10859.6185 | 11057.3463 | 1542.1149 | 4711.888 | 7809.4168 | 4403.6124 | 5887.1724 | 5729.4731 | 2598.5385 | 4873.8594 | 246.8214 | 229.4167 | 229.4167 | 234.0713 | 257.1394 | 200.1262 | 271.4418 | 246.35 | 271.4418 | 218.0668 | 259.7778 | 182.1856 | 236.9952 | 234.1841 | 234.6859 | 177168.1182 | 10713.7108 | 4290.7653 | 70938.2933 | 33692.635 | 13597.1627 | 6126.9739 | 5255.9931 | 5150.7067 | 4157.3572 | 26586.9432 | 5709.5949 | 6858.9639 | 4542.3532 | 5919.7733 | 161618.5 | 17883.9636 | 7675.0365 | 69368.3811 | 39856.5579 | 23765.0812 | 17130.0202 | 6776.8081 | 9823.9948 | 11412.4739 | 29086.3994 | 11459.3673 | 11800.1371 | 7107.3918 | 10459.8326 | 118.2416 | 118.2416 | 118.2416 | 118.2416 | 118.2416 | 118.2416 | 118.2416 | 118.2416 | 118.2416 | 118.2416 | 118.2416 | 118.2416 | 118.2416 | 118.2416 | 118.2416 | 0.0038673 | 0.00015259 | 3.962e-07 | 0.0082563 | 0.0034671 | 5.6681e-11 | 9.0506e-09 | 5.8655e-23 | 2.7154e-09 | 3.5547e-09 | 0.00054 | 1.3105e-08 | 2.8909e-05 | 9.534e-18 | 1.8263e-10 | 0.0038673 | 0.0040199 | 0.0040203 | 0.012124 | 0.015591 | 0.012124 | 0.015591 | 0.015591 | 0.015591 | 0.012124 | 0.0044073 | 0.0038673 | 0.012153 | 0.0038673 | 0.0038673
866 | 150390.1312 | 15283.6106 | 5730.8904 | 64804.0011 | 36075.1482 | 15358.6229 | 11544.4624 | 3081.481 | 5710.9728 | 7993.3024 | 25626.7887 | 7991.273 | 9660.9794 | 3935.0902 | 6983.9986 | n/a | 13010.4673 | 5302.3126 | 3296.7139 | 10942.4654 | 10078.6269 | 6657.8177 | 1439.9242 | 4280.031 | 5555.8183 | 3748.8145 | 6374.1714 | 7074.9276 | 4357.1752 | 4029.6215 | 248.2601 | 231.5278 | 231.5278 | 238.9062 | 257.4511 | 212.8075 | 268.8944 | 248.8186 | 268.8944 | 227.1616 | 255.8195 | 198.4533 | 240.3618 | 235.3422 | 235.7437 | 170632.9372 | 10579.6483 | 4368.8294 | 68021.8988 | 32631.7145 | 13850.2103 | 5663.5571 | 5128.1876 | 4892.712 | 4276.0504 | 27105.0242 | 5905.9937 | 5859.3708 | 4538.5816 | 6073.048 | 154023.5 | 23389.0157 | 9642.342 | 66342.1608 | 40619.5281 | 23037.5372 | 12412.9229 | 6225.3118 | 9073.9429 | 9059.4687 | 27067.6198 | 12161.2651 | 12482.7984 | 8290.5568 | 9721.4695 | 194.6309 | 194.6309 | 194.6309 | 194.6309 | 194.6309 | 194.6309 | 194.6309 | 194.6309 | 194.6309 | 194.6309 | 194.6309 | 194.6309 | 194.6309 | 194.6309 | 194.6309 | 0.026253 | 7.0021e-11 | 3.5257e-13 | 0.017201 | 0.00071177 | 7.4115e-11 | 0.003304 | 2.438e-18 | 2.0187e-09 | 0.00020779 | 0.0048544 | 6.8626e-11 | 3.6646e-07 | 4.3827e-24 | 4.9741e-09 | 0.026253 | 0.026253 | 0.026253 | 0.043454 | 0.044166 | 0.043454 | 0.04747 | 0.044166 | 0.04747 | 0.043662 | 0.031108 | 0.026253 | 0.043454 | 0.026253 | 0.026253
867 | 153959.2955 | 15836.068 | 5930.3575 | 66234.8214 | 36995.9042 | 15519.571 | 11791.1681 | 2924.9444 | 6342.8715 | 7887.7183 | 26235.8361 | 8029.1125 | 9863.7993 | 3975.4619 | 7300.1167 | n/a | 9916.356 | 5659.79 | 4221.8589 | 9749.639 | 10486.9393 | 9108.5234 | 2414.438 | 4744.8 | 7252.3734 | 3459.6188 | 7427.3665 | 7916.3453 | 3825.4379 | 3382.635 | 257.8159 | 241.3129 | 241.3129 | 252.0187 | 266.0209 | 233.9941 | 274.5837 | 259.5614 | 274.5837 | 244.7351 | 259.4899 | 223.2532 | 251.8541 | 244.1672 | 244.4676 | 175803.7613 | 10200.0206 | 4470.4026 | 72147.9879 | 33177.0614 | 13864.776 | 6445.6602 | 5205.1461 | 5015.3469 | 4479.0483 | 26632.1774 | 5626.7875 | 7059.9585 | 4673.0687 | 6124.6542 | 158659.1 | 19897.4766 | 10072.2927 | 70094.8989 | 39855.4353 | 23531.3153 | 15483.3836 | 7089.0841 | 9718.8469 | 11427.2217 | 27266.0962 | 12537.954 | 12793.521 | 6221.6412 | 9507.2892 | 173.8277 | 173.8277 | 173.8277 | 173.8277 | 173.8277 | 173.8277 | 173.8277 | 173.8277 | 173.8277 | 173.8277 | 173.8277 | 173.8277 | 173.8277 | 173.8277 | 173.8277 | 0.014185 | 2.4187e-06 | 1.9366e-13 | 0.0042451 | 0.0034123 | 3.8696e-11 | 1.1217e-06 | 9.6138e-25 | 1.0053e-08 | 9.3331e-10 | 0.0093561 | 1.4645e-11 | 3.0141e-07 | 2.1686e-13 | 1.8686e-07 | 0.014185 | 0.014187 | 0.014187 | 0.01843 | 0.021842 | 0.01843 | 0.021844 | 0.021842 | 0.021844 | 0.01843 | 0.023541 | 0.014185 | 0.01843 | 0.014185 | 0.014185
868 | 151933.5587 | 15326.2707 | 5711.1739 | 65435.321 | 36380.9185 | 15405.8374 | 11673.1424 | 2983.4289 | 5736.6745 | 7966.1685 | 26016.1905 | 8137.0512 | 9845.7314 | 3914.6135 | 6950.1168 | n/a | 10606.6747 | 5648.4526 | 4381.4355 | 7089.351 | 10709.8176 | 6690.024 | 1916.1988 | 3733.2306 | 7342.0964 | 3643.3646 | 7446.7317 | 7553.9648 | 3032.2578 | 3713.8653 | 261.8057 | 244.6142 | 244.6142 | 253.9762 | 270.8021 | 231.1702 | 281.1444 | 263.0002 | 281.1444 | 244.1433 | 266.5687 | 218.1971 | 254.6404 | 248.0616 | 248.4245 | 175595.4233 | 10866.0141 | 4425.1481 | 69155.5234 | 30810.654 | 15294.2769 | 6232.5065 | 5236.3363 | 4982.0008 | 4463.1579 | 25871.1176 | 6073.6574 | 7385.1534 | 4521.3157 | 6301.984 | 160258 | 18703.2883 | 10073.6007 | 67625.2 | 36584.005 | 25718.0944 | 12840.3305 | 7152.535 | 8633.0314 | 11664.4542 | 28216.5188 | 13375.1892 | 14867.8182 | 7377.2735 | 9989.8493 | 82.8256 | 82.8256 | 82.8256 | 160.2259 | 351.285 | 160.2259 | 351.285 | 351.285 | 351.285 | 160.2259 | 82.8256 | 160.2259 | 160.2259 | 82.8256 | 82.8256 | 0.0013201 | 9.5984e-06 | 1.6488e-14 | 0.012474 | 0.034346 | 8.5028e-14 | 0.0014387 | 2.509e-24 | 2.1843e-08 | 5.0929e-10 | 0.0016204 | 6.0067e-13 | 6.5178e-11 | 1.0694e-19 | 7.9231e-10 | 0.0013201 | 0.0013297 | 0.0013297 | 0.013794 | 0.048141 | 0.013794 | 0.049579 | 0.048141 | 0.049579 | 0.013794 | 0.0029405 | 0.0013201 | 0.013794 | 0.0013201 | 0.0013201
869 | 150730.6215 | 15194.7574 | 5694.0277 | 64942.456 | 36130.2647 | 15263.0551 | 11564.2857 | 2921.9524 | 5834.9651 | 7943.5134 | 25744.4411 | 7961.6982 | 9456.2302 | 4082.1955 | 7138.367 | n/a | 11808.9894 | 5502.5189 | 4937.9562 | 9809.3491 | 8184.8743 | 8429.2457 | 2285.5422 | 4126.904 | 5314.0463 | 4404.5786 | 7051.3103 | 9050.8053 | 3863.8375 | 4889.6518 | 242.3452 | 225.0902 | 225.0902 | 229.0822 | 252.7306 | 194.028 | 267.4045 | 241.6609 | 267.4045 | 212.4347 | 256.2399 | 175.6214 | 232.2716 | 229.9815 | 230.4963 | 175362.7682 | 9849.5471 | 4216.3062 | 74562.9984 | 30825.7775 | 14834.6873 | 5767.6126 | 5096.0927 | 4840.8818 | 4254.674 | 23316.3926 | 6114.5438 | 7757.5937 | 4575.2293 | 6006.5928 | 156178.9 | 20167.6365 | 9718.8251 | 70930.2524 | 38522.2876 | 20251.7188 | 13493.6192 | 7381.6349 | 8284.8858 | 8177.4 | 26645 | 13061.154 | 15173.5724 | 7933.2668 | 9325.2222 | 143.3112 | 143.3112 | 143.3112 | 143.3112 | 143.3112 | 143.3112 | 143.3112 | 143.3112 | 143.3112 | 146.6172 | 155.9338 | 143.3112 | 143.3112 | 143.3112 | 143.3112 | 0.0082069 | 1.6224e-07 | 1.4106e-13 | 0.0010498 | 0.0048765 | 7.4987e-08 | 0.00015248 | 2.2602e-26 | 2.434e-07 | 0.012027 | 0.011045 | 6.8129e-13 | 1.5415e-12 | 7.3764e-21 | 1.5891e-07 | 0.0082069 | 0.0082071 | 0.0082071 | 0.0092567 | 0.014133 | 0.0092568 | 0.014286 | 0.014133 | 0.014286 | 0.021284 | 0.019252 | 0.008207 | 0.0092567 | 0.0082069 | 0.0082071
870 | 158687.5141 | 15808.8723 | 5970.3822 | 68079.3796 | 37872.0133 | 15861.9989 | 11946.6643 | 3121.955 | 6159.7482 | 8126.0349 | 26829.8968 | 8313.1799 | 10148.9366 | 4100.5698 | 7223.1717 | n/a | 12519.2678 | 6574.0985 | 3759.2818 | 9164.6476 | 10878.9162 | 7748.3834 | 2396.759 | 4113.3851 | 7836.503 | 3651.3134 | 5314.8912 | 7786.9146 | 3349.0379 | 5795.2666 | 229.2037 | 212.6937 | 212.6937 | 215.8048 | 239.3185 | 180.6691 | 253.9218 | 228.3021 | 253.9218 | 198.9872 | 243.6936 | 162.3511 | 219.1872 | 217.5614 | 218.0738 | 171766.1604 | 8318.0423 | 4273.4371 | 70955.5886 | 31646.6942 | 14366.0164 | 5720.477 | 5081.7233 | 4635.4884 | 4281.366 | 26125.3343 | 5889.5008 | 6618.6732 | 4608.4834 | 6033.5095 | 163810.2 | 20474.0101 | 10798.6356 | 71254.51 | 39953.0771 | 24618.2326 | 13142.7957 | 7360.0823 | 8422.8087 | 11505.2691 | 28298.4477 | 11190.292 | 14086.2878 | 7871.6213 | 11290.5761 | 148.6028 | 148.6028 | 148.6028 | 148.6028 | 148.6028 | 148.6028 | 148.6028 | 148.6028 | 148.6028 | 148.6028 | 148.6028 | 148.6028 | 148.6028 | 148.6028 | 148.6028 | 0.011897 | 5.5388e-07 | 3.0439e-15 | 0.0068564 | 0.0070066 | 9.2559e-12 | 0.0014322 | 1.0785e-23 | 1.0779e-06 | 3.3701e-09 | 0.0051422 | 6.3464e-08 | 8.219e-09 | 2.17e-20 | 4.8897e-12 | 0.011897 | 0.011898 | 0.011898 | 0.018753 | 0.02576 | 0.018753 | 0.027192 | 0.02576 | 0.027193 | 0.018753 | 0.017039 | 0.011897 | 0.018753 | 0.011897 | 0.011897
871 | 158504.8798 | 15756.2279 | 5830.5892 | 68046.2775 | 37802.5367 | 15839.0746 | 12060.03 | 3134.5584 | 6096.1359 | 8024.1297 | 26656.9348 | 8231.5741 | 9783.3248 | 4139.2661 | 7346.9739 | n/a | 9717.2585 | 6923.9142 | 3966.053 | 10442.2932 | 7127.9812 | 5830.5235 | 2004.1251 | 4308.374 | 7637.3805 | 4855.4622 | 8117.1789 | 6862.2838 | 3248.5806 | 4173.4119 | 242.0614 | 225.2083 | 225.2083 | 230.5253 | 251.8493 | 199.4787 | 265.0551 | 241.8872 | 265.0551 | 216.0438 | 253.2415 | 182.9136 | 232.9785 | 229.6102 | 230.0735 | 174314.0415 | 10993.8003 | 4470.3607 | 70915.4318 | 31729.7149 | 14727.6726 | 5173.8578 | 5049.4814 | 4581.8604 | 4554.3852 | 26374.6874 | 5752.7616 | 6151.9327 | 4690.0692 | 5844.3215 | 163279.7 | 20691.2588 | 11394.2749 | 72462.9124 | 41726.2081 | 21462.2539 | 10902.9813 | 7053.6065 | 8848.9344 | 12053.4658 | 30577.8496 | 13614.8405 | 12932.8166 | 6404.3915 | 9717.0334 | 164.6423 | 164.6423 | 164.6423 | 164.6423 | 164.6423 | 164.6423 | 397.5826 | 164.6423 | 397.5826 | 164.6423 | 164.6423 | 164.6423 | 164.6423 | 164.6423 | 164.6423 | 0.01475 | 2.7747e-07 | 1.2683e-17 | 0.003231 | 0.0014536 | 2.432e-08 | 0.54025 | 5.4372e-22 | 9.9077e-08 | 1.1594e-10 | 0.0001442 | 4.0348e-13 | 1.1239e-07 | 4.866e-13 | 8.2376e-08 | 0.01475 | 0.014751 | 0.014751 | 0.017981 | 0.019435 | 0.017981 | 0.55968 | 0.019435 | 0.55968 | 0.017981 | 0.014895 | 0.01475 | 0.017982 | 0.01475 | 0.01475
872 | 152260.2269 | 15470.0903 | 6119.23 | 65553.8824 | 36383.7233 | 15262.9398 | 11417.1392 | 2945.4682 | 5863.799 | 8005.2371 | 26056.1934 | 8362.6373 | 9818.0918 | 3981.9107 | 6920.0778 | n/a | 8134.4181 | 5005.4977 | 3655.7956 | 10230.286 | 10357.8942 | 9569.9819 | 2002.9703 | 4355.7877 | 5391.293 | 4001.2062 | 7008.9197 | 8319.2637 | 3242.4303 | 6253.1635 | 246.3923 | 229.7536 | 229.7536 | 236.964 | 255.5637 | 210.7263 | 267.0435 | 246.9035 | 267.0435 | 225.1263 | 254.123 | 196.3262 | 238.4707 | 233.5802 | 233.983 | 174477.8888 | 10676.5111 | 4197.8171 | 71004.683 | 29201.2881 | 14456.7447 | 5818.1208 | 5436.3691 | 4696.5572 | 4819.0349 | 25541.7591 | 5791.2781 | 6929.4522 | 4587.8498 | 6231.3351 | 158622.6 | 18357.8292 | 9203.3148 | 71435.4147 | 38544.574 | 24494.6389 | 15319.6026 | 7439.3394 | 8983.8449 | 10064.6279 | 27027 | 12625.8978 | 15022.7159 | 7590.48 | 11097.8346 | 125.2066 | 125.2066 | 125.2066 | 125.2066 | 125.2066 | 125.2066 | 125.2066 | 125.2066 | 125.2066 | 125.2066 | 146.1066 | 125.2066 | 125.2066 | 125.2066 | 125.2066 | 0.004702 | 3.4694e-05 | 2.9321e-10 | 0.0011627 | 0.006073 | 1.1211e-12 | 4.283e-07 | 2.3085e-26 | 1.0099e-08 | 1.6484e-06 | 0.010113 | 1.0949e-10 | 2.9484e-11 | 3.9898e-20 | 9.4546e-13 | 0.004702 | 0.0047367 | 0.0047367 | 0.0058648 | 0.011938 | 0.0058648 | 0.011938 | 0.011938 | 0.011938 | 0.0058664 | 0.014815 | 0.004702 | 0.0058648 | 0.004702 | 0.004702
873 | 158789.66 | 15876.2943 | 5824.8406 | 68144.5758 | 37920.6573 | 16268.2423 | 12057.776 | 3049.6212 | 6157.9537 | 8201.7079 | 26877.9598 | 8499.7732 | 10168.9369 | 4311.6465 | 7475.3928 | n/a | 9296.6528 | 4718.2134 | 3190.1948 | 9556.7102 | 10291.816 | 9650.2876 | 2320.8822 | 5326.452 | 8791.8857 | 3368.4397 | 7302.8147 | 6875.8183 | 3284.1079 | 4587.3361 | 228.4124 | 211.6754 | 211.6754 | 213.7862 | 238.9279 | 175.82 | 254.5606 | 227.1349 | 254.5606 | 195.4293 | 244.8604 | 156.2107 | 217.702 | 216.8863 | 217.4348 | 171808.0979 | 10346.7206 | 4389.6463 | 68549.4557 | 30525.6478 | 14164.4542 | 5688.2323 | 5171.5366 | 4894.0052 | 3986.9008 | 26367.764 | 6019.1465 | 6240.1074 | 4767.5221 | 5653.4331 | 165122.8093 | 18075.7131 | 8796.7435 | 69890.6223 | 39288.9298 | 24388.4702 | 15020.2918 | 7492.4187 | 9730.0572 | 12762.9865 | 29232.4037 | 13269.9612 | 12747.3257 | 7876.93 | 9969.3692 | 122.4789 | 122.4789 | 122.4789 | 159.6042 | 159.6042 | 159.6042 | 159.6042 | 159.6042 | 159.6042 | 159.6042 | 122.4789 | 159.6042 | 159.6042 | 122.4789 | 122.4789 | 0.0056613 | 0.00021769 | 2.3204e-10 | 0.016162 | 0.012863 | 7.661e-11 | 1.0797e-05 | 2.8598e-25 | 2.5896e-09 | 1.4085e-11 | 0.0014415 | 1.4844e-11 | 1.6857e-06 | 1.4691e-18 | 5.2709e-08 | 0.0056613 | 0.005879 | 0.005879 | 0.021823 | 0.034686 | 0.021823 | 0.034697 | 0.034686 | 0.034697 | 0.021823 | 0.0071029 | 0.0056613 | 0.021825 | 0.0056613 | 0.0056614
874 | 152364.7129 | 15423.4887 | 5917.0945 | 65609.4568 | 36562.5449 | 15366.8844 | 11678.1157 | 2968.7967 | 5873.0427 | 7904.0074 | 26107.8851 | 8174.3462 | 9463.5644 | 3851.3496 | 6739.4383 | n/a | 6715.3131 | 4675.0464 | 3763.4921 | 8304.5147 | 8693.6326 | 8499.3875 | 2055.4251 | 4402.4412 | 6321.1588 | 3614.2665 | 6504.2195 | 6672.338 | 2845.9003 | 4920.9294 | 233.7229 | 216.1991 | 216.1991 | 216.9728 | 245.0932 | 173.989 | 262.6018 | 231.885 | 262.6018 | 195.9515 | 253.3664 | 152.0265 | 221.7431 | 222.0353 | 222.6496 | 180228.7604 | 11275.4643 | 4164.8075 | 76185.9911 | 32872.017 | 14988.9876 | 5673.6743 | 5222.4166 | 4974.1652 | 4174.1492 | 25541.4826 | 5868.9078 | 7251.8131 | 4575.1377 | 6185.7367 | 156080.4 | 17364.527 | 8783.3539 | 69713.6795 | 37970.2801 | 21713.3771 | 14104.9618 | 5584.2901 | 9349.2064 | 9666.2179 | 26711.1491 | 11232.9743 | 12158.4995 | 4278.3348 | 10551.4661 | 181.7679 | 181.7679 | 181.7679 | 181.7679 | 181.7679 | 181.7679 | 181.7679 | 181.7679 | 181.7679 | 181.7679 | 206.0039 | 181.7679 | 181.7679 | 181.7679 | 181.7679 | 0.025745 | 0.00035323 | 6.1333e-10 | 0.0035595 | 0.011899 | 2.3966e-09 | 3.852e-05 | 3.9569e-16 | 1.8529e-09 | 6.2917e-06 | 0.017488 | 2.1307e-08 | 4.8961e-07 | 0.00019959 | 4.4148e-12 | 0.025745 | 0.026098 | 0.026098 | 0.029305 | 0.041204 | 0.029305 | 0.041242 | 0.041204 | 0.041242 | 0.029311 | 0.043233 | 0.025745 | 0.029305 | 0.025945 | 0.025745
875 | 153720.6082 | 15408.5009 | 5490.8724 | 66113.1901 | 36638.2866 | 15374.6456 | 11805.8182 | 2945.9465 | 6212.728 | 7726.2628 | 26535.4971 | 8167.4408 | 9941.1684 | 3960.7303 | 6979.8191 | n/a | 9222.1415 | 6780.8902 | 4142.5132 | 9413.1156 | 11222.9685 | 8243.594 | 1754.5667 | 3048.2864 | 7606.3264 | 4223.2964 | 5385.4637 | 6541.5634 | 3050.5104 | 4629.2609 | 234.5571 | 217.4234 | 217.4234 | 219.7772 | 245.2735 | 181.3455 | 261.1234 | 233.3167 | 261.1234 | 201.2273 | 251.0695 | 161.4637 | 223.6957 | 222.7067 | 223.2628 | 173358.0235 | 11007.2984 | 4097.0849 | 67042.4102 | 32379.2234 | 13863.9185 | 6068.9787 | 5123.3213 | 5201.6588 | 4631.2299 | 27229.6293 | 5591.2128 | 6169.6942 | 4710.4623 | 5753.2014 | 157435.2 | 16654.4495 | 9960.1846 | 67581.8 | 40402.5389 | 25045.287 | 14118.1727 | 6877.888 | 8183.8452 | 12237.5563 | 28710.7225 | 10935.0765 | 11953.7375 | 7728.9727 | 10375.9623 | 183.8556 | 183.8556 | 183.8556 | 184.1174 | 184.1174 | 184.1174 | 184.1174 | 184.1174 | 184.1174 | 184.1174 | 183.8556 | 184.1174 | 184.1174 | 183.8556 | 183.8556 | 0.026253 | 0.001966 | 2.4976e-15 | 0.018087 | 0.0015038 | 4.2693e-13 | 5.7528e-05 | 2.4843e-23 | 4.4657e-06 | 4.7659e-12 | 0.001792 | 8.4049e-08 | 1.2763e-05 | 5.1236e-21 | 1.0821e-10 | 0.026253 | 0.028219 | 0.028219 | 0.04434 | 0.045844 | 0.04434 | 0.045902 | 0.045844 | 0.045906 | 0.04434 | 0.028045 | 0.026253 | 0.044353 | 0.026253 | 0.026253
876 | 159460.895 | 15923.906 | 5900.0647 | 68420.4434 | 38063.5761 | 15647.7445 | 12236.2153 | 3137.505 | 6050.4602 | 8062.5372 | 26967.8343 | 8681.7753 | 10115.3864 | 4126.9196 | 7468.6111 | n/a | 10400.5257 | 6360.1833 | 3341.1936 | 11829.8104 | 10499.585 | 7777.5618 | 1855.7925 | 4522.9231 | 6823.0282 | 5080.0189 | 5219.2313 | 7161.0967 | 3298.6885 | 5486.8987 | 243.7215 | 226.7578 | 226.7578 | 232.1288 | 253.5689 | 200.9214 | 266.8461 | 243.5528 | 266.8461 | 217.5762 | 254.9427 | 184.2667 | 234.5892 | 231.1835 | 231.6494 | 170892.9541 | 10245.0565 | 4205.3794 | 68674.4655 | 33095.4143 | 13191.1413 | 5870.1901 | 5164.5326 | 4786.7003 | 4082.1111 | 25315.2594 | 5962.0652 | 6963.1558 | 4617.4311 | 6032.9401 | 164199.7541 | 19583.5822 | 10565.5627 | 69021.2591 | 43652.0248 | 23537.0263 | 13502.9519 | 7014.0252 | 9243.5234 | 10773.2393 | 29787.9783 | 11159.4965 | 12886.1525 | 7704.9197 | 11519.8388 | 167.2312 | 167.2312 | 167.2312 | 280.6031 | 280.6031 | 280.6031 | 280.6031 | 280.6031 | 280.6031 | 280.6031 | 167.2312 | 280.6031 | 280.6031 | 167.2312 | 167.2312 | 0.015338 | 6.6847e-06 | 5.9838e-15 | 0.028182 | 0.00036373 | 6.2647e-11 | 0.0012777 | 9.3151e-22 | 1.1425e-08 | 7.5543e-08 | 0.0007473 | 6.7145e-07 | 7.5258e-07 | 2.3751e-19 | 1.1286e-11 | 0.015338 | 0.015345 | 0.015345 | 0.04352 | 0.043884 | 0.04352 | 0.045161 | 0.043884 | 0.045162 | 0.04352 | 0.016086 | 0.015339 | 0.043521 | 0.015338 | 0.015338
877 | 157085.8048 | 15698.5013 | 5816.0723 | 67467.0836 | 37683.342 | 15551.9896 | 12206.3826 | 3246.2361 | 6137.1486 | 7901.4946 | 26670.5191 | 7928.7963 | 10160.4058 | 4156.9904 | 7011.7537 | n/a | 10552.4187 | 5274.9066 | 5523.43 | 10313.5716 | 9936.3616 | 6550.2823 | 1373.6896 | 3896.5385 | 9620.1302 | 3709.0328 | 5870.5265 | 6912.6453 | 4025.1995 | 5046.6259 | 222.6159 | 206.7019 | 206.7019 | 210.1465 | 232.2538 | 177.2824 | 245.9759 | 221.9022 | 245.9759 | 194.4951 | 235.831 | 160.0698 | 213.1987 | 211.2759 | 211.7573 | 178228.6582 | 10308.0089 | 4248.0172 | 70010.3404 | 33119.9773 | 14602.8371 | 6209.6821 | 5103.76 | 5087.5663 | 4810.0177 | 28200.7191 | 5943.4804 | 6488.1581 | 4549.113 | 6243.272 | 162412.7 | 17530.0681 | 8114.2642 | 69414.3 | 40603.3894 | 23897.5797 | 12592.9643 | 6375.4496 | 8916.8048 | 14073.4479 | 31375.752 | 11669.9068 | 12345.4034 | 8499.3124 | 10761.798 | 138.9828 | 138.9828 | 138.9828 | 146.8491 | 146.8491 | 146.8491 | 161.6947 | 146.8491 | 161.6947 | 146.8491 | 138.9828 | 146.8491 | 146.8491 | 138.9828 | 138.9828 | 0.010175 | 0.00050136 | 1.7685e-08 | 0.014523 | 0.0033909 | 1.7129e-11 | 0.014262 | 1.9076e-17 | 9.5333e-08 | 2.1566e-15 | 4.634e-05 | 4.7872e-10 | 7.7474e-06 | 7.4187e-23 | 1.5356e-11 | 0.010175 | 0.010677 | 0.010677 | 0.024698 | 0.028089 | 0.024698 | 0.042351 | 0.028089 | 0.042351 | 0.024698 | 0.010222 | 0.010175 | 0.024705 | 0.010175 | 0.010175
878 | 157400.1039 | 15971.7957 | 6074.9271 | 67590.4188 | 37496.6806 | 16131.8289 | 12338.7704 | 3075.7468 | 6237.1722 | 8257.7276 | 26753.0005 | 8301.0245 | 10132.0204 | 3869.3702 | 7281.1486 | n/a | 9982.5234 | 5034.2478 | 4279.483 | 10173.573 | 8923.9919 | 5981.0923 | 1675.5434 | 4449.8514 | 9808.4485 | 3347.381 | 7468.3285 | 9133.9352 | 2487.1017 | 4626.2732 | 217.4431 | 201.1175 | 201.1175 | 201.7594 | 228.0556 | 161.5371 | 244.4297 | 215.7033 | 244.4297 | 182.0765 | 235.8764 | 140.9977 | 206.2403 | 206.5755 | 207.15 | 174048.3553 | 10466.1268 | 4086.7339 | 73261.2719 | 32498.105 | 14877.7176 | 6175.8153 | 5040.728 | 5174.467 | 5025.0761 | 24433.3196 | 5808.9342 | 6762.8111 | 4688.5228 | 6167.3207 | 163460.2997 | 19736.2502 | 9031.6817 | 69989.1 | 38982.5 | 23658.2094 | 12156.9076 | 6573.7714 | 9624.3184 | 14764.5246 | 27704.8 | 13202.7626 | 15820.8463 | 7112.5245 | 10793.5939 | 121.0293 | 121.0293 | 121.0293 | 121.2679 | 123.1578 | 121.2679 | 366.6445 | 123.1578 | 366.6445 | 121.2679 | 141.46 | 121.2679 | 121.2679 | 121.0293 | 121.0293 | 0.0064913 | 5.3431e-06 | 5.622e-10 | 0.011669 | 0.011477 | 2.8183e-10 | 0.067754 | 3.3793e-20 | 7.399e-09 | 1.6503e-15 | 0.010793 | 4.7563e-12 | 8.5123e-12 | 8.8048e-19 | 1.2807e-10 | 0.0064913 | 0.0064966 | 0.0064966 | 0.01816 | 0.029637 | 0.01816 | 0.097391 | 0.029637 | 0.097391 | 0.01816 | 0.017284 | 0.0064913 | 0.01816 | 0.0064913 | 0.0064913
879 | 151385.2074 | 15157.9123 | 5718.1493 | 65210.5226 | 36306.7542 | 15158.5832 | 11666.6357 | 2833.1953 | 6225.5146 | 7906.0264 | 25655.053 | 7941.7283 | 9856.2465 | 3858.0369 | 7055.3063 | n/a | 11136.1795 | 5566.3866 | 3328.942 | 10187.6389 | 9959.2825 | 7392.7633 | 1610.9394 | 4454.2818 | 5142.666 | 3363.6566 | 6314.4896 | 6503.7394 | 4430.5439 | 4995.1873 | 216.8057 | 199.9547 | 199.9547 | 198.5971 | 228.2666 | 152.5335 | 246.7725 | 214.3061 | 246.7725 | 175.747 | 239.2391 | 129.32 | 204.1652 | 206.1233 | 206.7727 | 172245.0363 | 11179.821 | 4207.443 | 68897.1056 | 31553.8029 | 13348.8531 | 5952.226 | 5211.1127 | 4853.5176 | 4201.7327 | 25902.9882 | 5700.2194 | 6027.9776 | 4559.3984 | 5958.3562 | 158392 | 22289.1005 | 9773.8296 | 69059.2383 | 40737.3419 | 23035.4355 | 12844.2893 | 6815.7521 | 8817.3994 | 9126.0987 | 26883.3 | 11960.309 | 12285.317 | 8862.5423 | 10953.5435 | 95.79 | 95.79 | 95.79 | 95.79 | 95.79 | 95.79 | 95.79 | 95.79 | 95.79 | 95.79 | 100.0918 | 95.79 | 95.79 | 95.79 | 95.79 | 0.0030291 | 6.8772e-10 | 1.2877e-13 | 0.0041175 | 0.00080799 | 3.3786e-11 | 0.0013934 | 1.8554e-24 | 2.6908e-07 | 9.1739e-05 | 0.0067057 | 1.2686e-10 | 2.2337e-06 | 7.6712e-28 | 7.5022e-12 | 0.0030291 | 0.0030291 | 0.0030291 | 0.0071466 | 0.0079546 | 0.0071466 | 0.009348 | 0.0079546 | 0.0093482 | 0.0072383 | 0.0097349 | 0.0030291 | 0.0071488 | 0.0030291 | 0.0030291
880 | 153598.138 | 15383.5643 | 6059.2293 | 66104.9179 | 36877.9764 | 15428.0861 | 11613.4283 | 2948.1451 | 5868.1651 | 8217.8403 | 26107.445 | 8275.2889 | 9672.59 | 4096.5616 | 7056.6097 | n/a | 7971.3247 | 5440.3189 | 3714.8452 | 10659.5898 | 11299.6213 | 6075.3608 | 1852.3206 | 4516.9686 | 6818.0197 | 2933.3734 | 5563.3673 | 7217.9403 | 2928.418 | 4554.233 | 199.7514 | 184.0211 | 184.0211 | 182.0568 | 210.6249 | 137.4881 | 228.4537 | 197.1751 | 228.4537 | 159.8523 | 221.8682 | 115.1239 | 187.5799 | 189.9641 | 190.5896 | 175727.9809 | 10588.3689 | 4194.2152 | 71724.3599 | 31038.1916 | 14925.1011 | 6080.1731 | 5152.9083 | 4803.346 | 4569.7558 | 25525.2855 | 6103.7635 | 6824.4613 | 4576.4723 | 6101.935 | 158917.4 | 17462.0937 | 9634.5341 | 68816.7393 | 38853.8026 | 25960.6224 | 12144.9339 | 5494.1501 | 9320.3146 | 11332.4756 | 26892.2 | 11458.3308 | 12240.0146 | 7240.0903 | 9654.8694 | 122.5868 | 122.5868 | 122.5868 | 122.5868 | 122.5868 | 122.5868 | 122.5868 | 122.5868 | 122.5868 | 122.5868 | 151.1233 | 122.5868 | 122.5868 | 122.5868 | 122.5868 | 0.0095024 | 0.00024805 | 1.147e-11 | 0.0086405 | 0.0073232 | 4.9945e-14 | 0.0088846 | 7.4739e-16 | 2.052e-09 | 1.4204e-08 | 0.013363 | 1.4184e-08 | 1.0531e-06 | 2.1991e-17 | 1.301e-08 | 0.0095024 | 0.0097505 | 0.0097505 | 0.018143 | 0.025466 | 0.018143 | 0.034351 | 0.025466 | 0.034351 | 0.018143 | 0.022865 | 0.0095025 | 0.018144 | 0.0095024 | 0.0095025
881 | 155157.7754 | 15299.9367 | 5668.7177 | 66737.5041 | 37119.2702 | 15531.92 | 11806.1976 | 3012.2139 | 5989.6038 | 7899.1427 | 26452.4585 | 8158.6432 | 9790.4003 | 4044.3162 | 7149.6503 | n/a | 8776.9387 | 4876.9323 | 4913.0866 | 9675.6511 | 12014.4453 | 8298.0246 | 1462.2298 | 3942.0901 | 6100.8651 | 4272.2442 | 6158.9917 | 7993.9769 | 3056.6109 | 5467.0198 | 196.1137 | 180.4172 | 180.4172 | 177.6078 | 207.1769 | 131.2234 | 225.6421 | 193.2471 | 225.6421 | 154.3859 | 219.6152 | 108.0609 | 183.5155 | 186.5722 | 187.2201 | 172838.1371 | 10050.2343 | 4059.281 | 73636.0569 | 31896.9643 | 14586.8646 | 5951.4755 | 5133.2138 | 4750.3423 | 4689.0027 | 23860.2669 | 5912.7024 | 6953.1004 | 4594.2006 | 6068.9205 | 162375.4 | 18228.8731 | 8936.2133 | 74237.2436 | 39430.9154 | 25950.2099 | 14187.6001 | 6480.4437 | 8692.4324 | 10492.9678 | 27594.6 | 11717.4941 | 14442.1773 | 7177.5115 | 11179.6403 | 85.9697 | 85.9697 | 85.9697 | 85.9697 | 85.9697 | 85.9697 | 85.9697 | 85.9697 | 85.9697 | 85.9697 | 107.09 | 85.9697 | 85.9697 | 85.9697 | 85.9697 | 0.0029705 | 2.8922e-05 | 1.918e-11 | 0.00045733 | 0.0055342 | 8.0423e-14 | 4.7281e-05 | 2.0186e-20 | 9.9956e-08 | 1.026e-07 | 0.0080429 | 1.9121e-09 | 2.6011e-10 | 1.574e-17 | 4.7806e-12 | 0.0029705 | 0.0029994 | 0.0029994 | 0.0034278 | 0.008962 | 0.0034278 | 0.0090093 | 0.008962 | 0.0090094 | 0.0034279 | 0.011013 | 0.0029705 | 0.0034278 | 0.0029705 | 0.0029705
882 | 154445.3945 | 15793.0286 | 5903.3672 | 66414.0727 | 37029.3312 | 15469.8594 | 11772.2402 | 3104.5076 | 6287.3555 | 7687.7632 | 26054.3902 | 7964.1938 | 9537.7205 | 3903.5114 | 7084.9713 | n/a | 9620.3798 | 6466.003 | 4671.385 | 9338.2672 | 12793.854 | 6164.789 | 1973.5983 | 5246.8602 | 8586.3347 | 4230.3607 | 6087.8321 | 6412.6143 | 3439.6183 | 5217.0338 | 215.1828 | 198.6162 | 198.6162 | 197.8199 | 226.3153 | 153.7455 | 244.0812 | 212.913 | 244.0812 | 176.0308 | 236.3297 | 131.4603 | 203.0428 | 204.5381 | 205.1615 | 175177.9055 | 10352.8214 | 4108.0359 | 70788.5885 | 31745.3393 | 14289.1893 | 6047.2624 | 5160.2638 | 4899.4139 | 4118.4663 | 28274.7519 | 5702.2624 | 6439.2825 | 4624.8738 | 5941.3605 | 161644 | 19397.5012 | 10439.4389 | 70404.6284 | 39234.6065 | 25759.8433 | 11940.0514 | 7090.562 | 10118.8741 | 11486.201 | 28803.2924 | 11685.4945 | 12462.2968 | 8053.4921 | 9604.614 | 94.0389 | 94.0389 | 94.0389 | 94.0389 | 94.0389 | 94.0389 | 258.1425 | 94.0389 | 258.1425 | 94.0389 | 94.0389 | 94.0389 | 94.0389 | 94.0389 | 94.0389 | 0.0029416 | 7.1031e-06 | 1.3893e-14 | 0.0039406 | 0.006041 | 1.0061e-13 | 0.025594 | 1.5872e-22 | 1.1275e-09 | 1.5884e-10 | 0.00072083 | 5.7208e-10 | 2.0595e-07 | 3.1919e-23 | 2.1635e-08 | 0.0029416 | 0.0029487 | 0.0029487 | 0.0068822 | 0.012923 | 0.0068822 | 0.038518 | 0.012923 | 0.038518 | 0.0068822 | 0.0036624 | 0.0029416 | 0.0068824 | 0.0029416 | 0.0029416
883 | 152551.1451 | 15488.7504 | 5759.9594 | 65701.9563 | 36466.1531 | 15278.6137 | 11615.2668 | 3007.9873 | 5879.8862 | 7909.068 | 26062.4866 | 7844.7346 | 9852.5458 | 4128.0151 | 7029.3099 | n/a | 10992.3075 | 5533.0822 | 3754.4443 | 9464.2864 | 9608.465 | 6616.2549 | 2036.7883 | 4458.3843 | 8609.0499 | 3516.711 | 4572.0332 | 5458.8957 | 3467.461 | 4954.3823 | 215.1464 | 198.4295 | 198.4295 | 197.1003 | 226.5116 | 151.4431 | 244.8562 | 212.6728 | 244.8562 | 174.4543 | 237.3715 | 128.432 | 202.6159 | 204.5444 | 205.188 | 174268.2416 | 10339.4005 | 4245.2094 | 70119.9808 | 32177.8007 | 14704.3249 | 5832.0585 | 5210.8948 | 4639.611 | 4536.7511 | 26664.0025 | 5620.1521 | 7922.6773 | 4576.4885 | 5942.6375 | 160335.7 | 21254.108 | 9729.8916 | 68821.6614 | 40253.4737 | 21724.4395 | 12142.5 | 7127.183 | 9019.0954 | 13019.9009 | 27753.4631 | 9920.8853 | 12937.773 | 7968.9494 | 10297.1198 | 79.9993 | 79.9993 | 79.9993 | 83.5986 | 83.5986 | 83.5986 | 111.4 | 83.5986 | 111.4 | 83.5986 | 79.9993 | 83.5986 | 83.5986 | 79.9993 | 79.9993 | 0.0019136 | 2.919e-08 | 2.7386e-13 | 0.0066221 | 0.0014506 | 1.6801e-09 | 0.0089972 | 6.9823e-24 | 9.596e-09 | 4.1836e-13 | 0.0034723 | 1.5033e-06 | 1.5915e-07 | 1.3274e-20 | 2.602e-10 | 0.0019136 | 0.0019137 | 0.0019137 | 0.0085358 | 0.0099864 | 0.0085358 | 0.018984 | 0.0099864 | 0.018984 | 0.0085358 | 0.005386 | 0.0019152 | 0.0085359 | 0.0019136 | 0.0019136
884 | 151614.6058 | 14849.5906 | 5578.1336 | 65301.2686 | 36333.4198 | 15071.1213 | 11399.5072 | 2966.9668 | 5719.7123 | 7840.0185 | 25690.1425 | 7661.7092 | 9570.9134 | 3893.8059 | 6967.4226 | n/a | 10850.179 | 4448.0544 | 3382.514 | 7204.9796 | 10935.2548 | 9885.4317 | 1822.5201 | 5454.4682 | 5036.8424 | 3885.8069 | 6248.3423 | 6298.2199 | 3370.459 | 4837.8149 | 220.173 | 203.7669 | 203.7669 | 204.8507 | 230.7278 | 165.4177 | 246.8341 | 218.5775 | 246.8341 | 185.6211 | 237.9573 | 145.2143 | 209.149 | 209.1357 | 209.7008 | 171630.7675 | 10319.5466 | 4404.5685 | 66033.0682 | 31005.6445 | 13169.399 | 5968.0362 | 5078.4241 | 4891.4019 | 4259.7074 | 27428.3485 | 5507.8256 | 6698.2957 | 4642.0224 | 6209.2116 | 156161.2 | 20295.8256 | 8788.423 | 66643.9 | 37221.924 | 24040.0539 | 15225.1679 | 6900.9442 | 9717.5701 | 9280.9498 | 28636.7011 | 11707.1679 | 12625.2156 | 7415.1814 | 9764.7723 | 150.1978 | 150.1978 | 150.1978 | 180.96 | 180.96 | 180.96 | 180.96 | 180.96 | 180.96 | 180.96 | 150.1978 | 180.96 | 180.96 | 150.1978 | 150.1978 | 0.014895 | 3.5963e-08 | 1.9837e-11 | 0.019102 | 0.018705 | 1.6544e-12 | 5.2757e-07 | 3.4231e-23 | 8.8945e-11 | 2.9028e-05 | 0.0005051 | 5.3949e-11 | 1.2557e-07 | 4.3472e-20 | 3.383e-09 | 0.014895 | 0.014895 | 0.014895 | 0.033997 | 0.052702 | 0.033997 | 0.052703 | 0.052702 | 0.052703 | 0.034026 | 0.0154 | 0.014895 | 0.033997 | 0.014895 | 0.014895
885 | 156881.1752 | 15940.6073 | 5905.39 | 67380.1126 | 37469.0378 | 15604.306 | 12199.1812 | 3073.3069 | 6438.3228 | 7952.6074 | 26633.0151 | 8200.325 | 10195.0914 | 4003.6927 | 6977.237 | n/a | 10807.0129 | 6039.7562 | 4646.0617 | 8122.5105 | 8736.9356 | 6456.6484 | 2186.3481 | 3682.7336 | 7020.8551 | 3859.1194 | 5577.0941 | 6663.0337 | 3691.6996 | 5052.1534 | 231.0625 | 214.7386 | 214.7386 | 218.9901 | 240.7683 | 186.8965 | 254.2731 | 230.5806 | 254.2731 | 203.8366 | 243.4065 | 169.9563 | 221.7857 | 219.2402 | 219.714 | 172575.7126 | 10213.2433 | 4489.1075 | 73263.9449 | 32734.4218 | 15167.612 | 6089.9185 | 5279.8621 | 4885.8903 | 4603.8889 | 23859.4671 | 5767.8127 | 7188.0524 | 4465.7112 | 6040.6492 | 160600.1 | 20759.0562 | 10474.2637 | 73162.6398 | 39433.7655 | 22631.7475 | 12368.3 | 7409.5101 | 8490.057 | 11518.744 | 26305.3864 | 10911.7069 | 13615.886 | 7914.7108 | 11082.7026 | 184.05 | 184.05 | 184.05 | 184.05 | 184.05 | 184.05 | 271.65 | 184.05 | 271.65 | 184.05 | 365.1098 | 184.05 | 184.05 | 184.05 | 184.05 | 0.027568 | 4.2117e-07 | 1.1383e-14 | 0.0013654 | 0.0075973 | 5.3853e-10 | 0.025933 | 1.5316e-24 | 4.2913e-06 | 9.4477e-10 | 0.068843 | 1.1568e-07 | 6.5555e-08 | 1.6114e-21 | 1.7564e-12 | 0.027568 | 0.027568 | 0.027568 | 0.028933 | 0.036531 | 0.028933 | 0.062464 | 0.036531 | 0.062468 | 0.028933 | 0.09641 | 0.027568 | 0.028933 | 0.027568 | 0.027568
886 | 158001.2276 | 15934.3956 | 5863.2804 | 67781.8501 | 37827.0733 | 15474.857 | 11993.5417 | 3087.24 | 6191.4109 | 8140.3397 | 26813.4581 | 8102.2842 | 9770.5866 | 4056.6291 | 7189.7213 | n/a | 11868.1939 | 6209.3962 | 4304.6544 | 9792.8995 | 7102.8127 | 7128.5111 | 2292.7271 | 4091.7491 | 6993.7025 | 3513.8103 | 5267.2444 | 6344.1149 | 3635.678 | 4688.1396 | 253.6921 | 235.9098 | 235.9098 | 241.0665 | 264.1333 | 207.2879 | 278.4273 | 253.3502 | 278.4273 | 225.218 | 266.2531 | 189.3578 | 243.8666 | 240.6744 | 241.176 | 177900.4235 | 9824.3516 | 4294.1412 | 76242.2094 | 33810.64 | 15059.5242 | 5830.8761 | 5184.3769 | 4672.0985 | 4453.75 | 26211.8409 | 6190.4067 | 6231.398 | 4554.9554 | 6134.5195 | 163359.4497 | 21444.3455 | 10278.2373 | 74794.0293 | 40034.805 | 21433.1369 | 12717.9872 | 7444.504 | 8758.3477 | 11138.7524 | 27681.7 | 11037.1511 | 12366.2129 | 6947.4125 | 10822.6591 | 158.3777 | 158.3777 | 158.3777 | 158.3777 | 158.3777 | 158.3777 | 158.3777 | 158.3777 | 158.3777 | 158.3777 | 172.2274 | 158.3777 | 158.3777 | 158.3777 | 158.3777 | 0.010175 | 8.0049e-08 | 2.4816e-14 | 0.00066049 | 0.0062772 | 7.3292e-09 | 0.0054351 | 1.5064e-24 | 2.8266e-07 | 2.1545e-08 | 0.012214 | 3.3897e-08 | 1.0438e-06 | 2.6479e-16 | 5.0716e-11 | 0.010175 | 0.010175 | 0.010175 | 0.010836 | 0.017113 | 0.010836 | 0.022548 | 0.017113 | 0.022548 | 0.010836 | 0.022389 | 0.010175 | 0.010837 | 0.010175 | 0.010175
887 | 158167.3924 | 16104.9695 | 6147.0624 | 67881.9012 | 37681.3396 | 15674.1301 | 11888.8906 | 3014.5562 | 6221.8886 | 8021.2169 | 26908.8705 | 8205.6282 | 10145.9857 | 4130.0543 | 7380.2369 | n/a | 9970.2376 | 4870.3335 | 3916.7433 | 8752.4198 | 9764.5409 | 7832.3222 | 1766.1831 | 4083.398 | 8388.2267 | 3180.3895 | 5186.0896 | 8387.1625 | 3321.2681 | 3961.4265 | 259.8518 | 242.1045 | 242.1045 | 249.013 | 269.8305 | 219.2663 | 282.6967 | 260.1245 | 282.6967 | 235.4054 | 269.4168 | 203.1272 | 250.9852 | 246.3932 | 246.8447 | 169776.5102 | 11047.9737 | 4375.7889 | 67653.3508 | 30461.4169 | 13228.3338 | 6393.3732 | 5189.7694 | 5342.122 | 4098.7213 | 26446.5694 | 5870.1609 | 6165.1135 | 4646.1758 | 5903.8421 | 164137.8 | 20571.0113 | 9231.6224 | 68825.8941 | 37634.4367 | 22813.0747 | 13610.3954 | 6645.0525 | 8810.22 | 12486.948 | 28544.0589 | 10876.4505 | 13739.576 | 7832.0439 | 9858.4686 | 147.5256 | 147.5256 | 147.5256 | 265.7554 | 400.9157 | 265.7554 | 400.9157 | 400.9157 | 400.9157 | 265.7554 | 147.5256 | 265.7554 | 265.7554 | 147.5256 | 147.5256 | 0.0070191 | 1.0919e-06 | 3.186e-10 | 0.023795 | 0.042791 | 4.3909e-10 | 0.00031955 | 2.916e-21 | 2.716e-07 | 1.3758e-11 | 0.0040716 | 1.4135e-07 | 3.1312e-08 | 6.2532e-20 | 4.8282e-08 | 0.0070191 | 0.0070202 | 0.0070202 | 0.030814 | 0.073605 | 0.030814 | 0.073924 | 0.073605 | 0.073924 | 0.030814 | 0.011091 | 0.0070192 | 0.030814 | 0.0070191 | 0.0070191
888 | 153492.0517 | 15865.335 | 5918.7156 | 66047.0218 | 36717.5121 | 15487.4345 | 11877.1292 | 3115.7162 | 5742.1125 | 8003.8148 | 26130.2514 | 8262.8752 | 9558.2503 | 4090.4425 | 6957.3713 | n/a | 12345.801 | 7620.7861 | 3367.7376 | 10849.8037 | 6729.4693 | 8688.156 | 2308.8519 | 4779.8564 | 9192.2014 | 4355.411 | 6765.307 | 6539.9204 | 3799.866 | 4059.6437 | 231.0829 | 214.4287 | 214.4287 | 217.5344 | 241.2942 | 182.0187 | 256.0509 | 230.1621 | 256.0509 | 200.5292 | 245.7542 | 163.5082 | 220.9615 | 219.3476 | 219.8653 | 167521.1836 | 10689.1019 | 4294.8376 | 67737.0999 | 31388.325 | 13965.7662 | 6790.717 | 5181.2575 | 5234.7142 | 4379.1027 | 24479.1948 | 5767.4975 | 6178.1218 | 4500.7103 | 6028.4736 | 158389.3944 | 20810.677 | 11861.0237 | 67724.8 | 41294.0912 | 19749.4356 | 15338.4729 | 7490.1094 | 9993.2706 | 13400.3041 | 27942.7058 | 12491.6045 | 12433.9422 | 7848.2763 | 10036.9173 | 151.1013 | 151.1013 | 151.1013 | 163.1057 | 163.1057 | 163.1057 | 163.1057 | 163.1057 | 163.1057 | 163.1057 | 151.1013 | 163.1057 | 163.1057 | 151.1013 | 151.1013 | 0.012371 | 2.9386e-07 | 1.9468e-18 | 0.016279 | 0.00074284 | 5.9099e-07 | 2.3247e-06 | 1.9744e-24 | 2.7506e-11 | 1.3997e-13 | 0.0029195 | 1.0139e-10 | 2.5886e-07 | 2.2662e-20 | 6.4025e-10 | 0.012371 | 0.012372 | 0.012372 | 0.028651 | 0.029394 | 0.028651 | 0.029396 | 0.029394 | 0.029396 | 0.028651 | 0.015291 | 0.012372 | 0.028651 | 0.012371 | 0.012371
889 | 155643.4287 | 15718.0045 | 6031.5308 | 66900.5066 | 37159.3915 | 15648.3059 | 11769.2824 | 2862.7887 | 6110.1571 | 8065.3127 | 26351.8556 | 8013.8078 | 9771.0335 | 4090.757 | 7086.0776 | n/a | 8762.4376 | 4659.0629 | 4028.2147 | 9846.8213 | 11276.1963 | 5990.4989 | 2326.2567 | 3868.3625 | 9297.7289 | 4136.2756 | 7719.7753 | 5291.4377 | 3092.7225 | 6157.938 | 248.3838 | 232.1624 | 232.1624 | 241.3539 | 256.7828 | 220.6401 | 266.2572 | 249.6355 | 266.2572 | 232.5246 | 252.2747 | 208.7556 | 241.8136 | 235.3205 | 235.653 | 175317.595 | 9726.9458 | 4134.5069 | 71546.9008 | 33192.8695 | 13625.4039 | 5923.0338 | 5147.1974 | 4838.9316 | 4069.4004 | 25857.0499 | 5954.9131 | 6723.0064 | 4673.0225 | 5853.3705 | 164673.7 | 18246.6834 | 8767.5697 | 70618.8 | 41224.2753 | 23877.1002 | 11722.3327 | 7448.3541 | 8696.3941 | 13261.7293 | 29606.1256 | 13571.0884 | 10989.3441 | 7608.345 | 11980.3085 | 66.7505 | 66.7505 | 66.7505 | 73.546 | 73.546 | 73.546 | 399.3858 | 73.546 | 399.3858 | 73.546 | 66.7505 | 73.546 | 73.546 | 66.7505 | 66.7505 | 0.00096561 | 9.281e-05 | 1.955e-09 | 0.0047443 | 0.0012139 | 2.634e-11 | 0.047226 | 1.4303e-27 | 2.2103e-07 | 4.507e-13 | 0.00035936 | 8.6969e-14 | 0.00027772 | 3.2801e-19 | 2.8015e-14 | 0.00096561 | 0.0010584 | 0.0010584 | 0.0057099 | 0.0069238 | 0.0057099 | 0.05415 | 0.0069238 | 0.05415 | 0.0057099 | 0.001325 | 0.00096561 | 0.0059876 | 0.00096561 | 0.00096561
890 | 157430.6657 | 15961.2023 | 5743.1597 | 67610.6379 | 37646.2289 | 15684.2804 | 12014.9776 | 3074.6757 | 5997.914 | 8024.218 | 26712.2389 | 8573.3832 | 9792.5022 | 4091.6454 | 7308.7015 | n/a | 11497.5957 | 4510.799 | 3518.9056 | 11578.4304 | 10328.1396 | 7085.6664 | 1780.3003 | 3399.0499 | 9816.3372 | 2510.0423 | 6586.4365 | 5532.1697 | 3769.3045 | 4424.2918 | 227.7006 | 211.5853 | 211.5853 | 215.6741 | 237.3097 | 183.7463 | 250.7281 | 227.1871 | 250.7281 | 200.5781 | 240.0699 | 166.9145 | 218.4845 | 216.0581 | 216.5289 | 172446.3405 | 9572.4733 | 4195.1035 | 71484.8163 | 31543.461 | 15215.5631 | 5745.0344 | 5075.6327 | 4771.6651 | 4652.7606 | 26207.7033 | 5826.7421 | 6455.3553 | 4585.0283 | 6319.4088 | 162352.0403 | 20255.569 | 8688.7025 | 69900.7216 | 40085.1911 | 25142.1026 | 11968.6008 | 6766.333 | 8170.7151 | 14469.0978 | 27762.9456 | 12011.5787 | 11860.725 | 8050.2328 | 10743.7006 | 148.59 | 148.59 | 148.59 | 148.59 | 148.59 | 148.59 | 376.0921 | 148.59 | 376.0921 | 148.59 | 148.59 | 148.59 | 148.59 | 148.59 | 148.59 | 0.013118 | 1.4963e-06 | 2.0987e-10 | 0.012309 | 0.0051045 | 1.2062e-12 | 0.047021 | 3.3329e-21 | 1.2469e-06 | 9.1111e-16 | 0.0093326 | 7.5025e-09 | 9.0221e-06 | 2.4671e-21 | 2.1165e-10 | 0.013118 | 0.01312 | 0.01312 | 0.025427 | 0.030531 | 0.025427 | 0.077553 | 0.030531 | 0.077554 | 0.025427 | 0.022451 | 0.013118 | 0.025436 | 0.013118 | 0.013118
891 | 151829.3073 | 15369.5981 | 5659.577 | 65396.2676 | 36359.6601 | 15561.3551 | 11596.5193 | 3028.1738 | 6045.7035 | 7914.7316 | 25867.5356 | 7976.9892 | 9765.2267 | 3996.3921 | 7091.7271 | n/a | 10542.7556 | 3822.0379 | 4817.698 | 8936.8762 | 11393.3876 | 5249.0481 | 2057.5253 | 2885.3194 | 7618.8056 | 4440.4519 | 6893.0591 | 6651.8558 | 3406.6757 | 5091.9969 | 228.6874 | 212.0782 | 212.0782 | 214.7068 | 238.9888 | 178.232 | 254.078 | 227.6057 | 254.078 | 197.1596 | 244.1096 | 159.3043 | 218.3434 | 217.1079 | 217.6373 | 172925.8577 | 10070.7601 | 4189.1676 | 69282.6362 | 32253.2736 | 14715.1756 | 4846.8474 | 5078.6161 | 4647.3152 | 4256.8641 | 26169.8286 | 5886.5232 | 6499.8865 | 4541.6186 | 6299.7381 | 155492.8 | 20529.9157 | 7947.0055 | 68309.2072 | 39370.2952 | 24751.9908 | 10378.7633 | 7085.6414 | 7532.6346 | 11546.2697 | 26484.6 | 11752.4098 | 12240.3423 | 7515.2943 | 11213.4351 | 179.4804 | 179.4804 | 179.4804 | 179.4804 | 179.4804 | 179.4804 | 381.117 | 179.4804 | 381.117 | 179.4804 | 193.42 | 179.4804 | 179.4804 | 179.4804 | 179.4804 | 0.026511 | 1.1742e-07 | 1.2589e-08 | 0.0074745 | 0.0028577 | 1.9804e-12 | 0.67566 | 2.0535e-23 | 3.375e-05 | 6.2923e-10 | 0.016989 | 4.5248e-10 | 1.692e-06 | 1.2842e-19 | 2.3513e-12 | 0.026511 | 0.026511 | 0.026511 | 0.033986 | 0.036843 | 0.033986 | 0.71251 | 0.036843 | 0.71254 | 0.033986 | 0.0435 | 0.026511 | 0.033987 | 0.026511 | 0.026511
892 | 157567.8839 | 16002.3474 | 5964.0123 | 67635.4892 | 37486.4804 | 15788.6181 | 12247.0694 | 2971.0985 | 6232.6113 | 8225.6926 | 26624.543 | 8416.1733 | 10017.6677 | 4068.5025 | 7605.2058 | n/a | 9860.7105 | 5992.4338 | 4208.8765 | 7999.5843 | 8469.4796 | 9167.8722 | 1924.6857 | 5397.3943 | 8082.6041 | 4698.8057 | 6493.8305 | 7287.544 | 3180.6264 | 5554.9684 | 210.9202 | 194.5432 | 194.5432 | 193.2799 | 222.0447 | 148.6382 | 239.9856 | 208.5105 | 239.9856 | 171.1429 | 232.6281 | 126.1336 | 198.6652 | 200.5234 | 201.1529 | 180125.1129 | 10324.3793 | 4169.0898 | 75219.771 | 33969.0193 | 13628.839 | 5744.5 | 5243.2466 | 4885.1805 | 4035.428 | 26404.7781 | 6062.4481 | 7339.8832 | 4624.1413 | 6012.0282 | 161376.7 | 20128.1897 | 10161.5237 | 72386.8617 | 38451 | 20296.5365 | 14809.7722 | 7167.9323 | 10282.5748 | 10637.35 | 29782.0838 | 12235.1786 | 13696.1272 | 7263.6677 | 10077.4145 | 165.2818 | 165.2818 | 165.2818 | 165.2818 | 165.4208 | 165.2818 | 165.4208 | 165.4208 | 165.4208 | 165.2818 | 165.2818 | 165.2818 | 165.2818 | 165.2818 | 165.2818 | 0.026253 | 2.2962e-06 | 1.5816e-13 | 0.0025927 | 0.017953 | 3.9115e-07 | 3.6703e-05 | 1.4431e-24 | 3.5855e-10 | 4.0529e-07 | 0.00043435 | 9.6617e-10 | 1.8704e-08 | 9.711e-18 | 7.4516e-08 | 0.026253 | 0.026256 | 0.026256 | 0.028846 | 0.046799 | 0.028846 | 0.046835 | 0.046799 | 0.046835 | 0.028847 | 0.026688 | 0.026254 | 0.028846 | 0.026253 | 0.026253
893 | 158772.9975 | 15854.4255 | 5834.9175 | 68150.0549 | 37953.4026 | 15757.7888 | 11774.6206 | 3009.0972 | 6143.3409 | 8344.8204 | 27082.1146 | 8155.2846 | 10263.9029 | 4099.3251 | 7362.9867 | n/a | 10759.0228 | 6360.4095 | 4244.0326 | 8668.2953 | 6612.95 | 8481.084 | 1915.0477 | 4227.8924 | 8147.7488 | 4977.6958 | 6281.0853 | 6681.8617 | 3992.0123 | 4758.7863 | 232.0571 | 215.2753 | 215.2753 | 218.1941 | 242.3995 | 181.9319 | 257.4367 | 231.0558 | 257.4367 | 200.7942 | 247.1962 | 163.0696 | 221.7458 | 220.2877 | 220.8153 | 174066.9544 | 10503.1674 | 4171.7749 | 72062.9091 | 32187.6858 | 14991.1399 | 5989.4155 | 5207.8716 | 5038.4861 | 4683.8578 | 26374.5156 | 6164.6973 | 6631.064 | 4395.9241 | 5629.7296 | 164161.2861 | 18624.0466 | 9370.2844 | 72279.817 | 39176 | 21481.7898 | 13953.0701 | 7056.5193 | 9258.6785 | 12753.2066 | 30957.5114 | 12401.8826 | 13205.4257 | 8311.3364 | 10388.5159 | 144.7872 | 144.7872 | 144.7872 | 144.7872 | 157.3998 | 144.7872 | 157.3998 | 157.3998 | 157.3998 | 144.7872 | 144.7872 | 144.7872 | 144.7872 | 144.7872 | 144.7872 | 0.010175 | 5.4789e-05 | 6.3168e-12 | 0.0038583 | 0.01457 | 1.7503e-08 | 8.2822e-05 | 1.7008e-23 | 2.0508e-08 | 4.1801e-11 | 0.00016827 | 7.1626e-11 | 4.5556e-07 | 1.6134e-22 | 2.3108e-09 | 0.010175 | 0.01023 | 0.01023 | 0.014034 | 0.028604 | 0.014034 | 0.028687 | 0.028604 | 0.028687 | 0.014034 | 0.010343 | 0.010175 | 0.014034 | 0.010175 | 0.010175
894 | 157321.8626 | 15876.9762 | 5959.1888 | 67555.757 | 37550.8883 | 15844.9691 | 11812.8438 | 2835.0661 | 5839.6816 | 8134.2023 | 26892.5229 | 8439.9528 | 10074.5903 | 4228.4955 | 7089.3576 | n/a | 10499.3869 | 4742.371 | 3429.9202 | 9340.677 | 12111.4028 | 7508.2783 | 1783.5972 | 4665.3817 | 5545.8583 | 4304.6643 | 6385.6492 | 7530.2934 | 4246.2913 | 4361.7558 | 245.7811 | 229.4274 | 229.4274 | 237.4693 | 254.5558 | 213.8303 | 265.0803 | 246.6163 | 265.0803 | 227.0321 | 251.7689 | 200.6286 | 238.5044 | 232.9356 | 233.3049 | 173286.8526 | 9960.7238 | 4358.1725 | 69416.9838 | 32454.0225 | 13728.4642 | 5715.1098 | 5054.7023 | 4786.0858 | 4138.6162 | 26676.0081 | 5916.7849 | 6220.4694 | 4665.2058 | 5939.2718 | 163917.1337 | 20418.5106 | 9100.5436 | 69828.404 | 40951.8994 | 24896.867 | 13140.6881 | 6793.6995 | 9451.4675 | 8912.4745 | 28023.5 | 12131.4341 | 13320.1627 | 8858.1971 | 10301.0276 | 124.4035 | 124.4035 | 124.4035 | 149.2009 | 149.2009 | 149.2009 | 149.2009 | 149.2009 | 149.2009 | 149.2009 | 126.9438 | 149.2009 | 149.2009 | 124.4035 | 124.4035 | 0.0046563 | 7.8235e-07 | 1.2263e-10 | 0.012403 | 0.0022252 | 4.2878e-12 | 0.00094817 | 2.6129e-24 | 8.7132e-10 | 0.00090571 | 0.0083997 | 1.8267e-09 | 1.1137e-07 | 7.5428e-24 | 4.2039e-10 | 0.0046563 | 0.0046571 | 0.0046571 | 0.017059 | 0.019284 | 0.017059 | 0.020232 | 0.019284 | 0.020232 | 0.017965 | 0.013056 | 0.0046563 | 0.017059 | 0.0046563 | 0.0046563
895 | 152286.4535 | 15274.1297 | 5709.2341 | 65574.4819 | 36533.5987 | 15395.1694 | 11607.3484 | 2891.6751 | 5889.3131 | 7895.6684 | 25922.1799 | 8079.9271 | 9731.5261 | 4137.7938 | 7083.1177 | n/a | 8401.1248 | 3786.0219 | 4538.8423 | 9078.4926 | 12260.012 | 7086.1757 | 1744.0386 | 4081.4177 | 8453.3582 | 3477.0068 | 6590.6724 | 8304.1524 | 4139.0488 | 4277.8363 | 271.0923 | 253.4644 | 253.4644 | 263.7631 | 280.1417 | 241.9515 | 290.1911 | 272.5606 | 290.1911 | 254.5573 | 274.7974 | 229.3457 | 264.1179 | 256.8142 | 257.1668 | 169618.6109 | 11134.6348 | 4256.4507 | 64248.4656 | 28018.4106 | 13822.0054 | 5882.8158 | 5035.5252 | 4654.4901 | 4242.8759 | 27431.0043 | 6123.9591 | 6874.0867 | 4581.3621 | 6023.8045 | 158028.5915 | 18289.3866 | 7992.2726 | 66865.0079 | 36705.3032 | 25834.1174 | 12968.9915 | 6779.5637 | 8735.9078 | 12531.4341 | 29372.338 | 12631.5315 | 14016.7391 | 7488.1378 | 10292.7408 | 154.0721 | 154.0721 | 154.0721 | 239.4238 | 370.2288 | 239.4238 | 370.2288 | 370.2288 | 370.2288 | 239.4238 | 154.0721 | 239.4238 | 239.4238 | 154.0721 | 154.0721 | 0.0070191 | 2.3026e-05 | 1.4794e-08 | 0.019665 | 0.035336 | 6.0072e-14 | 0.00080428 | 1.7354e-23 | 4.0228e-08 | 4.2e-12 | 0.00024781 | 1.3676e-11 | 1.032e-09 | 3.2108e-18 | 4.1853e-10 | 0.0070191 | 0.0070421 | 0.0070421 | 0.026684 | 0.06202 | 0.026684 | 0.062824 | 0.06202 | 0.062824 | 0.026684 | 0.0072669 | 0.0070191 | 0.026684 | 0.0070191 | 0.0070191
896 | 155422.6566 | 15768.2339 | 6074.4699 | 66822.5487 | 37236.7203 | 15821.4485 | 12245.1251 | 3173.0032 | 6230.0969 | 8051.4769 | 26438.0635 | 8376.2101 | 9802.3757 | 4032.7478 | 7150.223 | n/a | 11481.4703 | 5704.342 | 4149.2833 | 8287.6173 | 8983.7367 | 8756.6256 | 1539.7542 | 5258.4404 | 8159.5062 | 4271.7618 | 6456.4539 | 8631.834 | 3337.6415 | 4886.0683 | 238.6837 | 222.1909 | 222.1909 | 227.87 | 248.1429 | 198.5582 | 260.6883 | 238.6789 | 260.6883 | 214.2949 | 248.8222 | 182.8215 | 230.0487 | 226.3726 | 226.8128 | 172991.8757 | 10911.8091 | 4369.7649 | 69582.9796 | 32309.0532 | 14289.2715 | 5952.9983 | 5069.2026 | 4934.0573 | 4154.3522 | 25724.1001 | 6101.1182 | 6976.0222 | 4760.1017 | 6144.9572 | 160071.1 | 20687.3385 | 8653.3662 | 70149.2629 | 38523.2704 | 22850.1083 | 13998.624 | 6564.3568 | 9481.4977 | 12008.3584 | 27751.6027 | 12440.1721 | 14780.6562 | 7906.3432 | 9022.3905 | 163.1031 | 163.1031 | 163.1031 | 163.1031 | 163.1031 | 163.1031 | 163.1031 | 163.1031 | 163.1031 | 163.1031 | 163.1031 | 163.1031 | 163.1031 | 163.1031 | 163.1031 | 0.015042 | 2.9101e-07 | 5.8441e-09 | 0.0060232 | 0.013514 | 6.8732e-10 | 0.00033718 | 4.1291e-19 | 1.3487e-08 | 1.7609e-10 | 0.0062525 | 2.8504e-10 | 7.1149e-11 | 3.3828e-21 | 9.6263e-07 | 0.015042 | 0.015042 | 0.015042 | 0.021065 | 0.034578 | 0.021065 | 0.034916 | 0.034578 | 0.034916 | 0.021065 | 0.021294 | 0.015042 | 0.021065 | 0.015042 | 0.015042
897 | 152033.7267 | 15302.6671 | 5801.2039 | 65442.777 | 36295.0401 | 15065.1619 | 11160.3651 | 2988.7698 | 5656.8756 | 7550.7776 | 25958.359 | 8087.5496 | 9650.7638 | 4040.3456 | 7102.2282 | n/a | 8971.5298 | 5438.971 | 4651.9693 | 9117.1708 | 8784.0532 | 10162.4339 | 1511.0599 | 4363.9289 | 6682.7019 | 4432.5841 | 6762.0247 | 9562.7971 | 2939.129 | 6647.6655 | 213.6146 | 197.2876 | 197.2876 | 196.9116 | 224.4835 | 154.3946 | 241.6678 | 211.52 | 241.6678 | 175.9502 | 233.7664 | 132.839 | 201.8681 | 203.0157 | 203.6186 | 170618.3824 | 10451.7606 | 4333.4776 | 68710.0054 | 30434.3058 | 15012.4629 | 5643.0436 | 4932.5788 | 4860.9399 | 5029.2592 | 27201.6294 | 5886.8612 | 6594.4094 | 4499.246 | 6317.8065 | 157440.3 | 17950.708 | 8369.5661 | 69165.2747 | 38206.7766 | 23239.5161 | 15743.6775 | 6070.8387 | 9224.8688 | 11181.1611 | 30225.6136 | 12622.6859 | 15109.6066 | 6498.5749 | 12944.672 | 128.16 | 128.16 | 128.16 | 128.16 | 128.16 | 128.16 | 128.16 | 128.16 | 128.16 | 128.16 | 128.16 | 128.16 | 128.16 | 128.16 | 128.16 | 0.0086178 | 5.8341e-05 | 2.9466e-09 | 0.0044965 | 0.0075398 | 1.3491e-11 | 4.2411e-08 | 1.6319e-18 | 6.157e-10 | 2.6691e-10 | 7.3822e-05 | 1.5111e-11 | 7.2168e-12 | 3.0155e-14 | 1.3454e-16 | 0.0086178 | 0.0086762 | 0.0086762 | 0.013114 | 0.020654 | 0.013114 | 0.020654 | 0.020654 | 0.020654 | 0.013114 | 0.0086917 | 0.0086178 | 0.013114 | 0.0086178 | 0.0086178
898 | 151512.6817 | 15324.2635 | 5758.7579 | 65263.5244 | 36169.0302 | 15420.5643 | 11314.3031 | 2912.6046 | 5827.0688 | 8045.9523 | 25829.4581 | 8171.9811 | 9562.5388 | 4125.2119 | 7038.4614 | n/a | 8841.2229 | 5356.7806 | 3985.9618 | 11619.9463 | 10512.1794 | 7670.938 | 2419.1698 | 4601.6802 | 8782.6282 | 4532.1129 | 6478.9429 | 5506.011 | 3235.4816 | 4099.6557 | 206.8171 | 190.5687 | 190.5687 | 188.6681 | 218.0165 | 142.9204 | 236.3306 | 204.2007 | 236.3306 | 165.8933 | 229.4458 | 119.9476 | 194.3132 | 196.6733 | 197.3159 | 172089.743 | 9792.6604 | 4314.7403 | 68946.473 | 31718.8479 | 14411.1433 | 6309.8884 | 5141.223 | 5233.7664 | 4445.7394 | 26333.0663 | 6077.7848 | 6851.8399 | 4562.2301 | 6231.0001 | 155945.1 | 17650.4834 | 9582.2209 | 68736.0693 | 40645.6286 | 24727.3227 | 13813.6264 | 7386.7268 | 9793.4466 | 13102.7676 | 26616.1 | 12486.3277 | 12302.7509 | 7518.5117 | 10330.6558 | 143.3224 | 143.3224 | 143.3224 | 143.3224 | 143.3224 | 143.3224 | 143.3224 | 143.3224 | 143.3224 | 143.3224 | 154.95 | 143.3224 | 143.3224 | 143.3224 | 143.3224 | 0.01595 | 0.00013123 | 7.0987e-13 | 0.005231 | 0.00076405 | 1.1816e-12 | 2.4822e-05 | 1.5765e-26 | 1.4937e-10 | 8.3525e-13 | 0.013159 | 5.4088e-11 | 4.5614e-07 | 1.7879e-18 | 2.3176e-10 | 0.01595 | 0.016081 | 0.016081 | 0.021181 | 0.021945 | 0.021181 | 0.02197 | 0.021945 | 0.02197 | 0.021181 | 0.029109 | 0.01595 | 0.021181 | 0.01595 | 0.01595
899 | 153818.5426 | 15437.1001 | 5633.8792 | 66188.7993 | 36935.4929 | 15629.6157 | 11821.9934 | 2874.0876 | 5929.9849 | 7984.6065 | 25987.065 | 8130.4094 | 10009.4401 | 4171.7377 | 7369.5898 | n/a | 9333.3934 | 4754.804 | 4816.8133 | 8235.919 | 9605.9234 | 6827.705 | 1673.2118 | 4491.0856 | 8866.2302 | 4118.351 | 5675.7777 | 8342.2324 | 3592.9016 | 4656.3167 | 215.2569 | 198.9925 | 198.9925 | 199.2695 | 225.9206 | 158.3821 | 242.5213 | 213.3973 | 242.5213 | 179.2057 | 234.2325 | 137.5585 | 203.9028 | 204.5261 | 205.1085 | 169494.5096 | 11136.1934 | 4259.0565 | 66726.4883 | 29626.6708 | 13687.1068 | 5342.8462 | 5127.3097 | 4494.7519 | 4314.4598 | 25238.0214 | 5500.8663 | 7274.0272 | 4638.8913 | 6047.5559 | 158905.2 | 19746.1867 | 8366.8605 | 69728.0117 | 37202 | 23072.1301 | 12159.6511 | 6800.5215 | 8974.9375 | 13068.99 | 29040.6725 | 11067.444 | 15445.6596 | 8126.7929 | 10033.6726 | 137.06 | 137.06 | 137.06 | 137.06 | 282.87 | 137.06 | 282.87 | 282.87 | 282.87 | 137.06 | 137.06 | 137.06 | 137.06 | 137.06 | 137.06 | 0.011003 | 1.0183e-06 | 5.975e-10 | 0.0051746 | 0.032587 | 1.9183e-10 | 0.015831 | 7.8686e-24 | 1.7116e-08 | 6.0449e-13 | 0.00045307 | 3.5222e-08 | 1.7615e-11 | 5.9638e-21 | 1.7065e-08 | 0.011003 | 0.011004 | 0.011004 | 0.016177 | 0.048764 | 0.016177 | 0.064595 | 0.048764 | 0.064595 | 0.016177 | 0.011456 | 0.011003 | 0.016177 | 0.011003 | 0.011003
900 | 154356.0906 | 15563.6774 | 5916.0794 | 66409.4736 | 36928.5075 | 15218.1401 | 11321.2007 | 2878.8042 | 5691.8359 | 7919.588 | 26120.1329 | 8067.251 | 9531.6546 | 3922.5884 | 7235.6625 | n/a | 12133.6146 | 5660.028 | 3725.6468 | 9295.854 | 9326.5362 | 6389.3971 | 1913.6283 | 4358.3617 | 7353.4583 | 3504.6844 | 7606.562 | 7209.5672 | 4424.0847 | 5678.8138 | 222.3053 | 205.5809 | 205.5809 | 206.1196 | 233.2069 | 164.6473 | 250.0754 | 220.4816 | 250.0754 | 185.8068 | 241.3894 | 143.4877 | 210.7655 | 211.2037 | 211.7956 | 176337.2583 | 10156.2686 | 4222.3106 | 73117.421 | 33046.9993 | 14748.2828 | 5694.018 | 5155.0844 | 4972.8023 | 4439.9941 | 26920.38 | 5882.2576 | 6584.7934 | 4549.3039 | 6040.0568 | 158079.7 | 22034.2832 | 9818.1386 | 69682.364 | 39663.1496 | 23681.019 | 11648.7 | 7011.1127 | 9040.3489 | 11607.3524 | 27093.9099 | 13281.1196 | 11687.3606 | 8049.8886 | 10651.7706 | 174.5044 | 174.5044 | 174.5044 | 174.5044 | 174.5044 | 174.5044 | 174.5096 | 174.5044 | 174.5096 | 174.5044 | 174.5044 | 174.5044 | 174.5044 | 174.5044 | 174.5044 | 0.026511 | 5.5465e-09 | 8.3688e-13 | 0.0061487 | 0.0037877 | 7.8636e-12 | 0.015638 | 6.2547e-25 | 2.0511e-09 | 4.8216e-10 | 0.010105 | 5.4376e-13 | 4.9888e-06 | 5.2508e-23 | 1.9414e-10 | 0.026511 | 0.026511 | 0.026511 | 0.03266 | 0.036448 | 0.03266 | 0.052085 | 0.036448 | 0.052085 | 0.03266 | 0.036616 | 0.026511 | 0.032665 | 0.026511 | 0.026511
901 | 153900.6992 | 15589.7099 | 5967.714 | 66209.8818 | 36769.3677 | 15566.3848 | 11617.8029 | 2999.6382 | 5911.078 | 7939.7981 | 26070.5239 | 8091.7354 | 9722.5268 | 4207.455 | 7140.0704 | n/a | 9570.8337 | 5397.2933 | 4446.6695 | 11683.4891 | 11383.1932 | 8771.4644 | 1825.336 | 3728.5815 | 7791.024 | 3976.5621 | 4647.3302 | 7512.2 | 3672.4386 | 5524.6293 | 231.7073 | 214.4491 | 214.4491 | 215.6149 | 242.8039 | 174.1915 | 259.7264 | 230.038 | 259.7264 | 195.4187 | 250.3721 | 152.9643 | 220.1244 | 220.0899 | 220.6836 | 170772.4031 | 11486.4519 | 4058.1095 | 68795.9103 | 31467.6686 | 13627.0194 | 6086.3128 | 5242.9913 | 5085.269 | 3918.1708 | 22900.9581 | 5818.4455 | 6425.7955 | 4658.3621 | 6077.5281 | 159812.7 | 20648.2856 | 9287.7028 | 67844.7798 | 40312.9577 | 24049.5126 | 14219.3771 | 6683.5273 | 8275.2505 | 11482.0948 | 26672.6202 | 10465.7757 | 12949.7955 | 7934.2007 | 11386.7575 | 129.2676 | 129.2676 | 129.2676 | 165.8617 | 165.8617 | 165.8617 | 165.8617 | 165.8617 | 165.8617 | 165.8617 | 203.6501 | 165.8617 | 165.8617 | 129.2676 | 129.2676 | 0.006555 | 1.8049e-07 | 4.0863e-11 | 0.016666 | 0.001846 | 1.2274e-11 | 2.242e-05 | 1.2222e-21 | 4.2812e-07 | 1.0327e-09 | 0.017496 | 4.9207e-07 | 7.5591e-08 | 1.0126e-19 | 1.3579e-12 | 0.006555 | 0.0065552 | 0.0065552 | 0.023221 | 0.025067 | 0.023221 | 0.025089 | 0.025067 | 0.025089 | 0.023221 | 0.024051 | 0.0065555 | 0.023221 | 0.006555 | 0.006555
902 | 153036.4648 | 15446.2632 | 5784.9209 | 65845.1182 | 36796.0336 | 15177.3184 | 12058.4337 | 3007.1445 | 6309.1401 | 7756.6482 | 25969.8707 | 7580.4393 | 9813.4805 | 4055.662 | 7052.2384 | n/a | 7662.812 | 5901.0089 | 4071.693 | 9200.1657 | 8102.5979 | 6652.9031 | 2281.1533 | 4120.9459 | 7754.5938 | 3103.459 | 4968.9798 | 8401.0534 | 3131.7793 | 6196.5856 | 186.281 | 170.5435 | 170.5435 | 164.9897 | 198.0598 | 112.3236 | 218.7477 | 182.4532 | 218.7477 | 138.2742 | 214.4598 | 86.3731 | 172.1904 | 177.4395 | 178.1653 | 165836.8102 | 10334.4048 | 4429.2486 | 63508.3382 | 28952.468 | 13199.2921 | 5627.2888 | 5096.3087 | 5008.3858 | 4660.6201 | 27645.5174 | 5694.303 | 6353.8151 | 4560.8467 | 6163.2124 | 157847.2 | 15859.6 | 10281.0575 | 66068.4312 | 37912.3337 | 21301.89 | 12273.9919 | 7377.462 | 9123.1316 | 12415.214 | 30378.6764 | 10663.2828 | 13657.5685 | 7217.8322 | 12333.798 | 123.0991 | 124.4554 | 124.4554 | 262.0763 | 262.0763 | 262.0763 | 262.0763 | 262.0763 | 262.0763 | 262.0763 | 123.0991 | 262.0763 | 262.0763 | 123.0991 | 123.0991 | 0.012991 | 0.015492 | 9.963e-15 | 0.03367 | 0.015477 | 3.4983e-09 | 0.022664 | 3.2529e-25 | 1.1595e-07 | 2.4829e-12 | 5.9951e-05 | 6.0227e-09 | 7.0823e-09 | 1.2554e-17 | 2.6546e-15 | 0.012991 | 0.028483 | 0.028483 | 0.046661 | 0.062139 | 0.046661 | 0.084803 | 0.062139 | 0.084803 | 0.046661 | 0.013051 | 0.012991 | 0.046661 | 0.012991 | 0.012991
903 | 154803.5391 | 15546.7838 | 5931.5661 | 66545.2216 | 36969.8133 | 15664.839 | 11888.3625 | 3008.9047 | 6048.6008 | 8012.3357 | 26346.5611 | 8446.1658 | 9805.6195 | 3857.1872 | 7043.1421 | n/a | 11976.5487 | 6794.8324 | 4751.533 | 7395.4727 | 8767.3136 | 6740.1095 | 2160.6107 | 4143.8452 | 8513.96 | 5048.4022 | 5925.7233 | 8325.6347 | 3706.5663 | 5940.6394 | 209.0629 | 192.0098 | 192.0098 | 187.8991 | 221.3479 | 135.1233 | 242.25 | 205.5797 | 242.25 | 161.3425 | 236.3808 | 108.9041 | 194.8114 | 198.9771 | 199.7105 | 172434.5298 | 11873.5552 | 4341.7622 | 69171.8459 | 30522.76 | 14685.836 | 5473.6757 | 5184.3234 | 4510.3019 | 4592.8508 | 26397.9565 | 5522.2017 | 7261.5781 | 4756.0794 | 6068.1085 | 160809.6 | 22297.8403 | 9797.431 | 71128.7148 | 36780.6687 | 22142.3496 | 12102.7211 | 7298.8341 | 8617.2471 | 11810.7108 | 27881.1837 | 11433.225 | 15436.7128 | 8448.4457 | 11997.3479 | 115.4528 | 115.4528 | 115.4528 | 115.4528 | 332.0219 | 115.4528 | 332.0219 | 332.0219 | 332.0219 | 115.4528 | 115.4528 | 115.4528 | 115.4528 | 115.4528 | 115.4528 | 0.0063037 | 2.739e-09 | 1.1237e-12 | 0.0027435 | 0.048472 | 2.3484e-09 | 0.022547 | 8.91e-25 | 2.1243e-07 | 3.4713e-10 | 0.0044887 | 4.7292e-08 | 5.1266e-12 | 9.8606e-26 | 1.674e-14 | 0.0063037 | 0.0063037 | 0.0063037 | 0.0090472 | 0.057519 | 0.0090472 | 0.080066 | 0.057519 | 0.080066 | 0.0090472 | 0.010792 | 0.0063038 | 0.0090472 | 0.0063037 | 0.0063037
904 | 158232.3331 | 16255.4765 | 6212.7758 | 67937.8788 | 37713.1493 | 15887.9188 | 12110.0335 | 3146.6274 | 6521.9174 | 8349.7483 | 27004.8786 | 8374.9612 | 10335.3026 | 4200.8542 | 7276.472 | n/a | 13463.8533 | 5015.7234 | 3681.8806 | 7449.6967 | 8973.329 | 6768.8147 | 1719.2153 | 3809.7936 | 10279.7695 | 4751.3497 | 5487.8424 | 5856.8682 | 4095.302 | 5090.6247 | 209.7071 | 193.014 | 193.014 | 190.3283 | 221.397 | 141.6787 | 240.7946 | 206.7637 | 240.7946 | 166.0108 | 234.1914 | 117.3466 | 196.4701 | 199.4798 | 200.1605 | 173288.8564 | 10818.7439 | 4201.5096 | 70917.4795 | 33271.2565 | 14562.2745 | 5713.5725 | 5233.3325 | 4876.7033 | 4437.5651 | 24590.3395 | 6211.1936 | 7214.5583 | 4684.0874 | 6139.277 | 163648.1033 | 23495.6973 | 8473.433 | 71091.807 | 38888.2 | 23355.2036 | 12428.8872 | 6939.5477 | 8644.7969 | 14619.2346 | 27433.8892 | 11616.736 | 12921.4265 | 8419.6894 | 11229.9017 | 129.9466 | 129.9466 | 129.9466 | 129.9466 | 147.22 | 129.9466 | 177.2565 | 147.22 | 177.2565 | 129.9466 | 237.1269 | 129.9466 | 129.9466 | 129.9466 | 129.9466 | 0.0098812 | 1.7892e-09 | 5.7427e-08 | 0.0069173 | 0.015074 | 2.456e-10 | 0.017064 | 2.8041e-21 | 3.5363e-06 | 7.027e-15 | 0.023126 | 1.2903e-08 | 1.9237e-06 | 4.6327e-22 | 1.089e-11 | 0.0098812 | 0.0098812 | 0.0098813 | 0.016799 | 0.031872 | 0.016799 | 0.048936 | 0.031872 | 0.04894 | 0.016799 | 0.033007 | 0.0098812 | 0.0168 | 0.0098812 | 0.0098812
905 | 154959.3027 | 15648.6731 | 5797.4809 | 66631.9322 | 37084.4529 | 15575.975 | 11671.9304 | 2904.5848 | 5958.3152 | 8024.1871 | 26230.4593 | 8154.1639 | 9448.838 | 4004.1627 | 6788.661 | n/a | 10667.0802 | 5413.1167 | 5016.1407 | 7865.9065 | 8447.5216 | 8044.3646 | 2151.3749 | 3977.6313 | 7989.7071 | 5697.3649 | 5116.8113 | 6929.4859 | 3943.5458 | 5723.971 | 219.6122 | 203.3219 | 203.3219 | 204.6607 | 230.0266 | 166.0971 | 245.8106 | 218.1195 | 245.8106 | 185.8962 | 236.8281 | 146.298 | 208.806 | 208.5832 | 209.137 | 175523.7619 | 10714.46 | 4386.7063 | 71687.3573 | 32139.6544 | 14408.0994 | 5723.3325 | 5050.686 | 4791.6516 | 4078.9908 | 27028.8162 | 5942.2376 | 6653.2795 | 4704.9715 | 6003.2333 | 162367.8 | 19824.6363 | 8449.1192 | 73857.1371 | 38730.5 | 22163.3211 | 13315.2628 | 7161.5609 | 8280.2829 | 12019.798 | 31733.6811 | 10415.6489 | 13410.5653 | 8588.1173 | 11713.6043 | 92.0892 | 92.0892 | 92.0892 | 92.0892 | 108.0663 | 92.0892 | 108.0663 | 108.0663 | 108.0663 | 92.0892 | 92.0892 | 92.0892 | 92.0892 | 92.0892 | 92.0892 | 0.0026161 | 1.6269e-06 | 1.6972e-09 | 0.00053795 | 0.0098453 | 1.6122e-09 | 0.00036555 | 2.0755e-25 | 5.726e-07 | 1.3663e-10 | 1.2732e-05 | 9.1817e-07 | 2.3767e-09 | 7.8035e-25 | 6.8572e-15 | 0.0026161 | 0.0026178 | 0.0026178 | 0.0031541 | 0.012999 | 0.0031541 | 0.013365 | 0.012999 | 0.013366 | 0.0031541 | 0.0026289 | 0.0026171 | 0.0031541 | 0.0026161 | 0.0026161
906 | 151427.9509 | 15458.8715 | 6090.4887 | 65207.9593 | 36396.0171 | 15010.9823 | 11733.2187 | 2878.0941 | 5991.2385 | 7562.496 | 25717.2903 | 8105.6495 | 9603.304 | 3867.2897 | 7025.943 | n/a | 9587.4829 | 5274.0665 | 5246.3462 | 8936.4532 | 10635.7216 | 7455.1052 | 2130.454 | 4059.6092 | 8657.7262 | 4351.1469 | 7240.3411 | 5746.8169 | 4029.6857 | 4687.7313 | 226.0906 | 209.5083 | 209.5083 | 211.5437 | 236.523 | 173.8026 | 252.0556 | 224.8055 | 252.0556 | 193.2864 | 242.4809 | 154.3189 | 215.4494 | 214.6858 | 215.2308 | 176067.6591 | 11079.5037 | 4475.5874 | 72484.2092 | 29796.939 | 14342.8867 | 5434.6494 | 5070.4834 | 4595.8899 | 4153.231 | 26548.5055 | 6336.322 | 7577.9998 | 4620.4614 | 6133.6856 | 155104.6 | 17832.7358 | 8100.6677 | 72843.2151 | 37319.6 | 24019.9083 | 12641.2546 | 7171.9373 | 8578.2991 | 12106.6573 | 27516.8512 | 13322.2631 | 13169.2192 | 8266.5471 | 10457.7169 | 176.4981 | 176.4981 | 176.4981 | 176.4981 | 177.4811 | 176.4981 | 177.4811 | 177.4811 | 177.4811 | 176.4981 | 176.4981 | 176.4981 | 176.4981 | 176.4981 | 176.4981 | 0.025998 | 0.0001227 | 2.0525e-07 | 0.00037662 | 0.018158 | 1.3521e-12 | 0.0030726 | 7.9366e-26 | 1.735e-07 | 2.4549e-12 | 0.0028511 | 6.0446e-13 | 1.5885e-08 | 1.0845e-24 | 1.003e-10 | 0.025998 | 0.026121 | 0.026121 | 0.026375 | 0.044533 | 0.026375 | 0.047606 | 0.044533 | 0.047606 | 0.026375 | 0.028849 | 0.025998 | 0.026375 | 0.025998 | 0.025998
907 | 155440.7842 | 15980.351 | 5790.4617 | 66824.4012 | 37247.9352 | 15784.1938 | 11844.6773 | 2907.7321 | 5871.2577 | 8254.2307 | 26357.9838 | 8229.6944 | 9956.6807 | 4001.1775 | 7293.5677 | n/a | 10029.1041 | 4589.8167 | 4481.6303 | 6960.4368 | 9865.9195 | 9452.0095 | 1524.5853 | 4315.2724 | 8300.5173 | 4779.2785 | 5779.956 | 5882.4087 | 3655.2616 | 4198.0244 | 237.0262 | 220.0991 | 220.0991 | 223.8261 | 247.2618 | 189.0121 | 261.8072 | 236.2891 | 261.8072 | 207.2576 | 250.9761 | 170.7667 | 227.0432 | 224.9475 | 225.4579 | 175266.3543 | 10129.7543 | 4119.0219 | 69487.1205 | 33110.0852 | 13171.3967 | 5554.5002 | 5059.2235 | 4816.3134 | 3760.5558 | 29328.5645 | 6031.5535 | 6516.2582 | 4666.6107 | 6202.0843 | 161750 | 19334.9584 | 8708.8386 | 71162.5961 | 38327.4673 | 22896.2162 | 15188.1551 | 6583.8088 | 9110.2858 | 11987.6731 | 30257.9443 | 11743.8096 | 12177.567 | 8293.3723 | 8823.175 | 124.6325 | 124.6325 | 124.6325 | 124.6325 | 172.3434 | 124.6325 | 172.3434 | 172.3434 | 172.3434 | 124.6325 | 124.6325 | 124.6325 | 124.6325 | 124.6325 | 124.6325 | 0.005287 | 1.4285e-05 | 2.9323e-10 | 0.0032293 | 0.016168 | 5.3369e-10 | 3.161e-06 | 3.2629e-22 | 5.7949e-09 | 8.1186e-10 | 0.00013941 | 2.7341e-09 | 5.6424e-06 | 2.064e-23 | 7.9293e-06 | 0.005287 | 0.0053013 | 0.0053013 | 0.0085163 | 0.024684 | 0.0085163 | 0.024687 | 0.024684 | 0.024687 | 0.0085163 | 0.0054264 | 0.005287 | 0.0085219 | 0.005287 | 0.005295
908 | 151137.226 | 15198.0571 | 5729.1656 | 65140.237 | 36271.776 | 15205.8085 | 11613.485 | 2981.6103 | 5954.5146 | 7688.1231 | 25849.6345 | 8175.6369 | 9668.9937 | 3856.1241 | 6849.7757 | n/a | 12913.8509 | 5790.2384 | 4077.6075 | 9617.7686 | 7656.9975 | 9514.7641 | 1701.2866 | 4226.0204 | 9716.194 | 4578.6119 | 4872.8714 | 7180.9974 | 3389.8129 | 4634.7001 | 230.399 | 213.3937 | 213.3937 | 215.0946 | 241.1945 | 175.5209 | 257.4304 | 228.9465 | 257.4304 | 195.8869 | 247.8591 | 155.155 | 219.2803 | 218.8056 | 219.3752 | 170688.6401 | 10409.4197 | 4066.5521 | 68654.5005 | 32021.633 | 13011.3563 | 6100.9811 | 5113.617 | 5074.9793 | 4119.7878 | 26019.3737 | 5512.568 | 5844.8465 | 4690.6303 | 6265.9935 | 157511.8 | 22542.5706 | 9835.2905 | 67897.4766 | 38437.1929 | 20031.6538 | 15605.1452 | 6720.7037 | 9295.5997 | 13199.2818 | 27444.677 | 10385.4394 | 12386.3439 | 8007.9432 | 10563.0936 | 115.75 | 115.75 | 115.75 | 115.75 | 115.75 | 115.75 | 115.75 | 115.75 | 115.75 | 115.75 | 115.75 | 115.75 | 115.75 | 115.75 | 115.75 | 0.0045218 | 4.2209e-10 | 9.7301e-14 | 0.0081885 | 0.0060129 | 1.0952e-07 | 4.0181e-07 | 4.7355e-22 | 4.4357e-09 | 2.6524e-14 | 0.0039266 | 1.2076e-06 | 5.676e-07 | 1.7249e-23 | 1.1436e-11 | 0.0045218 | 0.0045218 | 0.0045218 | 0.01271 | 0.018723 | 0.01271 | 0.018724 | 0.018723 | 0.018724 | 0.01271 | 0.0084484 | 0.0045231 | 0.012711 | 0.0045218 | 0.0045218
909 | 157110.6818 | 15987.6886 | 6013.3443 | 67463.4093 | 37627.5688 | 15577.8104 | 11839.3904 | 3152.5308 | 6085.184 | 8063.2574 | 26401.2933 | 8047.1111 | 10035.2359 | 4063.3068 | 7281.8168 | n/a | 8832.5037 | 6171.7229 | 3693.2185 | 10321.6522 | 9902.9292 | 7405.4298 | 2281.5893 | 5061.4409 | 8472.0758 | 4175.3374 | 4901.6231 | 8488.1323 | 3804.2696 | 4828.1496 | 253.5629 | 235.6078 | 235.6078 | 240.128 | 264.2778 | 204.4758 | 279.2562 | 252.9785 | 279.2562 | 223.2644 | 267.4038 | 185.6873 | 243.2758 | 240.6005 | 241.1261 | 171176.1287 | 10739.4855 | 4243.8248 | 68685.2532 | 29496.2067 | 14734.1042 | 5912.2712 | 5098.9651 | 4956.0008 | 4499.8728 | 26212.5402 | 6086.8483 | 6628.2109 | 4705.9578 | 5937.7811 | 161639.6 | 19441.2892 | 10415.5477 | 69951.8717 | 38442.7589 | 24585.7334 | 13218.001 | 7367.5544 | 9969.0417 | 12920.6486 | 27190.5 | 10988.4714 | 14333.7432 | 8281.2273 | 10757.0307 | 177.3177 | 177.3177 | 177.3177 | 177.3177 | 225.4028 | 177.3177 | 225.4028 | 225.4028 | 225.4028 | 177.3177 | 182.7932 | 177.3177 | 177.3177 | 177.3177 | 177.3177 | 0.016748 | 1.1321e-05 | 5.4548e-14 | 0.011143 | 0.020463 | 3.2447e-12 | 0.00082801 | 2.2813e-23 | 4.9756e-10 | 2.3126e-12 | 0.013449 | 2.9828e-08 | 1.6601e-09 | 9.9829e-23 | 1.5779e-10 | 0.016748 | 0.01676 | 0.01676 | 0.027891 | 0.048354 | 0.027891 | 0.049182 | 0.048354 | 0.049182 | 0.027891 | 0.030197 | 0.016748 | 0.027891 | 0.016748 | 0.016748
910 | 159180.1855 | 15696.8551 | 5752.4207 | 68290.0842 | 37900.9149 | 15750.15 | 12035.0274 | 3011.876 | 6012.9985 | 7854.9313 | 26963.1458 | 8411.5937 | 10090.6344 | 4046.287 | 7254.54 | n/a | 11647.7542 | 5745.3502 | 4611.8582 | 10126.9749 | 10542.5646 | 8744.7653 | 1313.0451 | 4301.2847 | 8774.0767 | 4537.5424 | 4845.9928 | 4992.9294 | 3951.5942 | 4391.5884 | 231.7472 | 214.8065 | 214.8065 | 217.0897 | 242.354 | 178.9914 | 258.0604 | 230.5053 | 258.0604 | 198.6933 | 248.1482 | 159.2895 | 220.9846 | 220.042 | 220.5931 | 175387.7751 | 10127.733 | 4268.5902 | 73720.5998 | 34079.4984 | 14268.5121 | 5877.7404 | 5138.2434 | 4946.8849 | 4069.2116 | 26511.3251 | 6334.5365 | 7067.8805 | 4681.707 | 6095.6761 | 163020.2 | 20775.3108 | 9013.764 | 73691.8409 | 43475.6733 | 22613.795 | 14515.3056 | 6390.2885 | 9241.9696 | 11827.4882 | 29582.3675 | 11124.7293 | 11583.6747 | 8437.8012 | 9295.8828 | 181.9159 | 181.9159 | 181.9159 | 181.9159 | 181.9159 | 181.9159 | 181.9159 | 181.9159 | 181.9159 | 181.9159 | 181.9159 | 181.9159 | 181.9159 | 181.9159 | 181.9159 | 0.026511 | 1.8714e-07 | 2.7385e-11 | 0.0018007 | 0.0003606 | 9.6407e-10 | 4.0814e-05 | 5.9757e-20 | 8.7862e-09 | 1.0078e-10 | 0.0009964 | 1.5846e-07 | 0.00011046 | 1.1649e-23 | 4.3634e-07 | 0.026511 | 0.026511 | 0.026511 | 0.028312 | 0.028672 | 0.028312 | 0.028713 | 0.028672 | 0.028713 | 0.028312 | 0.027508 | 0.026511 | 0.028422 | 0.026511 | 0.026512
911 | 157840.1059 | 15808.8192 | 5779.8223 | 67774.321 | 37776.1997 | 15825.2489 | 11976.43 | 3109.0038 | 5771.2718 | 8108.5502 | 26894.0449 | 8241.3635 | 9811.1963 | 4315.1411 | 7236.9004 | n/a | 11077.7484 | 5883.3837 | 4864.0522 | 8665.2615 | 8325.785 | 8654.2622 | 1659.3824 | 3613.702 | 8303.7059 | 4425.6499 | 6142.9019 | 8115.2349 | 3474.5792 | 5873.1274 | 233.4229 | 217 | 217 | 221.5309 | 243.1241 | 189.8131 | 256.5094 | 233.0265 | 256.5094 | 206.6033 | 245.4143 | 173.0228 | 224.2251 | 221.4618 | 221.9314 | 169729.8779 | 9558.0811 | 4352.5829 | 69789.3511 | 33091.0133 | 14454.5809 | 5723.5292 | 5135.9964 | 4915.9919 | 4803.9572 | 24851.4781 | 5531.1355 | 6382.5572 | 4584.7715 | 5831.3346 | 161647.6 | 20356.1295 | 10235.9666 | 73581.2033 | 41254.3747 | 22585.7659 | 14336.5914 | 6750.4788 | 8529.6939 | 12965.0632 | 27583 | 11622.0373 | 14465.2922 | 6976.5008 | 11662.462 | 183.2366 | 183.2366 | 183.2366 | 183.2366 | 183.2366 | 183.2366 | 183.2366 | 183.2366 | 183.2366 | 183.2366 | 183.237 | 183.2366 | 183.2366 | 183.2366 | 183.2366 | 0.026511 | 7.3606e-07 | 1.2599e-14 | 0.0013733 | 0.0021201 | 1.3587e-09 | 5.5254e-05 | 9.7612e-21 | 4.6874e-08 | 2.6484e-12 | 0.015869 | 5.2519e-09 | 2.6817e-10 | 2.0652e-14 | 6.8923e-13 | 0.026511 | 0.026512 | 0.026512 | 0.027884 | 0.030005 | 0.027884 | 0.03006 | 0.030005 | 0.03006 | 0.027884 | 0.04238 | 0.026511 | 0.027884 | 0.026511 | 0.026511
912 | 155405.2605 | 15753.8955 | 6054.1032 | 66816.2362 | 37121.1895 | 15572.3753 | 11903.4976 | 3026.9407 | 6161.3185 | 8094.6191 | 26333.7286 | 8200.9502 | 9497.6053 | 4186.2341 | 6838.5198 | n/a | 11938.586 | 7015.0223 | 3099.483 | 9511.7784 | 9800.7244 | 5053.9423 | 2286.0269 | 3973.5522 | 7763.58 | 5482.9443 | 6495.1807 | 6087.1234 | 2252.8135 | 6575.5358 | 229.1796 | 212.6729 | 212.6729 | 215.789 | 239.291 | 180.6731 | 253.8869 | 228.2801 | 253.8869 | 198.9819 | 243.657 | 162.3643 | 219.1681 | 217.5382 | 218.0503 | 174927.0763 | 10420.1113 | 4343.8286 | 73201.5954 | 30821.7656 | 14730.6926 | 5713.2392 | 5163.4376 | 4783.4346 | 4609.5331 | 25710.9238 | 6151.3731 | 6465.1861 | 4794.6297 | 5979.9387 | 161495.7 | 22025.7973 | 11358.851 | 69302.4249 | 38712.5342 | 22527.0073 | 10767.1815 | 6110.1547 | 8756.9869 | 11721.4131 | 30163.6681 | 12633.1538 | 11643.8095 | 6575.1399 | 12541.8745 | 125.2344 | 125.2344 | 125.2344 | 125.2344 | 125.2344 | 125.2344 | 380.8303 | 125.2344 | 380.8303 | 125.2344 | 125.2344 | 125.2344 | 125.2344 | 125.2344 | 125.2344 | 0.0060621 | 1.087e-08 | 2.3934e-16 | 0.011024 | 0.010338 | 6.2566e-10 | 0.53389 | 2.5889e-18 | 2.3383e-07 | 9.5865e-10 | 0.0001537 | 3.3267e-11 | 5.0265e-06 | 1.6778e-13 | 8.4884e-17 | 0.0060621 | 0.0060621 | 0.0060621 | 0.017086 | 0.027425 | 0.017086 | 0.56132 | 0.027425 | 0.56132 | 0.017086 | 0.0062158 | 0.0060621 | 0.017091 | 0.0060621 | 0.0060621
913 | 154490.222 | 15755.9662 | 5749.1726 | 66450.88 | 36991.4283 | 15703.275 | 11750.8998 | 2864.6086 | 5792.5929 | 7957.1752 | 26393.9078 | 8144.2289 | 10233.5626 | 4072.6942 | 7281.4003 | n/a | 11783.0647 | 5293.5258 | 4354.3656 | 9445.363 | 9240.6433 | 8454.9068 | 1795.5366 | 4251.266 | 6967.6583 | 3378.42 | 6337.4391 | 7406.0732 | 2535.2048 | 5120.258 | 207.8869 | 191.8793 | 191.8793 | 191.1011 | 218.6458 | 148.4943 | 235.8192 | 205.6905 | 235.8192 | 170.0362 | 228.3349 | 126.9523 | 196.1518 | 197.6037 | 198.2063 | 172875.3058 | 11152.8606 | 4222.0141 | 70919.7892 | 31707.0902 | 13577.6304 | 6581.3541 | 5074.08 | 5314.9795 | 4225.7172 | 25916.882 | 6128.2726 | 7019.8861 | 4539.4196 | 6248.0447 | 162160.9 | 22737.9253 | 9467.1399 | 70079.051 | 40173.9531 | 21472.2737 | 14910.3609 | 6856.6166 | 9560.0455 | 10563.4755 | 27617.9 | 11749.6117 | 12784.0555 | 6660.8244 | 11326.3027 | 81.5227 | 81.5227 | 81.5227 | 81.5227 | 81.5227 | 81.5227 | 81.5227 | 81.5227 | 81.5227 | 81.5227 | 100.5764 | 81.5227 | 81.5227 | 81.5227 | 81.5227 | 0.0021729 | 1.9511e-09 | 1.359e-12 | 0.0049397 | 0.0025752 | 1.4842e-08 | 4.9583e-06 | 2.8891e-24 | 3.5261e-10 | 1.0597e-07 | 0.0071069 | 1.4861e-09 | 2.0009e-06 | 8.8143e-15 | 6.6484e-12 | 0.0021729 | 0.0021729 | 0.0021729 | 0.0071126 | 0.0096878 | 0.0071126 | 0.0096927 | 0.0096878 | 0.0096927 | 0.0071127 | 0.0092798 | 0.0021729 | 0.0071146 | 0.0021729 | 0.0021729
914 | 155735.4022 | 15875.8622 | 5898.9148 | 66939.9028 | 37334.7804 | 15289.4257 | 11654.2721 | 3135.6159 | 5731.1083 | 7905.9259 | 26432.7298 | 8344.1708 | 9833.2721 | 3965.2249 | 6982.307 | n/a | 10496.8594 | 4581.4804 | 3114.5953 | 9217.0439 | 10804.8303 | 7764.6874 | 1562.2809 | 5161.6615 | 7856.6445 | 3447.1571 | 5397.6984 | 5691.8997 | 3367.7639 | 5653.0926 | 220.1194 | 203.0114 | 203.0114 | 201.6348 | 231.7547 | 154.8726 | 250.5415 | 217.5823 | 250.5415 | 178.4384 | 242.8921 | 131.3067 | 207.287 | 209.2736 | 209.9328 | 170001.4887 | 10043.7743 | 4114.8051 | 67244.712 | 29900.2701 | 13298.9273 | 6016.54 | 5087.8554 | 5029.9912 | 3922.5427 | 25629.6007 | 5653.7644 | 7592.6379 | 4649.0252 | 6200.9337 | 160588.2 | 20117.3337 | 8696.2855 | 68181.1 | 38400.5141 | 23526.1504 | 13742.6274 | 6475.9363 | 10153.0527 | 11452.5873 | 27229.4 | 10800.4555 | 13200.1375 | 7611.089 | 11842.2262 | 146.3524 | 146.3524 | 146.3524 | 193.6 | 193.6 | 193.6 | 193.6 | 193.6 | 193.6 | 193.6 | 165.15 | 193.6 | 193.6 | 146.3524 | 146.3524 | 0.013247 | 1.608e-06 | 9.0009e-10 | 0.020418 | 0.016397 | 1.5753e-11 | 0.0001007 | 4.698e-19 | 1.1348e-11 | 9.3799e-10 | 0.013321 | 4.7367e-07 | 4.9954e-08 | 2.1879e-20 | 2.2561e-14 | 0.013247 | 0.013249 | 0.013249 | 0.033665 | 0.050062 | 0.033665 | 0.050163 | 0.050062 | 0.050163 | 0.033665 | 0.026568 | 0.013248 | 0.033665 | 0.013247 | 0.013247
915 | 154135.6662 | 15715.3601 | 5899.1042 | 66316.224 | 36873.1839 | 15525.2212 | 11895.89 | 2977.68 | 6166.8379 | 8069.9935 | 26199.0554 | 8231.8489 | 9761.689 | 3950.6399 | 6863.2236 | n/a | 8733.6959 | 5484.9488 | 3930.2219 | 6816.7718 | 9735.2518 | 6604.0064 | 2146.5712 | 5508.2714 | 7521.2064 | 4128.9879 | 5963.1637 | 7570.3384 | 3424.6107 | 4573.354 | 199.1408 | 183.408 | 183.408 | 181.2729 | 210.0588 | 136.3135 | 228.0259 | 196.5048 | 228.0259 | 158.8511 | 221.5486 | 113.7758 | 186.8765 | 189.397 | 190.0274 | 175039.2402 | 10870.7685 | 4299.1157 | 69460.8324 | 32041.6879 | 13337.4702 | 5727.377 | 5196.6124 | 4725.7673 | 3593.5606 | 27092.6045 | 6065.1344 | 6130.3696 | 4558.1097 | 6019.8023 | 161109.9 | 18293.7644 | 8614.2646 | 68663.3182 | 38092.8 | 21949.122 | 12053.9 | 7331.9836 | 9956.5553 | 10886.567 | 28869.516 | 11988.0981 | 13656.308 | 7898.6203 | 8991.4799 | 91.0301 | 91.0301 | 91.0301 | 109.2103 | 133.73 | 109.2103 | 247.3 | 133.73 | 247.3 | 109.2103 | 91.0301 | 109.2103 | 109.2103 | 91.0301 | 91.0301 | 0.0033729 | 8.2169e-05 | 1.5222e-09 | 0.011706 | 0.014171 | 2.3236e-09 | 0.026444 | 2.3408e-25 | 9.7483e-10 | 4.5813e-08 | 0.00082784 | 8.7545e-10 | 5.3134e-09 | 5.8024e-22 | 1.3657e-07 | 0.0033729 | 0.003455 | 0.003455 | 0.015079 | 0.02925 | 0.015079 | 0.055693 | 0.02925 | 0.055693 | 0.015079 | 0.0042007 | 0.0033729 | 0.015079 | 0.0033729 | 0.003373
916 | 154053.5898 | 15407.9814 | 5688.2352 | 66263.3583 | 36809.5921 | 15382.0252 | 11716.3277 | 2990.9525 | 6005.9795 | 7997.8501 | 26184.1487 | 7913.411 | 9677.1667 | 4036.8953 | 6916.2284 | n/a | 11369.5641 | 5259.7571 | 3082.2518 | 9606.4481 | 11289.2098 | 9533.8087 | 2231.0118 | 4461.6272 | 6551.6019 | 4023.2724 | 5622.4515 | 6358.7792 | 3426.6872 | 5066.0465 | 230.3498 | 213.7308 | 213.7308 | 216.7649 | 240.5559 | 181.1778 | 255.3331 | 229.4083 | 255.3331 | 199.714 | 245.0998 | 162.6415 | 220.2151 | 218.6565 | 219.175 | 169242.0963 | 10281.3434 | 4340.8084 | 69223.9697 | 31157.0604 | 14652.6261 | 5617.0141 | 5148.1399 | 5102.8225 | 4448.9901 | 25165.8204 | 5885.1137 | 6647.312 | 4642.8381 | 6123.4877 | 160283.8 | 21392.4075 | 9550.7655 | 69660.3299 | 38596.4169 | 25779.1359 | 15137.0312 | 7334.5517 | 9564.4498 | 10849.292 | 27196.2928 | 11496.1652 | 12983.0912 | 7550.7252 | 11153.8342 | 121.62 | 121.62 | 121.62 | 121.62 | 121.62 | 121.62 | 121.62 | 121.62 | 121.62 | 121.62 | 135.8701 | 121.62 | 121.62 | 121.62 | 121.62 | 0.0053914 | 1.575e-08 | 4.0198e-13 | 0.0056669 | 0.0086122 | 6.5437e-14 | 2.2836e-06 | 3.3821e-25 | 1.8214e-09 | 3.4172e-08 | 0.0095812 | 1.0054e-09 | 5.151e-08 | 2.0315e-19 | 6.5717e-13 | 0.0053914 | 0.0053914 | 0.0053914 | 0.011058 | 0.01967 | 0.011058 | 0.019673 | 0.01967 | 0.019673 | 0.011058 | 0.014973 | 0.0053914 | 0.011058 | 0.0053914 | 0.0053914
917 | 151295.2135 | 15170.5442 | 5747.4592 | 65185.0944 | 36283.2819 | 15057.6638 | 11415.4257 | 3082.4611 | 5852.6061 | 7744.9938 | 25900.6266 | 8062.2727 | 9602.634 | 4002.0347 | 6996.2189 | n/a | 9137.473 | 5922.0103 | 4314.9952 | 9027.8624 | 10037.9592 | 9752.5418 | 1897.1486 | 4255.9214 | 7162.3345 | 4757.5026 | 5365.9447 | 8577.1133 | 3231.2654 | 4810.2775 | 220.4167 | 204.1857 | 204.1857 | 205.944 | 230.6868 | 168.4757 | 246.0762 | 219.0773 | 246.0762 | 187.7799 | 236.8544 | 149.1714 | 209.8761 | 209.3155 | 209.8555 | 180044.6647 | 10410.9183 | 4045.8566 | 74999.2436 | 35456.6056 | 14079.1618 | 5545.9302 | 5071.7329 | 5046.3331 | 3899.9987 | 26650.1475 | 6352.1897 | 6779.3114 | 4692.4504 | 6026.6321 | 157890.8 | 17987.7913 | 8775.467 | 72952.8384 | 42073.371 | 22337.7693 | 15054.175 | 6951.1815 | 9234.7546 | 9495.7815 | 29779.0502 | 11505.3344 | 14828.3246 | 4972.0066 | 9401.4579 | 106.1292 | 106.1292 | 106.1292 | 106.1292 | 106.1292 | 106.1292 | 106.1292 | 106.1292 | 106.1292 | 106.1292 | 106.1292 | 106.1292 | 106.1292 | 106.1292 | 106.1292 | 0.0039437 | 3.5989e-05 | 1.2403e-10 | 0.00034579 | 0.00024117 | 1.4328e-10 | 9.2868e-07 | 4.5616e-22 | 2.7557e-09 | 5.5738e-06 | 0.00013012 | 2.7284e-09 | 1.6875e-11 | 5.0643e-07 | 3.4933e-08 | 0.0039437 | 0.0039796 | 0.0039796 | 0.0042895 | 0.0045306 | 0.0042895 | 0.0045315 | 0.0045306 | 0.0045316 | 0.004295 | 0.0040738 | 0.0039437 | 0.0042895 | 0.0039442 | 0.0039437
918 | 150379.2327 | 15004.744 | 5646.2357 | 64820.5883 | 36066.257 | 14861.6908 | 11542.4558 | 2988.6859 | 6086.2665 | 7760.4129 | 25790.5248 | 7539.6248 | 9704.7615 | 3977.3531 | 7009.8511 | n/a | 12063.2519 | 4258.2446 | 3838.0001 | 10401.8642 | 10614.5556 | 7549.4261 | 1247.6797 | 3626.9406 | 4683.8595 | 4592.746 | 5603.8036 | 7316.6621 | 3021.1959 | 5347.7465 | 252.286 | 234.6401 | 234.6401 | 239.9 | 262.6114 | 206.7016 | 276.6824 | 251.9965 | 276.6824 | 224.352 | 264.51 | 189.0513 | 242.6121 | 239.3304 | 239.8242 | 175328.3012 | 10548.1798 | 4262.8043 | 72436.4408 | 31682.1209 | 14020.1562 | 6629.2506 | 5244.0847 | 5199.8654 | 4334.9931 | 26403.2713 | 5732.3787 | 7058.6916 | 4700.1402 | 5818.2506 | 155852.6 | 22101.4317 | 8506.8488 | 67876.5102 | 37317.9 | 21611.0657 | 12717.0646 | 5138.5914 | 7725.4939 | 8995.2526 | 28705.2173 | 9683.0093 | 13997.5541 | 7571.3362 | 11097.1971 | 148.2537 | 148.2537 | 148.2537 | 148.2537 | 160.8766 | 148.2537 | 160.8766 | 160.8766 | 160.8766 | 148.2537 | 148.2537 | 148.2537 | 148.2537 | 148.2537 | 148.2537 | 0.0079698 | 6.2507e-10 | 2.6544e-10 | 0.006715 | 0.013447 | 4.6278e-10 | 0.0013554 | 1.4567e-13 | 1.7389e-05 | 7.6064e-05 | 0.00053907 | 7.0107e-07 | 9.5355e-10 | 4.4961e-20 | 2.1785e-12 | 0.0079698 | 0.0079698 | 0.0079698 | 0.014685 | 0.028132 | 0.014685 | 0.029487 | 0.028132 | 0.029505 | 0.014761 | 0.0085089 | 0.0079705 | 0.014685 | 0.0079698 | 0.0079698
919 | 155232.3575 | 15825.0916 | 5792.237 | 66704.5878 | 37077.0382 | 15738.0451 | 11717.9015 | 3020.3321 | 6088.7982 | 8027.7253 | 26373.2159 | 8395.1875 | 9680.9328 | 4047.8984 | 7125.0637 | n/a | 4674.4457 | 4916.0632 | 5677.8815 | 9703.726 | 9967.523 | 6666.8353 | 1740.3654 | 4719.9084 | 7491.6776 | 4047.9224 | 6160.9391 | 7181.7028 | 4018.1404 | 4798.7179 | 250.8209 | 233.3723 | 233.3723 | 238.9321 | 260.9409 | 206.9122 | 274.5696 | 250.6596 | 274.5696 | 224.0078 | 262.3033 | 189.8166 | 241.4464 | 237.9152 | 238.3934 | 170043.3308 | 10613.1243 | 4354.9441 | 66290.1893 | 32739.3585 | 13603.4736 | 6045.3961 | 5127.3687 | 5072.4117 | 4076.8162 | 26882.6147 | 5517.8264 | 6586.0993 | 4591.4289 | 5847.3003 | 162189.6 | 15223.1699 | 9206.6073 | 68739.5708 | 40736.7844 | 23467.9966 | 12712.2314 | 6482.9341 | 9792.3201 | 11489.9939 | 29334.8372 | 11654.2655 | 12967.2022 | 8597.9693 | 10140.5182 | 116.24 | 350.0585 | 350.0585 | 161.1631 | 161.1631 | 161.1631 | 161.1631 | 161.1631 | 161.1631 | 161.1631 | 116.24 | 161.1631 | 161.1631 | 116.24 | 116.24 | 0.0035073 | 0.13363 | 1.1726e-11 | 0.013755 | 0.0017124 | 1.054e-10 | 0.0023913 | 2.4197e-20 | 1.1649e-09 | 1.8445e-09 | 0.00055425 | 1.2349e-08 | 5.6118e-08 | 2.0029e-24 | 1.4044e-09 | 0.0035073 | 0.13714 | 0.13714 | 0.017262 | 0.018974 | 0.017262 | 0.021366 | 0.018974 | 0.021366 | 0.017262 | 0.0040616 | 0.0035073 | 0.017262 | 0.0035073 | 0.0035073
920 | 154301.8799 | 15402.3368 | 5907.2941 | 66374.128 | 36878.5374 | 15640.7366 | 11920.8965 | 3049.5189 | 6178.2368 | 8059.9771 | 26434.0108 | 8216.393 | 9955.1961 | 4061.1162 | 7111.6828 | n/a | 8521.9667 | 6471.5673 | 3563.4459 | 8210.0108 | 8722.5 | 7112.9222 | 2068.3568 | 5677.2792 | 7872.096 | 3832.3272 | 5852.1843 | 5799.899 | 3152.4598 | 5345.6903 | 249.6978 | 233.0162 | 233.0162 | 240.9517 | 258.7156 | 216.2365 | 269.6637 | 250.4565 | 269.6637 | 229.9696 | 256.2569 | 202.5034 | 242.1325 | 236.6656 | 237.0497 | 176797.076 | 11804.2305 | 4254.1838 | 69787.8126 | 32574.2277 | 13783.2 | 6322.4968 | 5198.1772 | 5138.694 | 4286.7171 | 26910.0166 | 5845.0335 | 6152.1467 | 4779.4613 | 6255.0753 | 160710.9 | 19181.8973 | 10717.8511 | 69025.8 | 38362.4 | 21509.8 | 13435.419 | 7112.6341 | 10815.9732 | 11465.2131 | 27506.684 | 11394.9179 | 11711.9458 | 7628.6212 | 11581.8656 | 127.8103 | 127.8103 | 127.8103 | 128.96 | 137.3856 | 128.96 | 137.3856 | 137.3856 | 137.3856 | 128.96 | 134.7814 | 128.96 | 128.96 | 127.8103 | 127.8103 | 0.0048419 | 3.6909e-06 | 2.4613e-15 | 0.01007 | 0.011253 | 1.0838e-08 | 0.00057995 | 2.7038e-23 | 2.0533e-11 | 2.601e-09 | 0.0088936 | 1.3018e-08 | 3.5718e-05 | 1.4106e-19 | 3.4586e-13 | 0.0048419 | 0.0048456 | 0.0048456 | 0.014912 | 0.026165 | 0.014912 | 0.026745 | 0.026165 | 0.026745 | 0.014912 | 0.013735 | 0.0048419 | 0.014948 | 0.0048419 | 0.0048419
921 | 154620.452 | 16077.5822 | 6177.9087 | 66502.1374 | 36943.1434 | 15456.3514 | 11794.4947 | 2976.1086 | 6120.7222 | 8041.7864 | 26433.795 | 8356.7686 | 9815.3957 | 4148.9603 | 7034.182 | n/a | 8250.5862 | 5190.6471 | 3636.1216 | 10177.99 | 9865.5408 | 6851.1459 | 1876.0893 | 2942.5081 | 7753.5576 | 3519.8177 | 7703.2818 | 7628.1567 | 3908.5441 | 5691.7247 | 244.3474 | 227.9515 | 227.9515 | 235.467 | 253.282 | 210.5355 | 264.2684 | 244.9941 | 264.2684 | 224.3166 | 251.2734 | 196.7544 | 236.7601 | 231.6136 | 231.9991 | 175052.5032 | 10478.5081 | 4536.2369 | 68632.8683 | 32485.6889 | 13928.9393 | 6318.2326 | 5068.6969 | 5094.8296 | 4265.3529 | 26627.0864 | 5987.005 | 6490.1543 | 4559.3124 | 6195.7747 | 161211.7 | 17815.7752 | 9726.884 | 68819.1059 | 41803.3789 | 23589.2801 | 13096.5785 | 6902.7862 | 8031.1377 | 12003.1105 | 28002.22 | 13500.8869 | 13894.311 | 8373.8565 | 11790.9994 | 121.1317 | 121.1317 | 121.1317 | 143.7772 | 143.7772 | 143.7772 | 143.7772 | 143.7772 | 143.7772 | 143.7772 | 121.1317 | 143.7772 | 143.7772 | 121.1317 | 121.1317 | 0.0043485 | 0.00069499 | 2.0638e-11 | 0.011921 | 0.00059452 | 2.5997e-11 | 0.0010143 | 4.3452e-23 | 5.1676e-06 | 1.684e-10 | 0.0043039 | 1.7956e-12 | 2.7538e-09 | 2.4494e-22 | 5.0249e-14 | 0.0043485 | 0.0050435 | 0.0050435 | 0.01627 | 0.016864 | 0.01627 | 0.017878 | 0.016864 | 0.017884 | 0.01627 | 0.0086523 | 0.0043485 | 0.01627 | 0.0043485 | 0.0043485
922 | 152775.6778 | 15674.6723 | 5686.7193 | 65737.57 | 36421.9715 | 15185.4049 | 11799.2298 | 2986.3268 | 6178.7721 | 7845.8839 | 25873.3195 | 7990.5152 | 9698.0111 | 4020.1987 | 6902.8769 | n/a | 11407.1843 | 5549.5345 | 5619.4821 | 8435.5583 | 11828.3576 | 6913.149 | 1559.5158 | 4515.5348 | 6788.177 | 5205.0367 | 6654.5077 | 7433.6715 | 3320.748 | 4799.5019 | 243.5315 | 226.3808 | 226.3808 | 231.0503 | 253.6781 | 197.7871 | 267.706 | 243.0958 | 267.706 | 215.3833 | 256.1591 | 180.1908 | 233.8929 | 231.0568 | 231.549 | 173782.487 | 9188.7311 | 4101.845 | 71689.7615 | 32004.6708 | 13293.3076 | 5691.9921 | 5097.918 | 4948.6717 | 4493.342 | 26719.7162 | 5809.2326 | 6737.4183 | 4702.559 | 5989.3189 | 157372.7 | 19232.8606 | 9651.3795 | 72890.1888 | 38677.2291 | 25057.7652 | 11851.3411 | 6657.4338 | 8916.1065 | 11281.519 | 29369.6049 | 12399.8403 | 13067.7898 | 7822.1416 | 10778.7208 | 165.7653 | 165.7653 | 165.7653 | 165.7653 | 165.7653 | 165.7653 | 355.89 | 165.7653 | 355.89 | 165.7653 | 165.7653 | 165.7653 | 165.7653 | 165.7653 | 165.7653 | 0.01475 | 7.4443e-06 | 2.03e-13 | 0.00052979 | 0.005598 | 1.8354e-13 | 0.035613 | 1.17e-21 | 1.2623e-07 | 1.4254e-09 | 0.00022905 | 2.1385e-11 | 4.0856e-08 | 6.6358e-21 | 5.2215e-12 | 0.01475 | 0.014758 | 0.014758 | 0.01528 | 0.020878 | 0.01528 | 0.056491 | 0.020878 | 0.056491 | 0.01528 | 0.014979 | 0.01475 | 0.01528 | 0.01475 | 0.01475
923 | 153920.8253 | 15464.9596 | 5910.2741 | 66218.3535 | 36901.2058 | 15450.1083 | 11708.0601 | 2973.6047 | 6092.03 | 7725.7589 | 26034.7501 | 7904.578 | 10022.4559 | 4069.3655 | 7329.3659 | n/a | 9978.6262 | 4368.5761 | 4038.6454 | 9255.3455 | 9437.5669 | 10295.4682 | 1566.3276 | 4812.6924 | 5564.0937 | 3780.1981 | 6472.836 | 7200.5904 | 3675.1884 | 6320.0145 | 238.2763 | 221.3757 | 221.3757 | 225.5259 | 248.3883 | 191.7319 | 262.5701 | 237.6898 | 262.5701 | 209.5213 | 251.4809 | 173.9425 | 228.5376 | 226.1029 | 226.6005 | 178356.0157 | 11523.9456 | 4421.346 | 72987.339 | 34330.2585 | 14654.295 | 6306.0536 | 5222.671 | 5036.5384 | 4752.2385 | 26925.2894 | 5652.4623 | 6686.43 | 4541.7964 | 6236.3941 | 159067 | 19807.1852 | 7939.5624 | 69195.2222 | 39894.0608 | 21777.0859 | 16288.7218 | 6788.9986 | 9541.6308 | 10229.7323 | 27702.9443 | 9897.1223 | 13820.6204 | 7994.5848 | 9470.6222 | 150.4363 | 150.4363 | 150.4363 | 150.4363 | 150.4363 | 150.4363 | 150.4363 | 150.4363 | 150.4363 | 150.4363 | 150.4363 | 150.4363 | 150.4363 | 150.4363 | 150.4363 | 0.010685 | 9.5649e-07 | 1.2439e-07 | 0.0073486 | 0.0030182 | 2.7551e-09 | 8.1455e-08 | 1.6385e-22 | 3.8333e-09 | 1.2118e-07 | 0.0035823 | 2.4512e-06 | 1.1735e-08 | 2.8151e-21 | 2.8233e-07 | 0.010685 | 0.010686 | 0.010686 | 0.018033 | 0.021051 | 0.018033 | 0.021052 | 0.021051 | 0.021052 | 0.018033 | 0.014267 | 0.010687 | 0.018033 | 0.010685 | 0.010685
924 | 155650.732 | 15873.1386 | 6005.1033 | 66911.7237 | 37183.3264 | 15633.5715 | 11736.5058 | 3015.1567 | 6074.9367 | 7974.3111 | 26269.6207 | 8217.3161 | 9957.8696 | 3967.6825 | 7172.1669 | n/a | 8851.621 | 4433.2034 | 3548.4642 | 6337.2348 | 6828.9978 | 9027.4239 | 1748.1014 | 3791.2919 | 9112.9722 | 3926.1538 | 7788.5546 | 7773.9926 | 2993.7067 | 4506.3519 | 218.3777 | 201.9198 | 201.9198 | 202.3482 | 229.1311 | 161.3076 | 245.8117 | 216.5476 | 245.8117 | 182.2314 | 237.3293 | 140.3838 | 206.9675 | 207.48 | 208.0653 | 178002.4216 | 10731.66 | 4193.7255 | 73060.5606 | 32527.9999 | 14371.2553 | 5987.9288 | 5040.8983 | 4730.5197 | 4822.9066 | 26494.1411 | 5897.3097 | 6665.1123 | 4594.692 | 5722.8722 | 163188 | 17887.981 | 7443.3289 | 72917.6031 | 38087.2347 | 20140.3349 | 14905.2527 | 6741.6997 | 8516.3117 | 12875.9606 | 28248.5949 | 13685.8644 | 14236.2049 | 7322.6987 | 9553.0241 | 89.5902 | 89.5902 | 89.5902 | 89.5902 | 178.6844 | 89.5902 | 178.6844 | 178.6844 | 178.6844 | 89.5902 | 89.5902 | 89.5902 | 89.5902 | 89.5902 | 89.5902 | 0.0024672 | 0.00033891 | 6.2138e-06 | 0.0011609 | 0.018793 | 3.5033e-07 | 4.7751e-06 | 9.1818e-22 | 4.0543e-07 | 1.4323e-12 | 0.0023172 | 2.5793e-13 | 1.5766e-09 | 6.2829e-19 | 5.6387e-08 | 0.0024672 | 0.0028061 | 0.0028123 | 0.0036281 | 0.022421 | 0.0036285 | 0.022426 | 0.022421 | 0.022426 | 0.0036285 | 0.0047843 | 0.0024675 | 0.0036281 | 0.0024672 | 0.0024672
925 | 150806.4399 | 15532.847 | 5939.7162 | 64967.1173 | 36138.1523 | 14871.4065 | 11195.6314 | 3040.906 | 5469.5055 | 7579.6634 | 25771.8834 | 8192.6065 | 9239.0933 | 4052.9681 | 7076.194 | n/a | 12539.1926 | 5545.875 | 4782.2703 | 9145.74 | 10563.7927 | 7499.4824 | 2154.6736 | 3669.2267 | 8531.6327 | 4307.6735 | 5812.5387 | 7772.372 | 3515.6886 | 3452.3104 | 205.807 | 189.4091 | 189.4091 | 186.7203 | 217.3028 | 138.817 | 236.3977 | 202.898 | 236.3977 | 162.7693 | 229.9437 | 114.8647 | 192.7771 | 195.774 | 196.444 | 173430.1271 | 10960.9084 | 4219.6236 | 73023.0833 | 35817.8253 | 14653.7581 | 6344.1604 | 5325.9103 | 5222.3706 | 4799.4613 | 26017.246 | 5943.9607 | 6387.9946 | 4564.8134 | 5904.8023 | 154448 | 20779.301 | 9710.8986 | 71545.4156 | 42671.9745 | 24582.4508 | 13497.9427 | 7443.5839 | 8716.5973 | 13105.594 | 28575.9722 | 11346.8994 | 12476.4193 | 8056.2021 | 9170.7127 | 161.4173 | 161.4173 | 161.4173 | 161.4173 | 161.4173 | 161.4173 | 161.4173 | 161.4173 | 161.4173 | 161.4173 | 161.4173 | 161.4173 | 161.4173 | 161.4173 | 161.4173 | 0.026511 | 1.0873e-07 | 2.1183e-12 | 0.00072302 | 0.00012178 | 1.6359e-13 | 4.1428e-05 | 3.9763e-25 | 1.7613e-09 | 1.6469e-14 | 0.00063446 | 1.398e-08 | 3.6389e-08 | 9.8293e-22 | 2.4163e-07 | 0.026511 | 0.026511 | 0.026511 | 0.027234 | 0.027356 | 0.027234 | 0.027397 | 0.027356 | 0.027397 | 0.027234 | 0.027146 | 0.026511 | 0.027234 | 0.026511 | 0.026511
926 | 152573.0273 | 15584.7267 | 5914.6425 | 65668.1477 | 36396.0568 | 15155.8571 | 12072.8725 | 3045.121 | 6093.0477 | 7654.605 | 25911.7829 | 8195.7816 | 9891.3709 | 4073.6803 | 7000.0651 | n/a | 9291.863 | 5228.2986 | 4973.4992 | 9649.2015 | 11328.5113 | 7890.3067 | 2218.0994 | 4709.488 | 7488.4125 | 4569.977 | 7003.2711 | 6644.1533 | 3184.8643 | 5487.0012 | 213.0211 | 195.8091 | 195.8091 | 192.1921 | 225.2871 | 140.122 | 245.9612 | 209.6908 | 245.9612 | 166.0553 | 239.6963 | 114.1887 | 198.9206 | 202.7005 | 203.4259 | 173530.6132 | 10844.9572 | 4256.2091 | 69351.4122 | 32698.4205 | 13697.6136 | 5779.4571 | 5127.4536 | 4807.2172 | 3814.083 | 27800.3919 | 6015.5366 | 6006.7465 | 4620.8782 | 5793.729 | 157630.4635 | 18286.501 | 9476.6077 | 67489.4 | 39647.622 | 23163.5249 | 13566.3638 | 7320.853 | 9505.8052 | 9870.1955 | 30799.3689 | 12588.5076 | 11441.6998 | 7779.4425 | 11245.0302 | 135.3904 | 135.3904 | 135.3904 | 137.5 | 137.5 | 137.5 | 137.5 | 137.5 | 137.5 | 137.5 | 135.3904 | 137.5 | 137.5 | 135.3904 | 135.3904 | 0.011003 | 5.7642e-05 | 7.2531e-12 | 0.015073 | 0.0023153 | 2.3839e-11 | 0.0006488 | 1.9637e-24 | 4.5625e-09 | 4.6902e-07 | 2.8897e-05 | 3.9588e-11 | 7.8035e-05 | 3.4118e-20 | 8.4752e-13 | 0.011003 | 0.01106 | 0.01106 | 0.026076 | 0.028391 | 0.026076 | 0.02904 | 0.028391 | 0.02904 | 0.026076 | 0.011031 | 0.011003 | 0.026154 | 0.011003 | 0.011003
927 | 151103.8439 | 15173.2074 | 5679.3032 | 65107.3817 | 36364.7469 | 15118.8148 | 11529.1112 | 3041.8189 | 5692.9851 | 8018.9242 | 25701.7428 | 7937.2614 | 9579.2075 | 3921.9346 | 7090.91 | n/a | 9916.4435 | 5430.3885 | 4367.2173 | 9230.7823 | 11204.3324 | 8696.5361 | 1569.281 | 4118.5743 | 7206.1245 | 3472.9093 | 8222.2983 | 9902.0443 | 3782.1461 | 4374.0939 | 205.3031 | 188.5522 | 188.5522 | 184.4999 | 217.374 | 132.6268 | 237.9172 | 201.8766 | 237.9172 | 158.3958 | 232.1613 | 106.8578 | 191.2965 | 195.3999 | 196.1207 | 168877.5259 | 10072.0776 | 4348.1581 | 69581.3151 | 30532.4943 | 14171.0174 | 6207.1469 | 5085.8784 | 5199.6462 | 4327.8493 | 24852.4923 | 6057.4217 | 6820.9781 | 4756.6476 | 5813.6173 | 154751.4 | 18147.7528 | 8428.0783 | 69400.326 | 37309.3 | 23838.52 | 14890.383 | 6090.4828 | 9318.2205 | 10141.6927 | 26911.755 | 14135.1713 | 16390.6224 | 7077.5254 | 10177.6112 | 161.0662 | 161.0662 | 161.0662 | 161.0662 | 161.1555 | 161.0662 | 161.1555 | 161.1555 | 161.1555 | 161.0662 | 161.0662 | 161.0662 | 161.0662 | 161.0662 | 161.0662 | 0.026511 | 2.4262e-05 | 6.2274e-10 | 0.0030968 | 0.017812 | 3.4463e-12 | 2.3156e-06 | 4.7045e-18 | 5.1857e-10 | 1.2316e-06 | 0.0069157 | 2.912e-15 | 2.2738e-14 | 4.047e-18 | 8.6119e-10 | 0.026511 | 0.026535 | 0.026535 | 0.029608 | 0.04742 | 0.029608 | 0.047422 | 0.04742 | 0.047422 | 0.029609 | 0.033427 | 0.026511 | 0.029608 | 0.026511 | 0.026511
928 | 152904.0268 | 15280.8977 | 5884.4321 | 65810.9293 | 36599.7904 | 15512.2996 | 11671.8219 | 2927.3727 | 5825.8738 | 7695.6866 | 26162.0644 | 8382.2877 | 9721.5566 | 3810.6113 | 7034.7197 | n/a | 10389.3198 | 5437.7667 | 4292.025 | 9265.8719 | 8751.4245 | 7763.6831 | 1692.5144 | 2343.5665 | 7565.0926 | 2881.3642 | 7938.0934 | 4768.2763 | 3551.9604 | 5050.1888 | 211.1169 | 194.5023 | 194.5023 | 192.4632 | 222.5928 | 145.4691 | 241.3956 | 208.4082 | 241.3956 | 169.0551 | 234.417 | 121.8832 | 198.2802 | 200.7699 | 201.4296 | 174671.3328 | 9797.5687 | 4244.8031 | 72977.1181 | 32451.8151 | 14938.0267 | 6014.5092 | 5121.5596 | 4851.8613 | 5163.072 | 25961.0517 | 5953.5527 | 6827.0536 | 4649.1193 | 5908.6353 | 158727.9 | 19755.9885 | 9682.5698 | 69446.1488 | 38164.3154 | 19693.4286 | 13692.8924 | 5387.8127 | 7116.7278 | 12592.8646 | 27172.3 | 12190.7848 | 11583.7299 | 8046.9797 | 10958.8241 | 118.795 | 118.795 | 118.795 | 118.795 | 118.795 | 118.795 | 118.795 | 118.795 | 118.795 | 118.795 | 130.0911 | 118.795 | 118.795 | 118.795 | 118.795 | 0.00675 | 6.0333e-07 | 1.424e-12 | 0.0048116 | 0.010379 | 7.4085e-07 | 0.00012331 | 1.7389e-15 | 6.7371e-05 | 6.1447e-13 | 0.0095962 | 9.4461e-10 | 1.9651e-05 | 3.5074e-24 | 6.0556e-12 | 0.00675 | 0.0067506 | 0.0067506 | 0.011562 | 0.021941 | 0.011562 | 0.022064 | 0.021941 | 0.022131 | 0.011562 | 0.016346 | 0.0067508 | 0.011581 | 0.00675 | 0.00675
929 | 151433.0633 | 15049.4074 | 5719.5995 | 65221.9733 | 36176.3735 | 15273.0712 | 11368.4057 | 2911.0053 | 5958.2931 | 7902.8274 | 25566.7319 | 7890.5648 | 9785.0437 | 3960.5384 | 6981.7939 | n/a | 11050.019 | 4817.4676 | 4530.0043 | 11547.5027 | 8698.6668 | 8120.4768 | 1846.1121 | 5107.6006 | 7956.6906 | 5957.441 | 5321.2725 | 7704.6372 | 3956.0389 | 4131.6812 | 217.9277 | 201.4072 | 201.4072 | 201.4979 | 228.8072 | 159.5374 | 245.8209 | 215.9725 | 245.8209 | 180.879 | 237.5237 | 138.1958 | 206.2932 | 207.0784 | 207.6753 | 173371.9892 | 10947.5093 | 4048.7821 | 71662.5103 | 31676.7606 | 13978.7205 | 5382.5157 | 5280.0345 | 4779.6191 | 4566.5656 | 25217.6933 | 5846.2728 | 6895.2429 | 4750.8243 | 5986.3989 | 156542.8 | 19326.4239 | 7730.4232 | 67748.7078 | 38952.6221 | 20810.2997 | 12652.307 | 5706.2687 | 9316.3343 | 10805.8685 | 29270.8343 | 11017.8453 | 14234.8801 | 8367.1632 | 10046.88 | 136.5957 | 136.5957 | 136.5957 | 136.5957 | 136.5957 | 136.5957 | 136.5957 | 136.5957 | 136.5957 | 136.5957 | 136.5957 | 136.5957 | 136.5957 | 136.5957 | 136.5957 | 0.010376 | 8.3948e-07 | 9.1281e-08 | 0.010481 | 0.0034734 | 1.8e-08 | 0.00093147 | 2.1847e-17 | 4.1333e-09 | 2.2401e-08 | 0.00015706 | 9.0059e-09 | 5.8303e-10 | 3.3663e-24 | 7.4123e-10 | 0.010376 | 0.010377 | 0.010377 | 0.020857 | 0.02433 | 0.020857 | 0.025262 | 0.02433 | 0.025262 | 0.020857 | 0.010533 | 0.010376 | 0.020857 | 0.010376 | 0.010376
930 | 155688.5848 | 15714.057 | 6011.4184 | 66934.2977 | 37186.6434 | 15644.7803 | 11709.7139 | 2934.0319 | 5978.9259 | 8075.902 | 26359.0673 | 8064.8802 | 9780.4576 | 3961.6662 | 7169.1178 | n/a | 11652.2848 | 5058.0147 | 4032.3953 | 10485.3325 | 10755.3312 | 6739.9611 | 1873.7641 | 4348.7465 | 6201.3699 | 3496.2506 | 6338.3937 | 7229.1253 | 3649.8157 | 5516.5615 | 229.4263 | 212.9734 | 212.9734 | 216.3423 | 239.4387 | 181.9329 | 253.7781 | 228.6214 | 253.7781 | 199.9199 | 243.413 | 163.9458 | 219.5876 | 217.7532 | 218.2563 | 170796.7262 | 9646.9748 | 4255.4826 | 70241.6723 | 31726.4842 | 13636.8311 | 5728.7072 | 5107.0988 | 4795.6463 | 4337.4474 | 24626.0789 | 6039.1316 | 7067.352 | 4654.5466 | 6295.0703 | 161162.5 | 19875.2942 | 9247.6972 | 70215.6068 | 39902.6558 | 24121.4623 | 12337.0074 | 6962.2629 | 9112.1928 | 10331.9173 | 26584.1295 | 12313.7252 | 13975.4774 | 8095.8623 | 11462.6318 | 139.01 | 139.01 | 139.01 | 139.01 | 139.01 | 139.01 | 139.01 | 139.01 | 139.01 | 139.01 | 295.8772 | 139.01 | 139.01 | 139.01 | 139.01 | 0.0089613 | 1.7591e-06 | 8.0398e-11 | 0.0062151 | 0.0039135 | 1.3917e-11 | 0.0068366 | 6.1406e-24 | 1.2684e-08 | 6.9561e-07 | 0.030732 | 5.6474e-11 | 1.6225e-09 | 7.7755e-23 | 1.1493e-12 | 0.0089613 | 0.0089631 | 0.0089631 | 0.015176 | 0.01909 | 0.015176 | 0.025927 | 0.01909 | 0.025927 | 0.015177 | 0.039694 | 0.0089613 | 0.015176 | 0.0089613 | 0.0089613
931 | 157608.245 | 16086.1251 | 6074.8119 | 67706.916 | 37581.3288 | 15502.3989 | 11922.3108 | 2992.6382 | 6070.2429 | 8281.1563 | 26542.1709 | 8269.9027 | 9779.8189 | 4046.0075 | 7399.4868 | n/a | 9437.4636 | 5108.7817 | 4400.0403 | 7406.8268 | 8032.6232 | 6425.4696 | 1756.0149 | 3840.6633 | 6292.2844 | 5452.3907 | 5214.5833 | 6267.151 | 2549.0812 | 6867.4733 | 238.2578 | 221.7581 | 221.7581 | 227.3006 | 247.7559 | 197.6635 | 260.417 | 238.2046 | 260.417 | 213.5454 | 248.6351 | 181.7816 | 229.5451 | 225.9785 | 226.4227 | 168859.0355 | 10405.7024 | 4076.8978 | 67576.3449 | 30255.7562 | 14006.7031 | 5656.4637 | 5166.4063 | 4557.7095 | 4354.3162 | 25439.0601 | 6120.4603 | 6640.0124 | 4685.6365 | 5938.1403 | 162878.4355 | 19771.866 | 9137.2795 | 70012.2852 | 37662.5831 | 21692.0264 | 12081.9333 | 6922.4212 | 8398.3728 | 10580.8006 | 28549.8507 | 11053.5436 | 11667.6634 | 7024.9177 | 12770.2135 | 150.4079 | 150.4079 | 150.4079 | 150.4079 | 344.7989 | 150.4079 | 344.7989 | 344.7989 | 344.7989 | 150.4079 | 150.4079 | 150.4079 | 150.4079 | 150.4079 | 150.4079 | 0.010685 | 6.865e-06 | 2.9182e-10 | 0.012237 | 0.038345 | 4.1486e-09 | 0.02635 | 5.4604e-23 | 6.8209e-07 | 7.4205e-07 | 0.0022897 | 9.1777e-08 | 1.853e-05 | 9.0378e-17 | 6.7585e-15 | 0.010685 | 0.010692 | 0.010692 | 0.022921 | 0.061266 | 0.022921 | 0.087616 | 0.061266 | 0.087617 | 0.022922 | 0.012974 | 0.010685 | 0.02294 | 0.010685 | 0.010685
932 | 153490.6066 | 15594.3823 | 5983.5052 | 66050.5171 | 36866.7121 | 15520.8934 | 12000.7671 | 3065.1528 | 6369.6036 | 8002.2553 | 26240.9086 | 8017.1766 | 9527.0575 | 4074.3576 | 6931.9242 | n/a | 9715.9931 | 6389.7428 | 2846.3017 | 7386.1784 | 7923.8675 | 7527.5521 | 2359.5867 | 5332.7951 | 6872.209 | 5166.3978 | 7926.1738 | 7496.2742 | 3748.4559 | 5635.0714 | 224.7995 | 208.6199 | 208.6199 | 211.7167 | 234.6999 | 177.3922 | 248.9729 | 223.9327 | 248.9729 | 195.2959 | 238.9185 | 159.4885 | 215.009 | 213.3775 | 213.8783 | 171531.2285 | 10890.3295 | 4333.5173 | 69983.7517 | 31680.0472 | 15491.4406 | 5743.4518 | 5250.5264 | 4869.4586 | 4405.941 | 25075.5512 | 5930.9071 | 6857.4688 | 4552.67 | 6039.4784 | 162160.2 | 20007.9226 | 10723.26 | 69762.4533 | 37419.2256 | 22188.3081 | 12675.8039 | 7564.0131 | 9690.5537 | 10062.55 | 29417.949 | 13845.6808 | 14218.843 | 7730.4259 | 11444.6498 | 65.5063 | 65.5063 | 65.5063 | 65.5063 | 243.4748 | 65.5063 | 243.4748 | 243.4748 | 243.4748 | 65.5063 | 65.5063 | 65.5063 | 65.5063 | 65.5063 | 65.5063 | 0.001118 | 8.7804e-07 | 5.68e-15 | 0.0046248 | 0.025373 | 1.2355e-09 | 0.0062485 | 1.9194e-25 | 1.3684e-08 | 1.635e-06 | 0.00039465 | 2.362e-14 | 1.3092e-10 | 5.9801e-20 | 1.3951e-13 | 0.001118 | 0.0011189 | 0.0011189 | 0.0057429 | 0.031115 | 0.0057429 | 0.037364 | 0.031115 | 0.037364 | 0.0057445 | 0.0015127 | 0.001118 | 0.0057429 | 0.001118 | 0.001118
933 | 156727.8374 | 15672.3305 | 5869.2442 | 67331.7801 | 37432.5109 | 15707.522 | 11957.8095 | 3079.1106 | 6233.6633 | 8006.4566 | 26742.1626 | 8245.7524 | 10071.2495 | 3948.0086 | 7268.6654 | n/a | 8879.9987 | 5928.3567 | 4386.5619 | 8908.0972 | 8314.3797 | 7164.9528 | 1233.5123 | 5052.9634 | 7168.7641 | 3322.0835 | 5257.3122 | 8175.1882 | 3412.3692 | 3976.4915 | 228.6599 | 212.1352 | 212.1352 | 215.0509 | 238.8334 | 179.4382 | 253.607 | 227.6884 | 253.607 | 197.97 | 243.4966 | 160.9065 | 218.5288 | 217.0597 | 217.578 | 171807.7428 | 9759.1459 | 4266.0219 | 70911.7951 | 31555.8635 | 15008.4185 | 6210.0761 | 5264.5421 | 5127.9849 | 4830.9005 | 23515.333 | 5929.0665 | 7010.4401 | 4619.7403 | 5873.4285 | 162273.1 | 17593.7446 | 10194.3786 | 69992.0142 | 38784 | 23193.6981 | 13292.3289 | 5735.8939 | 10180.9483 | 11951.0646 | 26292.2165 | 11105.8786 | 13800.5283 | 8032.1096 | 9538.52 | 137.7962 | 137.7962 | 137.7962 | 137.7962 | 141.3812 | 137.7962 | 141.3812 | 141.3812 | 141.3812 | 137.7962 | 365.245 | 137.7962 | 137.7962 | 137.7962 | 137.7962 | 0.0087879 | 0.00039987 | 4.5454e-14 | 0.010218 | 0.012854 | 1.8865e-10 | 0.00097413 | 7.6829e-16 | 5.738e-10 | 1.6783e-10 | 0.082014 | 6.1593e-08 | 1.6548e-08 | 1.1747e-22 | 1.2502e-07 | 0.0087879 | 0.0091878 | 0.0091878 | 0.019006 | 0.03186 | 0.019006 | 0.032834 | 0.03186 | 0.032834 | 0.019006 | 0.090802 | 0.008788 | 0.019006 | 0.0087879 | 0.008788
934 | 151244.4699 | 15418.424 | 5678.4442 | 65171.8754 | 36163.1166 | 15274.742 | 11912.6891 | 3003.1855 | 6219.2688 | 8008.334 | 25687.6814 | 7971.3845 | 9392.3167 | 3838.8407 | 7001.4237 | n/a | 10256.1244 | 5385.089 | 4612.4388 | 9245.2248 | 10415.9474 | 8196.0085 | 1874.7003 | 4669.7984 | 6905.9588 | 4538.8352 | 5263.8625 | 8368.0216 | 3886.294 | 4936.6205 | 230.5853 | 214.7179 | 214.7179 | 220.4334 | 239.6227 | 192.7997 | 251.4924 | 230.6685 | 251.4924 | 207.6889 | 239.9148 | 177.9106 | 222.412 | 218.6744 | 219.0909 | 171992.4563 | 10067.1054 | 4374.942 | 65671.9736 | 31339.6752 | 13528.9773 | 5841.8159 | 5065.9421 | 4826.1399 | 4200.9634 | 30239.4327 | 5581.0489 | 7348.4556 | 4693.5877 | 5940.8564 | 156891.6 | 18880.5531 | 9710.2309 | 66701.7124 | 39562.1 | 22402.4247 | 13905.0244 | 6940.6423 | 9495.9383 | 9803.8223 | 29702.2768 | 10605.5114 | 14783.5772 | 7935.2817 | 10478.8769 | 132.3 | 132.3 | 132.3 | 176.9904 | 176.9904 | 176.9904 | 176.9904 | 176.9904 | 176.9904 | 176.9904 | 132.3 | 176.9904 | 176.9904 | 132.3 | 132.3 | 0.0072989 | 8.1761e-06 | 1.2518e-13 | 0.01735 | 0.0019932 | 2.8096e-10 | 0.00015039 | 5.8867e-23 | 1.1714e-08 | 5.9917e-06 | 0.00010101 | 1.1656e-07 | 5.1806e-12 | 2.6657e-23 | 7.1876e-11 | 0.0072989 | 0.007307 | 0.007307 | 0.024649 | 0.026642 | 0.024649 | 0.026792 | 0.026642 | 0.026792 | 0.024655 | 0.0073999 | 0.007299 | 0.024649 | 0.0072989 | 0.0072989
935 | 153094.3572 | 15404.2028 | 5591.2971 | 65898.3205 | 36712.5843 | 15494.7838 | 11967.4343 | 3038.6691 | 6263.2093 | 8081.0878 | 26260.2615 | 8361.4187 | 9758.1136 | 3967.6987 | 6960.5873 | n/a | 12059.5025 | 6966.5417 | 3978.9263 | 6009.9295 | 10234.5022 | 7147.2349 | 1628.4323 | 3558.4104 | 7381.4331 | 2914.6448 | 6569.5355 | 6540.2918 | 3971.5196 | 4424.5141 | 260.3621 | 243.4374 | 243.4374 | 253.3472 | 269.045 | 232.4551 | 278.6762 | 261.7795 | 278.6762 | 244.5362 | 263.8823 | 220.3739 | 253.6776 | 246.6477 | 246.9856 | 175597.0238 | 10671.6984 | 4385.8915 | 71353.0522 | 31992.2608 | 14999.4296 | 5855.0993 | 5205.1252 | 4875.6742 | 4500.4586 | 26642.6619 | 5929.6776 | 7713.4989 | 4609.8038 | 6125.9561 | 159475.6 | 22675.201 | 11320.1332 | 71199.6653 | 37401.5903 | 24856.1318 | 13002.3342 | 6814.9575 | 8434.0846 | 11767.6916 | 27828.0491 | 12235.613 | 12784.3907 | 8327.6234 | 10514.8701 | 132.7067 | 132.7067 | 132.7067 | 132.7067 | 251.0024 | 132.7067 | 251.0024 | 251.0024 | 251.0024 | 132.7067 | 132.7067 | 132.7067 | 132.7067 | 132.7067 | 132.7067 | 0.0047482 | 6.4812e-10 | 8.9571e-19 | 0.0017035 | 0.022464 | 1.1521e-12 | 0.0022647 | 7.1592e-22 | 1.9435e-06 | 6.9732e-10 | 0.004243 | 6.6603e-10 | 1.7931e-07 | 6.2967e-24 | 4.0871e-11 | 0.0047482 | 0.0047482 | 0.0047482 | 0.0064518 | 0.028916 | 0.0064518 | 0.031181 | 0.028916 | 0.031183 | 0.0064518 | 0.0089913 | 0.0047482 | 0.0064519 | 0.0047482 | 0.0047482
936 | 155477.5795 | 15875.9736 | 5960.9171 | 66827.2815 | 37131.3411 | 15347.0776 | 12167.8436 | 3048.3709 | 6078.1958 | 7988.4009 | 26386.8817 | 8160.0458 | 9956.7744 | 4062.2593 | 7005.0495 | n/a | 7487.7136 | 4237.5498 | 3736.6102 | 8007.9519 | 10311.2437 | 6415.4501 | 2155.3957 | 5571.6662 | 7763.2708 | 4279.6118 | 5870.0067 | 7843.7997 | 3596.1821 | 4236.6228 | 278.3339 | 260.2687 | 260.2687 | 270.959 | 287.5738 | 248.9125 | 297.7645 | 279.8861 | 297.7645 | 261.6955 | 281.9014 | 236.1295 | 271.2591 | 263.6655 | 264.0231 | 168122.2949 | 10419.4075 | 4498.7927 | 70672.9708 | 33407.7844 | 13493.5905 | 5792.7669 | 5156.5221 | 4961.8042 | 3800.1196 | 24293.7369 | 5951.6411 | 7090.205 | 4604.2911 | 5998.4841 | 161917.7949 | 17881.4211 | 8727.2424 | 71453.781 | 40706.6363 | 22766.4343 | 11963.617 | 7271.4179 | 10533.4704 | 10755.4905 | 27044.2487 | 11591.1478 | 14883.0047 | 8189.2731 | 10067.6069 | 142.9329 | 142.9329 | 142.9329 | 142.9329 | 142.9329 | 142.9329 | 446.6467 | 142.9329 | 446.6467 | 142.9329 | 215.1393 | 142.9329 | 142.9329 | 142.9329 | 142.9329 | 0.0048895 | 0.00034695 | 1.3187e-09 | 0.0027039 | 0.0018511 | 1.4353e-10 | 0.07257 | 3.901e-24 | 3.3885e-11 | 5.0767e-08 | 0.016308 | 3.5238e-09 | 1.1955e-10 | 2.727e-22 | 7.9782e-10 | 0.0048895 | 0.0052364 | 0.0052364 | 0.0075933 | 0.0094444 | 0.0075933 | 0.082015 | 0.0094444 | 0.082015 | 0.0075934 | 0.021197 | 0.0048895 | 0.0075933 | 0.0048895 | 0.0048895
937 | 153807.308 | 15954.5366 | 5973.6185 | 66152.2553 | 36614.9772 | 15288.5568 | 11638.6255 | 2939.5089 | 6004.2903 | 7864.6275 | 26213.1455 | 8154.9517 | 9731.3846 | 3974.1548 | 7068.3664 | n/a | 9667.6502 | 5887.936 | 4115.9175 | 10690.4562 | 11402.6367 | 7064.5444 | 2007.8749 | 3192.8445 | 5811.6541 | 3882.7584 | 5179.4289 | 5726.0598 | 3421.7399 | 4056.3643 | 256.6098 | 239.481 | 239.481 | 247.6869 | 265.8549 | 222.4387 | 277.0507 | 257.4089 | 277.0507 | 236.4826 | 263.2476 | 208.3949 | 248.8724 | 243.2129 | 243.6057 | 177231.8947 | 9937.0059 | 4417.5767 | 72024.3999 | 33090.9328 | 14748.0126 | 6071.2871 | 5145.4021 | 5072.4321 | 4495.7236 | 26779.0109 | 5953.9731 | 5867.5473 | 4586.2966 | 6281.1605 | 161374.3 | 18023.5009 | 10210.5128 | 69408.8257 | 41944.6889 | 23793.8576 | 12297.6315 | 7108.677 | 7467.7765 | 8541.391 | 27614.0324 | 10596.402 | 10622.4071 | 7682.8366 | 10294.9248 | 102.35 | 102.35 | 102.35 | 102.35 | 102.35 | 102.35 | 102.35 | 102.35 | 102.35 | 102.35 | 102.35 | 102.35 | 102.35 | 102.35 | 102.35 | 0.0022817 | 0.00030521 | 1.2876e-13 | 0.0061627 | 0.00037877 | 7.7968e-12 | 0.0061708 | 1.1687e-24 | 3.5931e-05 | 0.001319 | 0.0054061 | 3.8985e-07 | 0.0010314 | 1.1717e-20 | 3.656e-10 | 0.0022817 | 0.0025869 | 0.0025869 | 0.0084443 | 0.0088231 | 0.0084443 | 0.014994 | 0.0088231 | 0.01503 | 0.0097633 | 0.0076878 | 0.002282 | 0.0094757 | 0.0022817 | 0.0022817
938 | 161155.876 | 16227.6849 | 6239.8962 | 69071.4705 | 38307.5493 | 16175.0537 | 12168.5228 | 3139.7992 | 6194.1125 | 8252.2114 | 27158.2865 | 8337.7189 | 10473.106 | 4448.1982 | 7269.138 | n/a | 8646.6239 | 6491.8878 | 4805.9894 | 9219.4774 | 12808.6237 | 6363.2843 | 2173.4742 | 4857.2985 | 8015.5713 | 5167.6427 | 7505.1258 | 5350.8607 | 2438.8566 | 4846.7008 | 236.0809 | 219.13 | 219.13 | 222.5243 | 246.4156 | 186.9008 | 261.2499 | 235.2249 | 261.2499 | 205.5086 | 250.6202 | 168.2929 | 225.9036 | 224.0748 | 224.5953 | 171989.1149 | 10644.4252 | 4203.4909 | 66765.4907 | 30729.7494 | 13730.2752 | 5984.9922 | 5280.9613 | 5004.3401 | 3920.724 | 25768.0656 | 6017.7897 | 5574.924 | 4643.1151 | 6208.067 | 165660.5176 | 17738.849 | 9533.4787 | 69995.9 | 39321.7269 | 26418.0989 | 12264.3764 | 6967.6355 | 9861.6386 | 11839.2953 | 30665.9082 | 13499.1155 | 10664.3847 | 7046.3716 | 11054.7679 | 168.1375 | 168.1375 | 168.1375 | 240.7 | 240.7 | 240.7 | 322.3302 | 240.7 | 322.3302 | 240.7 | 168.1375 | 240.7 | 240.7 | 168.1375 | 168.1375 | 0.01811 | 0.0012314 | 1.1952e-10 | 0.024209 | 0.017527 | 3.6005e-13 | 0.031706 | 1.6969e-21 | 1.8416e-09 | 1.6157e-09 | 0.00028865 | 1.5685e-12 | 0.018805 | 9.1093e-14 | 2.7104e-11 | 0.01811 | 0.019342 | 0.019342 | 0.042319 | 0.059846 | 0.042319 | 0.091553 | 0.059846 | 0.091553 | 0.042319 | 0.018399 | 0.01811 | 0.061124 | 0.01811 | 0.01811
939 | 155183.3187 | 15943.6825 | 6068.2615 | 66732.804 | 37182.148 | 15432.2697 | 11719.5726 | 3146.4444 | 5986.9923 | 7890.8568 | 26413.6109 | 8220.2612 | 10030.3977 | 4046.3991 | 7300.346 | n/a | 7816.7945 | 4985.1429 | 3358.6256 | 9725.6486 | 10109.8551 | 9765.1375 | 1890.3991 | 4822.9838 | 6621.8322 | 4782.0674 | 5154.8996 | 7901.6926 | 3279.5244 | 4018.4585 | 242.2566 | 225.5974 | 225.5974 | 231.642 | 251.7339 | 202.728 | 264.1611 | 242.3591 | 264.1611 | 218.3164 | 251.9777 | 187.1396 | 233.6988 | 229.7397 | 230.1758 | 174528.6906 | 9056.6048 | 4371.6342 | 70127.4251 | 33407.1979 | 12901.1311 | 6004.5293 | 4952.582 | 4878.8765 | 4204.1274 | 25225.4113 | 5695.4952 | 6434.7005 | 4725.5144 | 6161.1238 | 160162.6407 | 16262.6 | 9232.8771 | 68354.5 | 40882.3959 | 22714.8862 | 15542.6668 | 6682.7811 | 9594.4604 | 10675.8597 | 27627.5787 | 10704.3948 | 13791.5931 | 7511.4388 | 9946.9823 | 157.7625 | 202.77 | 202.77 | 180.69 | 180.69 | 180.69 | 180.69 | 180.69 | 180.69 | 180.69 | 157.7625 | 180.69 | 180.69 | 157.7625 | 157.7625 | 0.012132 | 0.020048 | 1.5166e-10 | 0.016882 | 0.0016683 | 2.2754e-10 | 7.2298e-07 | 5.5104e-20 | 1.3692e-09 | 3.9308e-08 | 0.0072217 | 3.4946e-07 | 1.3742e-08 | 3.8562e-19 | 1.6362e-08 | 0.012132 | 0.03218 | 0.03218 | 0.029014 | 0.030682 | 0.029014 | 0.030683 | 0.030682 | 0.030683 | 0.029014 | 0.019354 | 0.012132 | 0.029014 | 0.012132 | 0.012132
940 | 152309.1708 | 15044.076 | 5605.505 | 65554.2478 | 36482.7933 | 15320.9669 | 11717.4397 | 2808.9977 | 6049.2956 | 8240.7535 | 25719.7466 | 8214.3289 | 9588.2729 | 3976.1155 | 7192.0165 | n/a | 7296.5792 | 5166.4668 | 4882.4541 | 10657.9865 | 10088.8 | 7471.0763 | 1694.1763 | 4366.8712 | 7749.5751 | 4000.5597 | 7158.9301 | 7536.7566 | 2760.0551 | 4188.9142 | 240.8337 | 223.7447 | 223.7447 | 227.9149 | 251.065 | 193.6852 | 265.4258 | 240.2315 | 265.4258 | 211.699 | 254.2297 | 175.6713 | 230.9725 | 228.5316 | 229.0355 | 175335.8914 | 10572.4714 | 4263.4491 | 72370.2864 | 33945.4298 | 13855.1635 | 6161.0396 | 5047.8232 | 5127.7086 | 4346.1431 | 27515.7881 | 5982.3978 | 6993.0522 | 4701.5021 | 6123.8402 | 157481.6 | 17563.8506 | 9416.1159 | 70450.1027 | 42380.5703 | 21983.6176 | 13609.8159 | 6579.1996 | 9494.5797 | 11695.7182 | 28750.5019 | 12948.2279 | 13657.1088 | 7461.5572 | 10128.3544 | 150.1825 | 150.1825 | 150.1825 | 150.1825 | 150.1825 | 150.1825 | 150.1825 | 150.1825 | 150.1825 | 150.1825 | 150.1825 | 150.1825 | 150.1825 | 150.1825 | 150.1825 | 0.010076 | 7.2106e-05 | 3.9065e-13 | 0.0021599 | 0.00022555 | 9.9983e-10 | 0.00018239 | 1.8892e-23 | 3.4922e-09 | 2.951e-09 | 0.00044728 | 8.2595e-12 | 1.944e-09 | 1.535e-19 | 2.5706e-09 | 0.010076 | 0.010148 | 0.010148 | 0.012236 | 0.012462 | 0.012236 | 0.012644 | 0.012462 | 0.012644 | 0.012236 | 0.010524 | 0.010076 | 0.012236 | 0.010076 | 0.010076
941 | 151905.3936 | 15378.3738 | 5735.9163 | 65423.575 | 36380.496 | 15469.2844 | 11896.0284 | 2988.262 | 6148.8067 | 8226.2946 | 25899.7018 | 8148.8843 | 9329.2345 | 3912.2259 | 6793.7821 | n/a | 9954.6026 | 5307.68 | 4392.4997 | 8762.387 | 9216.1977 | 8486.2369 | 1699.1012 | 5257.0822 | 7164.524 | 4379.208 | 5420.5888 | 6279.871 | 3385.552 | 6474.3151 | 235.7622 | 218.7626 | 218.7626 | 221.9028 | 246.1928 | 185.5832 | 261.2793 | 234.8118 | 261.2793 | 204.5074 | 250.7882 | 166.6591 | 225.415 | 223.7914 | 224.3207 | 173629.8258 | 10508.1869 | 4281.0174 | 72672.7702 | 33623.4193 | 13744.0016 | 5904.9486 | 5127.6639 | 5062.3852 | 3811.8208 | 25691.7485 | 6076.7585 | 8193.9535 | 4693.517 | 6026.3159 | 158290.5 | 18755.8773 | 8753.1852 | 71132.114 | 40819.3063 | 21674.5446 | 13692.2855 | 6820.4651 | 9716.5674 | 10905.0448 | 27039.4 | 10282.9926 | 13280.0245 | 7945.669 | 11947.631 | 118.9456 | 118.9456 | 118.9456 | 118.9456 | 118.9456 | 118.9456 | 118.9456 | 118.9456 | 118.9456 | 118.9456 | 119.2319 | 118.9456 | 118.9456 | 118.9456 | 118.9456 | 0.004611 | 9.8638e-06 | 1.2789e-10 | 0.001287 | 0.00080855 | 3.8505e-09 | 0.00025952 | 1.679e-22 | 2.5781e-09 | 1.1417e-07 | 0.0077895 | 1.6739e-06 | 2.0122e-09 | 1.3764e-22 | 1.7934e-15 | 0.004611 | 0.0046209 | 0.0046209 | 0.0058981 | 0.0067066 | 0.0058981 | 0.0069661 | 0.0067066 | 0.0069661 | 0.0058982 | 0.012401 | 0.0046127 | 0.0058981 | 0.004611 | 0.004611
942 | 153095.923 | 15514.0375 | 5946.02 | 65910.4619 | 36666.3081 | 15505.7411 | 11602.4664 | 2941.2244 | 6042.6097 | 8057.9805 | 26019.2747 | 8077.4636 | 9951.7032 | 4062.897 | 7339.6855 | n/a | 12110.8731 | 5811.0517 | 4712.4275 | 9006.4164 | 9347.1518 | 6065.8494 | 1710.3014 | 4564.305 | 7662.0559 | 4006.0496 | 6034.7191 | 8103.1571 | 3922.0187 | 5579.2347 | 209.4033 | 192.8036 | 192.8036 | 190.3628 | 220.9702 | 142.5027 | 240.0767 | 206.5565 | 240.0767 | 166.4697 | 233.363 | 118.5358 | 196.363 | 199.1724 | 199.8428 | 168745.5754 | 10341.4448 | 4401.5678 | 67805.0215 | 30911.1032 | 14539.9783 | 5998.5799 | 5177.1128 | 4936.7768 | 3919.1598 | 24987.4078 | 5760.9536 | 7730.1767 | 4560.5795 | 6063.9248 | 157525.6 | 20127.5224 | 9524.9195 | 68995.4691 | 37534.1 | 23717.1301 | 11981.7293 | 6797.6142 | 9501.0817 | 11411.2158 | 27493.1573 | 11795.6726 | 15759.1338 | 8088.6982 | 11342.6595 | 146.1049 | 146.1049 | 146.1049 | 146.1049 | 176.24 | 146.1049 | 176.24 | 176.24 | 176.24 | 146.1049 | 146.1049 | 146.1049 | 146.1049 | 146.1049 | 146.1049 | 0.016586 | 5.0776e-07 | 7.3438e-12 | 0.0068093 | 0.019185 | 2.2708e-11 | 0.013783 | 5.8743e-23 | 3.2244e-09 | 3.3327e-09 | 0.0047758 | 7.4905e-10 | 3.5484e-12 | 8.5219e-22 | 1.0014e-11 | 0.016586 | 0.016586 | 0.016586 | 0.023395 | 0.04258 | 0.023395 | 0.056363 | 0.04258 | 0.056363 | 0.023395 | 0.021361 | 0.016586 | 0.023395 | 0.016586 | 0.016586
943 | 156921.3396 | 15648.6311 | 6042.8193 | 67360.3715 | 37342.9175 | 15468.2613 | 12125.9702 | 2932.4278 | 5976.4818 | 7979.5862 | 26679.2266 | 8072.0926 | 9964.9509 | 4115.9965 | 7299.7315 | n/a | 9773.1706 | 5948.5767 | 4316.6409 | 11022.9622 | 8957.2546 | 10007.3482 | 1829.3598 | 3571.3862 | 7672.1354 | 4560.746 | 6798.4624 | 6555.8374 | 3791.0399 | 3493.2776 | 243.5289 | 225.6542 | 225.6542 | 227.7997 | 254.7866 | 187.0077 | 271.5683 | 242.1267 | 271.5683 | 208.0585 | 261.2785 | 165.957 | 232.0324 | 231.2481 | 231.8369 | 174310.5425 | 10340.3868 | 4231.9702 | 69803.8186 | 30768.7834 | 14699.2084 | 5802.9197 | 5157.2254 | 4851.8709 | 4823.972 | 25633.4514 | 6113.7222 | 6187.076 | 4751.2564 | 6025.0933 | 160765.3 | 19565.8996 | 10163.1469 | 68853.7 | 39855.3951 | 23104.363 | 14368.1175 | 6688.6851 | 7046.4041 | 12123.9074 | 27509.7444 | 12732.2846 | 12631.6135 | 8448.5963 | 9500.5708 | 188.656 | 188.656 | 188.656 | 191.1175 | 191.1175 | 191.1175 | 191.1175 | 191.1175 | 191.1175 | 191.1175 | 188.656 | 191.1175 | 191.1175 | 188.656 | 188.656 | 0.025495 | 3.0571e-06 | 3.6152e-13 | 0.018113 | 0.0047104 | 9.5381e-11 | 8.3122e-05 | 1.7724e-22 | 0.00022517 | 5.9201e-11 | 0.01282 | 7.9373e-12 | 9.6633e-07 | 5.1476e-23 | 1.9341e-07 | 0.025495 | 0.025498 | 0.025498 | 0.043608 | 0.048319 | 0.043608 | 0.048402 | 0.048319 | 0.048627 | 0.043608 | 0.038315 | 0.025495 | 0.043609 | 0.025495 | 0.025495
944 | 157120.4998 | 15689.0042 | 5823.5378 | 67449.401 | 37478.3959 | 15438.076 | 11987.9973 | 3026.123 | 6125.3793 | 8009.357 | 26776.0847 | 8046.2744 | 10271.6118 | 3994.5949 | 7205.0072 | n/a | 9547.9222 | 4375.3548 | 4129.1357 | 6742.755 | 8405.5252 | 8680.5646 | 2182.3713 | 4059.4708 | 8317.536 | 4194.4549 | 6873.8146 | 5758.3057 | 2820.7431 | 4608.0626 | 215.4485 | 198.8301 | 198.8301 | 197.9237 | 226.6428 | 153.4692 | 244.5497 | 213.1341 | 244.5497 | 175.9314 | 236.843 | 131.007 | 203.2131 | 204.799 | 205.4273 | 173076.5208 | 9930.95 | 4255.2545 | 70476.5414 | 32597.5617 | 14527.5664 | 6283.3276 | 5080.3443 | 5062.9357 | 4150.544 | 26843.7866 | 6059.1377 | 7115.547 | 4678.8084 | 6160.3164 | 162782.5 | 19260.1722 | 8542.6093 | 70666.6563 | 37962.1 | 22427.0916 | 14308.3922 | 7239.1989 | 8540.1065 | 12223.4799 | 29533.9415 | 12671.5523 | 12375.6487 | 6976.7515 | 10444.579 | 127.75 | 127.75 | 127.75 | 127.75 | 248.15 | 127.75 | 248.15 | 248.15 | 248.15 | 127.75 | 127.75 | 127.75 | 127.75 | 127.75 | 127.75 | 0.0082875 | 7.2702e-06 | 1.1852e-09 | 0.0065634 | 0.027131 | 4.9006e-10 | 6.2159e-05 | 3.0326e-24 | 5.0379e-07 | 4.5423e-11 | 0.00079434 | 8.7427e-12 | 1.1609e-05 | 5.6622e-17 | 4.8238e-10 | 0.0082875 | 0.0082948 | 0.0082948 | 0.014851 | 0.041982 | 0.014851 | 0.042044 | 0.041982 | 0.042044 | 0.014851 | 0.0090818 | 0.0082875 | 0.014863 | 0.0082875 | 0.0082875
945 | 150947.4693 | 15258.1066 | 5540.7357 | 65028.4615 | 36167.344 | 15298.1767 | 11528.9483 | 2899.16 | 5693.9289 | 8003.9132 | 25788.3158 | 8189.9366 | 9910.4726 | 3835.5696 | 7138.1515 | n/a | 9940.732 | 5694.6738 | 3877.1695 | 8469.9647 | 11071.3603 | 6808.2691 | 1955.3802 | 4161.5245 | 5575.0337 | 3080.9935 | 5790.5201 | 6495.7552 | 3766.7856 | 5651.117 | 220.5294 | 203.7992 | 203.7992 | 203.8479 | 231.5578 | 161.2579 | 248.8215 | 218.5343 | 248.8215 | 182.9133 | 240.4468 | 139.6025 | 208.7242 | 209.5538 | 210.1595 | 175870.8341 | 9983.9194 | 4042.6227 | 72881.6126 | 31928.9843 | 14592.6969 | 5766.9672 | 5176.0239 | 4608.0146 | 4142.7216 | 24465.4052 | 6242.6066 | 6569.093 | 4574.1288 | 6153.5349 | 157881.2 | 18959.9207 | 9503.2658 | 69107.0089 | 37446.1 | 22435.133 | 11930.2 | 7045.7041 | 8222.8029 | 8591.6553 | 26479.1 | 9930.3025 | 12583.5483 | 7205.5802 | 9791.6546 | 98.5703 | 98.5703 | 98.5703 | 98.5703 | 139.63 | 98.5703 | 152.06 | 139.63 | 152.06 | 98.5703 | 175.38 | 98.5703 | 98.5703 | 98.5703 | 98.5703 | 0.0031499 | 4.1033e-06 | 1.0312e-13 | 0.0035355 | 0.013168 | 2.8218e-10 | 0.012838 | 7.5552e-25 | 1.2231e-07 | 0.002159 | 0.015167 | 1.1411e-05 | 8.8857e-07 | 1.4e-19 | 1.1277e-08 | 0.0031499 | 0.003154 | 0.003154 | 0.0066854 | 0.019853 | 0.0066854 | 0.032691 | 0.019853 | 0.032691 | 0.0088444 | 0.018317 | 0.0031613 | 0.0066863 | 0.0031499 | 0.0031499
946 | 156246.4901 | 15586.1102 | 5650.6406 | 67147.3472 | 37312.4268 | 15656.7026 | 12228.539 | 3002.3569 | 6230.0032 | 8151.3643 | 26337.2926 | 8380.503 | 10065.7338 | 4148.4562 | 7117.0756 | n/a | 9347.2107 | 6517.5112 | 2061.1248 | 8577.5003 | 9334.2972 | 7286.075 | 2681.0603 | 4618.9862 | 6675.4818 | 5392.4238 | 6084.1085 | 6769.0845 | 2457.7868 | 6477.2986 | 198.6068 | 181.9139 | 181.9139 | 176.2921 | 211.0331 | 121.0346 | 232.763 | 194.6404 | 232.763 | 148.2923 | 228.0423 | 93.7769 | 183.8043 | 189.1572 | 189.9196 | 170336.4811 | 9966.8846 | 4314.0943 | 67779.7308 | 31870.5058 | 14157.9827 | 6143.5337 | 5197.2739 | 4945.4305 | 4128.6538 | 26622.2514 | 6213.4201 | 6957.2423 | 4580.8985 | 6151.13 | 159092.4 | 18725.9952 | 10767.2055 | 67059.7557 | 38493.0061 | 23209.1799 | 13056.8086 | 7878.3342 | 9265.0167 | 10741.2355 | 28444.0752 | 12077.3286 | 13491.6268 | 6433.3042 | 12592.7286 | 190.77 | 190.77 | 190.77 | 309.2745 | 309.2745 | 309.2745 | 309.2745 | 309.2745 | 309.2745 | 309.2745 | 190.77 | 309.2745 | 309.2745 | 190.77 | 190.77 | 0.043316 | 1.9733e-05 | 7.9511e-17 | 0.039317 | 0.014841 | 1.4973e-10 | 0.0042494 | 6.3378e-28 | 3.6106e-08 | 1.5549e-07 | 0.0019349 | 1.5795e-09 | 5.4165e-08 | 4.1425e-13 | 1.1605e-15 | 0.043316 | 0.043336 | 0.043336 | 0.082634 | 0.097475 | 0.082634 | 0.10172 | 0.097475 | 0.10172 | 0.082634 | 0.045251 | 0.043316 | 0.082634 | 0.043316 | 0.043316
947 | 153678.0219 | 15469.3893 | 5521.5281 | 66118.1626 | 36741.0115 | 15296.6855 | 11514.601 | 2895.6162 | 5696.4387 | 7969.2159 | 26413.4139 | 8117.9944 | 9644.4209 | 3772.713 | 7112.2013 | n/a | 7148.8751 | 6694.1013 | 4235.9539 | 8916.4514 | 9051.1467 | 7458.9339 | 1781.8567 | 3802.9145 | 7199.8727 | 4008.8376 | 7105.1084 | 5788.1376 | 2760.9802 | 4903.8332 | 211.0966 | 193.7503 | 193.7503 | 189.156 | 223.6963 | 134.5434 | 245.2858 | 207.4096 | 245.2858 | 161.6249 | 239.5804 | 107.4619 | 196.3799 | 200.9467 | 201.7042 | 171358.7471 | 10460.3186 | 4391.0306 | 70473.5043 | 31540.451 | 14583.2654 | 5892.9373 | 5144.5212 | 5003.3079 | 4246.5538 | 25598.5959 | 6141.8207 | 6775.829 | 4605.6205 | 5942.645 | 160758.6 | 17389.5938 | 10955.4319 | 71357.4557 | 38327.5 | 23200.1121 | 13350.2418 | 6859.8779 | 8806.2224 | 11333.2266 | 28274.4989 | 12925.829 | 12272.4666 | 7110.9008 | 10799.4782 | 93.9209 | 93.9209 | 93.9209 | 93.9209 | 109.0738 | 93.9209 | 109.0738 | 109.0738 | 109.0738 | 93.9209 | 93.9209 | 93.9209 | 93.9209 | 93.9209 | 93.9209 | 0.0030889 | 0.00037719 | 4.1122e-18 | 0.0017903 | 0.010235 | 3.802e-11 | 0.00019559 | 7.0755e-24 | 6.8228e-09 | 2.638e-09 | 0.0027981 | 4.4443e-12 | 7.9618e-07 | 1.056e-19 | 2.9792e-11 | 0.0030889 | 0.0034661 | 0.0034661 | 0.0048792 | 0.015114 | 0.0048792 | 0.01531 | 0.015114 | 0.01531 | 0.0048792 | 0.005887 | 0.0030889 | 0.00488 | 0.0030889 | 0.0030889
948 | 152847.5607 | 15523.9418 | 6034.3679 | 65776.3239 | 36557.1729 | 15471.2097 | 11525.4366 | 2856.5344 | 5707.6328 | 7880.4911 | 26166.4231 | 8309.3057 | 9837.0703 | 3782.9535 | 7268.9061 | n/a | 6867.6297 | 5569.0842 | 3136.6447 | 8332.1596 | 7670.034 | 8363.6416 | 2135.6392 | 2968.5511 | 6687.6382 | 5263.0931 | 6888.2218 | 5965.3069 | 3219.6562 | 4932.336 | 206.3332 | 189.3466 | 189.3466 | 184.7453 | 218.6974 | 131.0351 | 239.9204 | 202.6871 | 239.9204 | 157.6569 | 234.3989 | 104.4133 | 191.8672 | 196.4209 | 197.1656 | 173179.5249 | 10480.828 | 4212.8137 | 72961.4574 | 34286.4104 | 14106.1156 | 6398.3312 | 5116.7405 | 4974.9132 | 4344.3631 | 22972.2974 | 5859.6942 | 7472.7527 | 4648.7508 | 6359.8267 | 158287.7 | 17254.5577 | 9717.7979 | 69057.2544 | 39013.0538 | 21368.9182 | 14695.6728 | 7090.6796 | 7937.2644 | 10676.7699 | 27327.5905 | 12695.9161 | 12979.9596 | 7594.8071 | 10319.0627 | 123.7 | 123.7 | 123.7 | 123.7 | 123.7 | 123.7 | 123.7 | 123.7 | 123.7 | 123.7 | 123.7 | 123.7 | 123.7 | 123.7 | 123.7 | 0.0086178 | 0.00061119 | 5.33e-12 | 0.0059995 | 0.0047259 | 8.5396e-09 | 4.0272e-06 | 1.1289e-25 | 5.5756e-07 | 3.6504e-08 | 0.0076782 | 5.4148e-11 | 1.2374e-07 | 3.9767e-22 | 1.6247e-09 | 0.0086178 | 0.009229 | 0.009229 | 0.014617 | 0.019343 | 0.014617 | 0.019347 | 0.019343 | 0.019348 | 0.014617 | 0.016296 | 0.0086178 | 0.014617 | 0.0086178 | 0.0086178
949 | 154752.3217 | 15783.7136 | 6054.2888 | 66538.3104 | 37126.9083 | 15136.6552 | 11945.9299 | 2895.4563 | 6117.2493 | 8052.1342 | 26457.0785 | 7931.7613 | 9955.6414 | 4085.0105 | 7183.3549 | n/a | 9976.021 | 5924.3639 | 4841.9779 | 8189.7959 | 9005.4398 | 8303.8084 | 2315.7785 | 5288.773 | 8751.0728 | 4699.03 | 6128.5582 | 5856.0313 | 3636.6136 | 4169.0595 | 216.9146 | 200.0434 | 200.0434 | 198.6442 | 228.3993 | 152.4353 | 246.9593 | 214.3981 | 246.9593 | 175.7165 | 239.4425 | 129.154 | 204.2376 | 206.2301 | 206.8813 | 167355.2333 | 9513.9133 | 4229.5442 | 66493.3335 | 30695.8565 | 14098.0595 | 5998.5662 | 5267.088 | 4893.686 | 4275.203 | 24864.9951 | 6131.2853 | 6273.1052 | 4570.2784 | 6154.9084 | 159038.1809 | 19376.2343 | 10089.808 | 69025.2589 | 38129.2 | 22948.1992 | 14208.5745 | 7423.5665 | 10182.459 | 12971.2758 | 28228.825 | 12159.5435 | 11739.1365 | 7742.392 | 10263.2679 | 155.3098 | 155.3098 | 155.3098 | 155.3098 | 165.88 | 155.3098 | 165.88 | 165.88 | 165.88 | 155.3098 | 155.3098 | 155.3098 | 155.3098 | 155.3098 | 155.3098 | 0.018649 | 7.2738e-06 | 6.4325e-13 | 0.010964 | 0.017235 | 3.8955e-11 | 7.1459e-05 | 5.7185e-27 | 2.3601e-10 | 1.6593e-12 | 0.0032031 | 4.4405e-11 | 3.2123e-05 | 6.5547e-20 | 1.1224e-09 | 0.018649 | 0.018656 | 0.018656 | 0.029613 | 0.046848 | 0.029613 | 0.046919 | 0.046848 | 0.046919 | 0.029613 | 0.021852 | 0.018649 | 0.029645 | 0.018649 | 0.018649
950 | 153241.3682 | 15256.4022 | 5861.9417 | 65985.6106 | 36649.5399 | 15459.7329 | 11719.3666 | 2977.7305 | 5817.2942 | 8052.4834 | 25845.3459 | 8146.5499 | 9844.7718 | 3864.9659 | 6737.0724 | n/a | 8955.3672 | 6756.3368 | 4368.1948 | 7139.8156 | 10370.9208 | 7608.957 | 1951.7404 | 6508.3597 | 9049.0133 | 4571.2256 | 6377.1717 | 5829.4877 | 3654.5409 | 5610.9353 | 231.1996 | 214.471 | 214.471 | 217.3484 | 241.5173 | 181.129 | 256.5323 | 230.1903 | 256.5323 | 199.9635 | 246.3448 | 162.2945 | 220.9039 | 219.476 | 220.0028 | 168585.5498 | 10665.1288 | 4235.4265 | 65739.9357 | 29803.4995 | 13742.2202 | 6038.3105 | 4997.8132 | 4834.2787 | 3901.6426 | 25694.4946 | 5850.8916 | 7355.9027 | 4599.1757 | 6048.2842 | 159734.8498 | 18673.796 | 10977.3633 | 67829.9305 | 36933.415 | 23507.341 | 13647.2675 | 6949.5536 | 11342.6384 | 12365.056 | 29320.1202 | 12207.8633 | 12338.3904 | 7799.6166 | 11356.1195 | 115.4815 | 115.4815 | 115.4815 | 154.8018 | 298.8616 | 154.8018 | 298.8616 | 298.8616 | 298.8616 | 154.8018 | 115.4815 | 154.8018 | 154.8018 | 115.4815 | 115.4815 | 0.0044343 | 8.3487e-06 | 2.7382e-16 | 0.014966 | 0.032035 | 3.2562e-11 | 0.00016488 | 2.563e-23 | 7.2397e-14 | 3.1459e-11 | 0.00023521 | 1.6964e-10 | 1.7033e-06 | 2.4799e-22 | 3.4389e-14 | 0.0044343 | 0.0044426 | 0.0044426 | 0.0194 | 0.051436 | 0.0194 | 0.0516 | 0.051436 | 0.0516 | 0.0194 | 0.0046695 | 0.0044343 | 0.019402 | 0.0044343 | 0.0044343
951 | 153353.845 | 15591.8432 | 5920.5193 | 65986.1727 | 36680.5414 | 15469.9313 | 11451.1877 | 2946.5746 | 6116.7808 | 7732.9304 | 26046.2511 | 8172.7544 | 9889.1556 | 4213.1261 | 7321.0197 | n/a | 10936.8175 | 6406.8831 | 3792.2326 | 6574.5502 | 9341.8281 | 7675.6485 | 2295.1446 | 4533.6971 | 7088.2647 | 4527.2041 | 7012.467 | 7301.135 | 4420.0178 | 5320.9423 | 219.7959 | 203.7178 | 203.7178 | 205.8448 | 229.8726 | 169.5966 | 244.8109 | 218.6033 | 244.8109 | 188.335 | 235.429 | 150.8582 | 209.56 | 208.6972 | 209.2214 | 180502.548 | 9860.2887 | 4422.5384 | 76114.2066 | 31502.3865 | 13188.5047 | 6211.3294 | 5257.196 | 5248.9482 | 4246.8025 | 28302.0907 | 5666.9318 | 6754.8477 | 4719.7679 | 5854.7725 | 160826.6 | 19247.1686 | 9433.2838 | 73170.6926 | 37499.3278 | 20487.8327 | 13448.569 | 7552.3405 | 9332.2453 | 9677.1672 | 29388.1687 | 12294.7988 | 11690.945 | 9000.0856 | 10588.6148 | 89.1843 | 89.1843 | 89.1843 | 89.1843 | 191.8838 | 89.1843 | 191.8838 | 191.8838 | 191.8838 | 89.1843 | 89.1843 | 89.1843 | 89.1843 | 89.1843 | 89.1843 | 0.0023959 | 5.6053e-06 | 1.0144e-11 | 0.00052819 | 0.020035 | 8.2803e-08 | 0.00011817 | 5.8831e-27 | 1.2112e-08 | 2.07e-06 | 0.00029827 | 1.3524e-10 | 2.8463e-05 | 1.1533e-24 | 5.5123e-10 | 0.0023959 | 0.0024015 | 0.0024015 | 0.0029241 | 0.022959 | 0.0029242 | 0.023077 | 0.022959 | 0.023077 | 0.0029262 | 0.0026942 | 0.002396 | 0.0029526 | 0.0023959 | 0.0023959
952 | 155632.2855 | 15731.3482 | 5914.1558 | 66889.4917 | 37214.3509 | 15602.0996 | 11980.9274 | 2848.2583 | 6233.2194 | 8053.508 | 26285.6707 | 8341.89 | 10174.141 | 4217.9843 | 7351.1667 | n/a | 9145.9901 | 5956.1507 | 4276.3278 | 11556.0934 | 6761.7894 | 7241.38 | 1852.2073 | 4786.9926 | 8183.3622 | 4668.4219 | 5580.3662 | 8646.5576 | 2617.3127 | 4334.2501 | 218.7097 | 202.347 | 202.347 | 203.1948 | 229.2952 | 163.341 | 245.5441 | 217.0372 | 245.5441 | 183.7234 | 236.8404 | 142.9586 | 207.5905 | 207.7633 | 208.3335 | 173154.8997 | 10104.7585 | 4346.165 | 70537.2688 | 33200.3623 | 14303.6706 | 5315.7434 | 5174.4937 | 4578.2052 | 4036.5001 | 25476.8061 | 5696.4456 | 6229.7349 | 4733.5506 | 6302.6425 | 159389.8 | 18692.6486 | 10168.2157 | 70653.5506 | 43533.4556 | 19848.86 | 12311.1234 | 6981.701 | 9323.8978 | 12214.6624 | 27923.428 | 10920.6118 | 14469.2925 | 7100.6633 | 10429.3926 | 171.5608 | 171.5608 | 171.5608 | 171.5608 | 171.5608 | 171.5608 | 176.2967 | 171.5608 | 176.2967 | 171.5608 | 171.5608 | 171.5608 | 171.5608 | 171.5608 | 171.5608 | 0.026511 | 3.2669e-05 | 8.8239e-14 | 0.0046107 | 0.00017353 | 6.6626e-07 | 0.016373 | 3.5117e-25 | 2.8229e-08 | 6.5724e-11 | 0.0038363 | 2.6692e-07 | 2.1203e-09 | 9.9747e-16 | 1.6834e-09 | 0.026511 | 0.026544 | 0.026544 | 0.031122 | 0.031295 | 0.031122 | 0.047668 | 0.031295 | 0.047668 | 0.031122 | 0.030347 | 0.026512 | 0.031122 | 0.026511 | 0.026511
953 | 158618.4274 | 16364.0324 | 5880.2233 | 68074.2468 | 37741.1406 | 15777.0981 | 12130.8369 | 2992.9087 | 6381.8215 | 8192.5299 | 27066.7336 | 8551.8389 | 10133.2456 | 4194.4842 | 7413.0674 | n/a | 14114.3025 | 4038.8924 | 4351.5838 | 6794.5178 | 11000.8476 | 9102.2531 | 1820.497 | 3922.9518 | 9232.4225 | 3945.6328 | 6560.319 | 7498.9587 | 3060.0749 | 4819.0643 | 233.3494 | 216.0784 | 216.0784 | 217.6347 | 244.3564 | 177.0575 | 260.9818 | 231.8145 | 260.9818 | 197.9121 | 251.3709 | 156.2029 | 221.9656 | 221.6202 | 222.2036 | 181021.3862 | 10614.9523 | 4298.1911 | 72336.2618 | 33544.6409 | 14564.8785 | 5689.1142 | 5250.1641 | 4861.9964 | 4391.8839 | 29155.8443 | 5854.1209 | 7242.4734 | 4772.2564 | 5994.7474 | 164140.9 | 23400.5307 | 8337.0836 | 71180.3661 | 38810.0674 | 23819.4437 | 14463.4761 | 7065.0611 | 8334.5482 | 13305.5064 | 31833.9771 | 12323.9399 | 13680.7321 | 5772.1857 | 10646.3117 | 142.5686 | 142.5686 | 142.5686 | 142.5686 | 172.696 | 142.5686 | 172.696 | 172.696 | 172.696 | 142.5686 | 142.5686 | 142.5686 | 142.5686 | 142.5686 | 142.5686 | 0.0093185 | 3.2205e-09 | 7.5297e-09 | 0.0071477 | 0.016515 | 5.0148e-11 | 6.4867e-05 | 9.6381e-24 | 6.1505e-06 | 9.9141e-13 | 4.6866e-05 | 1.5817e-09 | 3.6839e-08 | 1.1593e-09 | 8.3205e-10 | 0.0093185 | 0.0093185 | 0.0093186 | 0.016466 | 0.032981 | 0.016466 | 0.033046 | 0.032981 | 0.033052 | 0.016466 | 0.0093654 | 0.0093185 | 0.016466 | 0.0093185 | 0.0093185
954 | 153923.1312 | 15608.3488 | 5730.7117 | 66216.1121 | 36841.3836 | 15237.3641 | 11769.094 | 3006.7752 | 5952.8683 | 7829.0508 | 25876.953 | 7902.9022 | 9846.7517 | 3945.3547 | 6892.6789 | n/a | 11341.1636 | 4652.9871 | 4229.8238 | 8490.0757 | 12771.3179 | 7939.7311 | 1638.6369 | 5297.9174 | 7884.1918 | 4108.7826 | 6154.3674 | 6767.061 | 4526.5672 | 4597.6399 | 231.4616 | 214.1744 | 214.1744 | 215.1746 | 242.6188 | 173.3045 | 259.7028 | 229.731 | 259.7028 | 194.7343 | 250.4403 | 151.8747 | 219.7699 | 219.8691 | 220.4685 | 171449.0611 | 9363.9084 | 4359.2206 | 70204.2969 | 32011.8197 | 13531.9613 | 5641.2403 | 4938.0243 | 4885.6338 | 4550.729 | 25340.8919 | 5758.381 | 7226.1571 | 4618.5134 | 6046.8033 | 159308.8 | 19068.5263 | 9012.2077 | 69988.175 | 39558.2954 | 25287.3792 | 13451.7714 | 6483.4612 | 10142.2512 | 11597.5209 | 27550.3745 | 11734.2484 | 13459.0181 | 8909.1806 | 10639.1432 | 140.8236 | 140.8236 | 140.8236 | 140.8236 | 140.8236 | 140.8236 | 140.8236 | 140.8236 | 140.8236 | 140.8236 | 140.8236 | 140.8236 | 140.8236 | 140.8236 | 140.8236 | 0.0091382 | 9.1179e-06 | 2.2124e-11 | 0.0044809 | 0.0038252 | 1.2584e-13 | 0.00033974 | 1.6879e-20 | 7.7632e-11 | 2.6126e-10 | 0.0035011 | 2.8924e-10 | 1.8964e-08 | 4.5189e-27 | 1.0791e-11 | 0.0091382 | 0.0091473 | 0.0091473 | 0.013619 | 0.017444 | 0.013619 | 0.017784 | 0.017444 | 0.017784 | 0.013619 | 0.012639 | 0.0091382 | 0.013619 | 0.0091382 | 0.0091382
955 | 152584.3049 | 15422.2313 | 5757.4914 | 65689.1784 | 36577.0564 | 15232.576 | 11702.0002 | 3006.7062 | 5880.4039 | 7989.3178 | 26065.5558 | 7960.7271 | 9522.9133 | 3972.2093 | 6783.9299 | n/a | 8580.5692 | 5482.4376 | 3702.5092 | 7633.3847 | 6827.1788 | 8972.8445 | 1995.0862 | 3912.2013 | 6910.8399 | 5478.2837 | 6739.0062 | 6343.5275 | 3562.8146 | 4742.8315 | 232.773 | 215.6015 | 215.6015 | 217.3518 | 243.6657 | 177.4652 | 260.0342 | 231.3177 | 260.0342 | 197.9974 | 250.3484 | 156.9329 | 221.5631 | 221.0576 | 221.632 | 173249.2114 | 10402.0171 | 4129.4588 | 69508.8575 | 31701.4042 | 15118.5491 | 5904.8048 | 5106.9861 | 4765.5089 | 4491.8934 | 27298.316 | 6237.843 | 6786.7646 | 4367.39 | 6039.8801 | 160050.45 | 18906.7863 | 9581.6964 | 68432.4 | 37854.6888 | 21579.9279 | 14144.0493 | 7102.0723 | 8129.6103 | 11267.4332 | 31165.6681 | 12746.3492 | 11377.7605 | 7875.5046 | 10782.7115 | 93.7555 | 93.7555 | 93.7555 | 110.5328 | 148.4621 | 110.5328 | 148.4621 | 148.4621 | 148.4621 | 110.5328 | 93.7555 | 110.5328 | 110.5328 | 93.7555 | 93.7555 | 0.0023495 | 7.7512e-06 | 7.0256e-13 | 0.008382 | 0.01335 | 2.0673e-09 | 3.7405e-05 | 9.1316e-24 | 7.025e-07 | 4.184e-09 | 2.2005e-05 | 3.1435e-12 | 1.7294e-05 | 1.2381e-21 | 1.684e-12 | 0.0023495 | 0.0023573 | 0.0023573 | 0.010732 | 0.024081 | 0.010732 | 0.024119 | 0.024081 | 0.024119 | 0.010732 | 0.0023715 | 0.0023495 | 0.010749 | 0.0023495 | 0.0023495
956 | 155331.3568 | 15856.5623 | 5751.2918 | 66781.9347 | 37272.9029 | 15732.8029 | 11751.2377 | 3053.2958 | 6458.4397 | 8005.4 | 26457.2839 | 8311.4205 | 9858.3788 | 4033.3744 | 6997.6659 | n/a | 11563.3013 | 5118.3141 | 3984.7189 | 8125.9562 | 8027.3472 | 8850.7178 | 1850.9881 | 5436.37 | 8199.6269 | 4506.9539 | 7101.3858 | 8087.8081 | 3280.2988 | 5546.373 | 215.2514 | 199.4342 | 199.4342 | 201.268 | 225.2295 | 165.0258 | 240.131 | 213.9881 | 240.131 | 183.7179 | 231.0671 | 146.3336 | 205.0437 | 204.4014 | 204.9242 | 168013.483 | 9445.4402 | 4256.5942 | 68247.8441 | 30906.7041 | 13954.2533 | 6105.4569 | 5194.4867 | 5137.0745 | 4606.0543 | 26136.5345 | 5566.127 | 6944.9127 | 4595.1632 | 5879.5863 | 160613.783 | 20361.3414 | 9315.2083 | 69864.0631 | 38090.5603 | 21678.1005 | 14853.5747 | 6618.2748 | 10470.8445 | 12551.0812 | 28636.5884 | 12618.6128 | 14547.5208 | 7864.4619 | 11088.3593 | 134.0781 | 134.0781 | 134.0781 | 134.0781 | 190.4039 | 134.0781 | 190.4039 | 190.4039 | 190.4039 | 134.0781 | 134.0781 | 134.0781 | 134.0781 | 134.0781 | 134.0781 | 0.010076 | 8.4277e-07 | 3.7602e-12 | 0.0069951 | 0.020285 | 9.7488e-09 | 5.8389e-06 | 1.1168e-20 | 8.0538e-10 | 8.9237e-12 | 0.0017647 | 7.8909e-11 | 2.5487e-10 | 5.4986e-21 | 2.0507e-12 | 0.010076 | 0.010077 | 0.010077 | 0.017071 | 0.037356 | 0.017071 | 0.037362 | 0.037356 | 0.037362 | 0.017071 | 0.011841 | 0.010076 | 0.017071 | 0.010076 | 0.010076
957 | 154334.54 | 15843.3096 | 5991.6401 | 66360.7064 | 36924.1482 | 15378.1077 | 11929.5248 | 3043.2649 | 5843.4577 | 7782.9127 | 26097.3964 | 8276.3263 | 9705.8429 | 3940.3023 | 7332.3634 | n/a | 10798.7335 | 5721.6754 | 3005.0752 | 7583.3358 | 8191.9017 | 9490.5055 | 1355.8549 | 3371.7571 | 8677.0663 | 4090.058 | 5724.1716 | 6762.7503 | 3215.9814 | 5582.787 | 234.5175 | 217.7231 | 217.7231 | 221.2489 | 244.716 | 186.3206 | 259.284 | 233.7262 | 259.284 | 204.5945 | 248.6481 | 168.0468 | 224.521 | 222.5791 | 223.0902 | 169914.7479 | 10012.8196 | 4034.7949 | 67510.8195 | 30965.7552 | 14512.2304 | 6074.9121 | 5191.6806 | 4891.7929 | 4336.6724 | 25606.5525 | 5747.6669 | 5931.3187 | 4711.4745 | 5611.4814 | 159820.2 | 19617.2542 | 9589.0703 | 67759.3947 | 37806.191 | 22525.332 | 15565.4176 | 6547.5355 | 8263.55 | 12861.3387 | 28046.3105 | 11445.4385 | 12312.169 | 7676.756 | 9784.544 | 140.7646 | 140.7646 | 140.7646 | 192.2953 | 193.6879 | 192.2953 | 193.6879 | 193.6879 | 193.6879 | 192.2953 | 140.7646 | 192.2953 | 192.2953 | 140.7646 | 140.7646 | 0.0087025 | 4.855e-06 | 7.7677e-12 | 0.018779 | 0.01905 | 3.0271e-10 | 1.4848e-06 | 2.0116e-20 | 2.8622e-07 | 3.2699e-13 | 0.0023766 | 1.5171e-08 | 9.3148e-07 | 5.9082e-21 | 5.1014e-08 | 0.0087025 | 0.0087073 | 0.0087073 | 0.027481 | 0.046531 | 0.027481 | 0.046532 | 0.046531 | 0.046532 | 0.027481 | 0.011079 | 0.0087025 | 0.027482 | 0.0087025 | 0.0087025
958 | 151900.7922 | 15223.4925 | 5572.0507 | 65408.4771 | 36288.4537 | 15345.5385 | 11354.134 | 2825.1628 | 5913.6081 | 8186.1443 | 25781.7051 | 7801.0926 | 9633.4499 | 4025.4057 | 6857.4248 | n/a | 10085.9386 | 5219.9385 | 3584.9549 | 7464.8757 | 12578.9867 | 8134.811 | 2213.0246 | 3800.3588 | 9084.534 | 3041.1498 | 8089.1874 | 8322.7238 | 3556.9426 | 4754.4999 | 231.7651 | 214.7735 | 214.7735 | 216.8838 | 242.4488 | 178.2665 | 258.3453 | 230.4569 | 258.3453 | 198.2067 | 248.5184 | 158.3263 | 220.8744 | 220.0723 | 220.63 | 173667.778 | 11049.9745 | 4264.0144 | 70119.7942 | 31117.2308 | 14474.795 | 6184.672 | 5074.2124 | 5029.6878 | 4677.2083 | 25387.6502 | 6105.3276 | 6867.7162 | 4686.9995 | 6078.1789 | 159310.7 | 20764.9131 | 9389.553 | 68251.5 | 37306.7 | 25945.8817 | 14145.1829 | 6844.937 | 8747.8466 | 13645.9422 | 26700.2 | 14017.915 | 14036.7602 | 7784.4421 | 10578.1788 | 93.8631 | 93.8631 | 93.8631 | 104.8377 | 172.2884 | 104.8377 | 172.2884 | 172.2884 | 172.2884 | 104.8377 | 148.8699 | 104.8377 | 104.8377 | 93.8631 | 93.8631 | 0.0023726 | 3.995e-08 | 3.1974e-13 | 0.0078136 | 0.016655 | 3.6145e-14 | 1.0752e-05 | 9.9055e-25 | 4.5156e-08 | 1.8602e-13 | 0.010773 | 1.5603e-15 | 5.317e-10 | 1.1388e-20 | 1.1216e-11 | 0.0023726 | 0.0023726 | 0.0023726 | 0.010186 | 0.026841 | 0.010186 | 0.026852 | 0.026841 | 0.026852 | 0.010186 | 0.013145 | 0.0023726 | 0.010186 | 0.0023726 | 0.0023726
959 | 156930.1574 | 15685.0922 | 5934.8428 | 67405.5403 | 37509.7267 | 16134.772 | 12141.2003 | 3021.6105 | 6166.9443 | 8520.1746 | 27051.0697 | 8343.0747 | 9767.9416 | 3906.7041 | 7274.0001 | n/a | 9000.7423 | 5565.1154 | 4105.9692 | 9406.7939 | 13263.5559 | 6115.7794 | 2190.8907 | 4323.6725 | 8397.9474 | 5450.5918 | 4980.9994 | 7881.1814 | 2574.9147 | 5177.3641 | 226.1654 | 208.586 | 208.586 | 207.1667 | 238.1224 | 159.1053 | 257.4307 | 223.5566 | 257.4307 | 183.3252 | 249.5736 | 134.8854 | 212.9769 | 215.0221 | 215.6996 | 172168.5534 | 9839.5991 | 4116.2701 | 69234.3265 | 31236.8335 | 14878.8503 | 5877.3043 | 5043.2983 | 4917.6119 | 4316.6193 | 26404.3724 | 5922.6068 | 6210.6523 | 4569.4515 | 5929.7701 | 162693.4616 | 18630.2414 | 9532.9856 | 69598.2682 | 38929.3 | 26884.4063 | 11993.0837 | 7162.489 | 9241.2844 | 12366.1667 | 30974.9004 | 10809.5061 | 14062.5337 | 7122.4662 | 11076.1341 | 131.8104 | 131.8104 | 131.8104 | 133.5556 | 134.8458 | 133.5556 | 386.146 | 134.8458 | 386.146 | 133.5556 | 131.8104 | 133.5556 | 133.5556 | 131.8104 | 131.8104 | 0.0077396 | 3.3266e-05 | 6.228e-12 | 0.012866 | 0.012153 | 9.6371e-14 | 0.062216 | 6.7312e-24 | 2.6164e-08 | 8.4117e-10 | 0.00015601 | 4.5112e-07 | 1.0602e-09 | 1.7427e-18 | 2.5077e-11 | 0.0077396 | 0.0077728 | 0.0077728 | 0.020605 | 0.032759 | 0.020605 | 0.094975 | 0.032759 | 0.094975 | 0.020605 | 0.0078956 | 0.00774 | 0.020605 | 0.0077396 | 0.0077396
960 | 153615.2123 | 15829.3958 | 5986.4374 | 66076.2752 | 36769.3528 | 15518.0209 | 11880.9007 | 2901.355 | 6042.1737 | 7719.9345 | 26069.8195 | 8440.1725 | 9840.8001 | 3939.2277 | 6999.5601 | n/a | 11323.4768 | 5383.6978 | 3800.0933 | 7418.3787 | 7636.4809 | 6681.2657 | 1403.6173 | 3885.164 | 8134.6273 | 3969.9284 | 7441.7874 | 8092.0911 | 3281.2033 | 5415.8894 | 206.9047 | 190.7357 | 190.7357 | 189.1349 | 217.9766 | 144.2647 | 235.9704 | 204.4024 | 235.9704 | 166.8358 | 228.9329 | 121.6936 | 194.6168 | 196.7336 | 197.365 | 166383.9841 | 10323.609 | 4247.2647 | 65951.3485 | 29250.3244 | 15019.5451 | 5697.1887 | 5229.661 | 4849.9976 | 4712.1925 | 23669.0123 | 6022.9691 | 6244.8705 | 4623.4535 | 5911.4995 | 159411.4958 | 21518.6857 | 9621.4625 | 68154.4 | 36428.0031 | 22581.4261 | 12318.3544 | 6633.2783 | 8735.1615 | 12801.0199 | 26528.1 | 13435.9565 | 13368.6199 | 7521.0568 | 10843.6889 | 117.5115 | 117.5115 | 117.5115 | 124.943 | 326.9649 | 124.943 | 326.9649 | 326.9649 | 326.9649 | 124.943 | 221.11 | 124.943 | 124.943 | 117.5115 | 117.5115 | 0.0070191 | 4.76e-08 | 6.0123e-12 | 0.013333 | 0.055433 | 4.4414e-10 | 0.011998 | 1.4586e-22 | 1.1701e-07 | 2.6208e-13 | 0.021659 | 4.5032e-12 | 2.6407e-08 | 3.4763e-20 | 8.5843e-12 | 0.0070191 | 0.0070191 | 0.0070191 | 0.020352 | 0.075785 | 0.020352 | 0.087783 | 0.075785 | 0.087783 | 0.020352 | 0.028679 | 0.0070191 | 0.020352 | 0.0070191 | 0.0070191
961 | 148612.7541 | 15131.2458 | 5568.0473 | 64101.6669 | 35598.8723 | 14758.8598 | 11155.2385 | 2804.5285 | 5897.3882 | 7787.8975 | 25277.3912 | 7631.645 | 9504.105 | 4037.7406 | 6951.8947 | n/a | 11286.9468 | 6385.1452 | 4200.8649 | 7965.3327 | 10566.975 | 6536.2449 | 1956.6806 | 4417.9774 | 6731.1364 | 3941.4595 | 7656.6108 | 8609.8876 | 3563.483 | 5645.9206 | 200.5387 | 184.2487 | 184.2487 | 180.5417 | 212.2188 | 130.6221 | 232.011 | 197.288 | 232.011 | 155.4491 | 226.2635 | 105.7952 | 187.0421 | 190.846 | 191.5405 | 172768.154 | 9772.0866 | 4286.3994 | 72489.4599 | 33683.816 | 14722.8853 | 6373.1909 | 5211.2183 | 5217.2103 | 4396.6756 | 25859.0911 | 6027.8452 | 6684.8737 | 4555.1036 | 6091.9613 | 154877.3 | 20924.6334 | 10623.1446 | 67969.2043 | 37357.4017 | 22976.6867 | 12813.6358 | 7167.8988 | 9635.1877 | 11127.812 | 26180.4 | 12226.4824 | 13445.4613 | 7917.5866 | 10159.0084 | 100.8192 | 100.8192 | 100.8192 | 100.8192 | 100.8192 | 100.8192 | 100.8192 | 100.8192 | 100.8192 | 100.8192 | 135.2138 | 100.8192 | 100.8192 | 100.8192 | 100.8192 | 0.0045218 | 1.9444e-08 | 7.2661e-17 | 0.0039005 | 0.008378 | 7.6462e-12 | 0.00028065 | 7.6713e-27 | 5.6436e-10 | 2.0281e-09 | 0.010732 | 3.0327e-12 | 2.8496e-09 | 3.3279e-21 | 3.0044e-10 | 0.0045218 | 0.0045218 | 0.0045218 | 0.0084223 | 0.0168 | 0.0084223 | 0.017081 | 0.0168 | 0.017081 | 0.0084223 | 0.015254 | 0.0045218 | 0.0084223 | 0.0045218 | 0.0045218
962 | 155064.1019 | 15837.7229 | 6124.4943 | 66677.7861 | 37010.4588 | 15716.39 | 11867.6348 | 3115.1465 | 5907.4774 | 7979.9653 | 26409.9949 | 8302.1214 | 9838.4871 | 4007.9558 | 7189.2904 | n/a | 9628.8512 | 5059.5403 | 4700.3947 | 8897.8362 | 9413.2806 | 7739.2714 | 1543.3601 | 3756.5713 | 8975.3814 | 3737.2109 | 6031.856 | 7208.6293 | 3632.4734 | 4539.3478 | 232.5707 | 215.1874 | 215.1874 | 216.1462 | 243.8017 | 173.9377 | 261.0179 | 230.8141 | 261.0179 | 195.5334 | 251.734 | 152.342 | 220.7889 | 220.9261 | 221.5302 | 173140.0581 | 9911.9977 | 4135.2042 | 71341.6144 | 31134.908 | 14358.9431 | 5698.584 | 5164.7828 | 4825.6817 | 4689.837 | 25304.9039 | 6016.6147 | 6904.1424 | 4668.7121 | 6111.2661 | 163561.6 | 19464.3489 | 9144.9445 | 73051.8658 | 38644.2418 | 23462.8237 | 13420.8531 | 6688.9429 | 8507.953 | 13535.3184 | 27430.9 | 11868.9706 | 13739.4717 | 8118.4855 | 10450.8139 | 73.5438 | 73.5438 | 73.5438 | 73.5438 | 115.4128 | 73.5438 | 115.4128 | 115.4128 | 115.4128 | 73.5438 | 139.54 | 73.5438 | 73.5438 | 73.5438 | 73.5438 | 0.0013201 | 6.9015e-06 | 4.4077e-10 | 0.00091286 | 0.0099225 | 9.8376e-11 | 0.00050995 | 2.3499e-20 | 1.3675e-07 | 5.9469e-14 | 0.0095808 | 2.4688e-09 | 5.8589e-09 | 1.7586e-22 | 4.0969e-10 | 0.0013201 | 0.001327 | 0.001327 | 0.0022329 | 0.012155 | 0.0022329 | 0.012665 | 0.012155 | 0.012666 | 0.0022329 | 0.010901 | 0.0013201 | 0.0022329 | 0.0013201 | 0.0013201
963 | 151277.6344 | 15490.3967 | 5972.1625 | 65163.475 | 36383.5637 | 14957.2031 | 11816.3231 | 2983.4916 | 6075.5448 | 7935.935 | 25598.4815 | 7720.2182 | 9680.0102 | 3896.6393 | 7186.1163 | n/a | 9083.5376 | 5992.5915 | 4093.2341 | 8375.4109 | 11158.7065 | 10166.5723 | 1758.6759 | 4586.3175 | 6994.82 | 4232.1365 | 5682.1868 | 7882.3114 | 3473.5264 | 5793.3862 | 207.7814 | 190.6963 | 190.6963 | 186.1349 | 220.2006 | 132.263 | 241.4938 | 204.1373 | 241.4938 | 158.9728 | 235.8976 | 105.5531 | 193.267 | 197.794 | 198.5411 | 172357.5087 | 10167.9458 | 4257.2845 | 67435.1634 | 30771.1501 | 14932.2793 | 5698.5139 | 4853.1115 | 4850.685 | 4520.3465 | 26283.9794 | 6130.8592 | 6793.3129 | 4562.9496 | 6088.1065 | 159900.5 | 18805.7194 | 10249.876 | 68299.0365 | 37731.5 | 25739.5858 | 15017.6573 | 6611.7874 | 9358.3026 | 11423.8664 | 28466.3159 | 11552.946 | 14488.6242 | 7612.8761 | 10189.8509 | 58.9606 | 58.9606 | 58.9606 | 77.2025 | 127.29 | 77.2025 | 127.29 | 127.29 | 127.29 | 77.2025 | 58.9606 | 77.2025 | 77.2025 | 58.9606 | 58.9606 | 0.0010647 | 1.2215e-05 | 9.889e-14 | 0.006451 | 0.01247 | 1.0852e-14 | 4.6277e-06 | 1.8943e-21 | 7.9957e-09 | 1.338e-09 | 0.00055997 | 1.8391e-10 | 1.1047e-10 | 4.6146e-21 | 1.7351e-09 | 0.0010647 | 0.0010769 | 0.0010769 | 0.0075157 | 0.019985 | 0.0075157 | 0.01999 | 0.019985 | 0.01999 | 0.0075157 | 0.0016247 | 0.0010647 | 0.0075157 | 0.0010647 | 0.0010647
964 | 156824.4029 | 15946.5882 | 6080.0979 | 67355.8013 | 37519.6057 | 15841.2756 | 11916.7698 | 2823.3291 | 6198.5973 | 7997.658 | 26680.7013 | 8295.3665 | 10000.8922 | 4322.3592 | 7062.2658 | n/a | 9719.7988 | 6550.8995 | 5143.1512 | 10044.0571 | 9102.9295 | 7801.3119 | 2117.9996 | 3504.6581 | 6596.6518 | 3764.114 | 6411.1286 | 7375.4066 | 4005.4551 | 5122.7848 | 220.1953 | 203.6864 | 203.6864 | 204.4179 | 230.9064 | 163.9292 | 247.3989 | 218.4647 | 247.3989 | 184.6172 | 238.6969 | 143.2413 | 208.9107 | 209.1839 | 209.7626 | 172626.9142 | 10484.8488 | 4325.2065 | 69773.8568 | 30896.0986 | 12662.9824 | 5833.5103 | 5139.8745 | 4658.4684 | 3785.541 | 23865.9964 | 5826.0716 | 5996.1353 | 4631.0343 | 5949.1394 | 161954.7 | 19206.6476 | 10870.006 | 70657.0938 | 38800 | 21434.4119 | 13429.4223 | 6959.9742 | 8080.9265 | 10283.7927 | 25739.2103 | 12004.1002 | 11786.2834 | 8326.1894 | 11036.3242 | 141.3598 | 141.3598 | 141.3598 | 141.3598 | 143.43 | 141.3598 | 143.43 | 143.43 | 143.43 | 141.3598 | 358.0454 | 141.3598 | 141.3598 | 141.3598 | 141.3598 | 0.011441 | 1.7611e-05 | 6.6875e-15 | 0.0062177 | 0.0137 | 2.6287e-08 | 0.00058215 | 2.1091e-25 | 6.5673e-06 | 5.397e-07 | 0.12086 | 1.2528e-09 | 3.2923e-05 | 1.6028e-20 | 4.967e-12 | 0.011441 | 0.011459 | 0.011459 | 0.017659 | 0.031359 | 0.017659 | 0.031941 | 0.031359 | 0.031947 | 0.017659 | 0.1323 | 0.011441 | 0.017692 | 0.011441 | 0.011441
965 | 156541.7692 | 15847.4678 | 5970.1081 | 67254.0422 | 37484.276 | 15789.574 | 12041.1998 | 3211.4642 | 5861.7315 | 7993.1736 | 26606.2292 | 8375.6391 | 9901.9337 | 3968.5664 | 7264.2658 | n/a | 10402.1726 | 4129.1716 | 4193.6979 | 11823.7038 | 10224.0585 | 8011.1009 | 1867.4794 | 3658.0392 | 6586.2281 | 3517.631 | 6106.1267 | 7231.6408 | 3443.6801 | 5682.1821 | 227.4911 | 210.7501 | 210.7501 | 212.6031 | 238.074 | 174.0465 | 253.9156 | 226.1234 | 253.9156 | 193.9179 | 244.3787 | 154.1751 | 216.6404 | 216.0306 | 216.5865 | 173926.9381 | 9970.7073 | 4414.387 | 71508.4186 | 31328.9599 | 14696.5222 | 6270.7147 | 5115.1768 | 5163.7603 | 4604.213 | 25924.9908 | 5812.393 | 6112.6455 | 4850.7082 | 6313.486 | 162153.4 | 19644.1798 | 8517.5586 | 71487.7003 | 40147.4475 | 24284.0807 | 13987.5156 | 6956.6561 | 8821.7996 | 10702.0411 | 27605.9 | 11770.4197 | 13272.9863 | 8024.7883 | 11954.2682 | 135.5283 | 135.5283 | 135.5283 | 135.5283 | 135.5283 | 135.5283 | 135.5283 | 135.5283 | 135.5283 | 135.5283 | 139.3725 | 135.5283 | 135.5283 | 135.5283 | 135.5283 | 0.008451 | 4.607e-06 | 5.3887e-09 | 0.0035021 | 0.0041724 | 1.6225e-11 | 0.00018155 | 1.175e-20 | 2.1782e-08 | 6.8016e-08 | 0.0099909 | 6.3516e-09 | 5.3968e-08 | 2.0623e-22 | 1.7344e-13 | 0.008451 | 0.0084557 | 0.0084557 | 0.011953 | 0.016126 | 0.011953 | 0.016307 | 0.016126 | 0.016307 | 0.011953 | 0.018442 | 0.0084511 | 0.011953 | 0.008451 | 0.008451
966 | 158643.129 | 15958.6434 | 6008.7723 | 68049.9494 | 38062.5058 | 15838.084 | 12358.8188 | 3059.3494 | 6367.1556 | 8170.6908 | 26790.7547 | 8369.0051 | 9924.9315 | 4204.6933 | 7211.5071 | n/a | 12070.0222 | 5866.9604 | 3801.8498 | 10364.8839 | 8082.882 | 6678.3432 | 1956.6471 | 3278.0769 | 7631.2961 | 3481.8398 | 6150.7856 | 7750.1008 | 3129.8354 | 5071.123 | 227.8919 | 211.5843 | 211.5843 | 215.0536 | 237.7833 | 181.2408 | 251.8927 | 227.1394 | 251.8927 | 198.9394 | 241.5357 | 163.5423 | 218.2095 | 216.2874 | 216.7825 | 174826.6514 | 10989.1431 | 4529.289 | 69580.0801 | 32769.4675 | 14346.4803 | 5999.7266 | 5068.5797 | 4780.76 | 4408.4822 | 27798.8325 | 6002.9403 | 6512.1562 | 4501.12 | 6047.6261 | 164064.9 | 21479.8427 | 8982.5269 | 69757.7 | 41088.9513 | 22218.7623 | 12594.9697 | 6980.3268 | 7975.7369 | 12021.3783 | 30456.5723 | 11961.5259 | 13806.0271 | 7250.9554 | 9501.9266 | 141.3866 | 141.3866 | 141.3866 | 163.0332 | 163.0332 | 163.0332 | 232.6321 | 163.0332 | 232.6321 | 163.0332 | 141.3866 | 163.0332 | 163.0332 | 141.3866 | 141.3866 | 0.0098812 | 7.9503e-08 | 4.1302e-10 | 0.016445 | 0.003177 | 3.5926e-09 | 0.021746 | 1.7277e-22 | 2.7918e-05 | 3.8702e-10 | 0.00021446 | 2.5041e-09 | 7.2727e-09 | 1.5429e-16 | 1.0078e-07 | 0.0098812 | 0.0098813 | 0.0098813 | 0.026327 | 0.029504 | 0.026327 | 0.051249 | 0.029504 | 0.051277 | 0.026327 | 0.010096 | 0.0098812 | 0.026327 | 0.0098812 | 0.0098813
967 | 152254.3339 | 15177.949 | 5739.1639 | 65564.7152 | 36474.51 | 15386.7758 | 11989.4497 | 2926.1869 | 6145.7561 | 7951.7913 | 25945.2003 | 8236.3706 | 9647.1993 | 4030.167 | 7128.0249 | n/a | 8982.3903 | 5477.8389 | 4248.797 | 9368.3353 | 10780.5072 | 6439.1981 | 2096.197 | 3967.874 | 8770.8304 | 3064.0958 | 6824.3993 | 6943.0198 | 3673.6494 | 4770.9737 | 229.5048 | 212.7549 | 212.7549 | 215.1096 | 239.9677 | 177.6593 | 255.42 | 228.3108 | 255.42 | 197.0424 | 245.557 | 158.2763 | 218.9153 | 217.9057 | 218.4479 | 172699.4454 | 10568.5929 | 4240.4599 | 71528.6806 | 31807.898 | 14647.5699 | 6066.3553 | 5100.87 | 4795.1322 | 4693.8367 | 24652.561 | 5883.9905 | 6948.416 | 4567.2252 | 6003.1316 | 159388.9 | 19550.9832 | 9718.2988 | 71186.3625 | 40421.18 | 23918.3974 | 12458.9 | 7197.067 | 8716.3529 | 13450.2671 | 26728.9 | 12474.4898 | 12641.6359 | 7948.3746 | 10768.8053 | 99.4519 | 99.4519 | 99.4519 | 99.4519 | 99.4519 | 99.4519 | 139.6966 | 99.4519 | 139.6966 | 99.4519 | 166.7246 | 99.4519 | 99.4519 | 99.4519 | 99.4519 | 0.0028566 | 7.2287e-07 | 2.3467e-13 | 0.0013698 | 0.0012612 | 8.392e-12 | 0.011093 | 2.5908e-25 | 2.5468e-07 | 7.141e-14 | 0.013287 | 9.0986e-11 | 1.7744e-07 | 1.9891e-21 | 4.064e-11 | 0.0028566 | 0.0028574 | 0.0028574 | 0.0042264 | 0.0054876 | 0.0042264 | 0.016581 | 0.0054876 | 0.016581 | 0.0042264 | 0.016144 | 0.0028566 | 0.0042266 | 0.0028566 | 0.0028566
968 | 151006.3102 | 15532.9961 | 5896.9643 | 65017.7622 | 36106.3408 | 14888.6723 | 11199.8195 | 2850.2462 | 5786.9617 | 7391.0669 | 25758.8644 | 7582.3272 | 9527.8857 | 3911.5209 | 7075.4672 | n/a | 9097.4303 | 6735.7592 | 3092.3483 | 8942.2206 | 11032.4591 | 9612.3171 | 1201.9125 | 4447.9695 | 8964.1504 | 4492.3994 | 7270.5235 | 5736.086 | 3256.2057 | 5782.0917 | 213.526 | 196.7876 | 196.7876 | 194.9546 | 225.0319 | 148.1083 | 243.799 | 210.8742 | 243.799 | 171.6495 | 236.6266 | 124.5671 | 200.7116 | 203.0433 | 203.7018 | 174377.2693 | 10378.4534 | 4226.7772 | 69385.5449 | 32086.2741 | 15237.9161 | 6118.593 | 5130.0207 | 5047.085 | 4587.4217 | 27783.3431 | 5837.6911 | 6416.3076 | 4693.4359 | 5941.4538 | 157518.2 | 19024.9837 | 10938.6364 | 67023.8932 | 37649.4947 | 25084.3752 | 14863.3101 | 6288.9332 | 8718.8546 | 13480.2721 | 28384.0738 | 12727.1146 | 11793.1936 | 7632.3416 | 11470.3455 | 104.2944 | 104.2944 | 104.2944 | 130.4998 | 130.4998 | 130.4998 | 130.4998 | 130.4998 | 130.4998 | 130.4998 | 104.2944 | 130.4998 | 130.4998 | 104.2944 | 104.2944 | 0.0041411 | 8.0935e-06 | 5.3309e-16 | 0.013597 | 0.010382 | 4.5905e-14 | 7.0173e-07 | 2.6975e-21 | 2.0783e-08 | 4.0631e-16 | 0.00082831 | 1.5543e-13 | 3.152e-06 | 5.1596e-21 | 4.6708e-13 | 0.0041411 | 0.0041492 | 0.0041492 | 0.017739 | 0.02812 | 0.017739 | 0.028121 | 0.02812 | 0.028121 | 0.017739 | 0.0049694 | 0.0041411 | 0.017742 | 0.0041411 | 0.0041411
969 | 152078.1495 | 15462.2463 | 5873.1684 | 65467.6191 | 36343.2628 | 15326.8328 | 11535.8846 | 2892.997 | 5733.5506 | 7952.7862 | 25920.2001 | 7878.3368 | 9802.8722 | 3980.8561 | 6749.6528 | n/a | 8038.5774 | 6347.2858 | 4239.2441 | 6072.6835 | 10263.2736 | 8092.6798 | 1338.9734 | 4412.765 | 7745.8775 | 3375.5118 | 7697.3974 | 7098.8005 | 4152.8239 | 5027.3168 | 231.1795 | 213.4442 | 213.4442 | 212.808 | 243.0431 | 166.111 | 261.8905 | 228.8249 | 261.8905 | 189.7529 | 253.4536 | 142.4691 | 218.2983 | 219.7267 | 220.388 | 180051.1409 | 10460.9366 | 4190.6028 | 74255.0383 | 31926.724 | 14799.8093 | 5414.0388 | 5085.1847 | 4747.2732 | 4618.6332 | 28190.167 | 6226.1682 | 7027.3318 | 4487.2756 | 5753.7952 | 158894.0333 | 16170.214 | 10432.2886 | 72727.1748 | 36681.3 | 23779.8828 | 13592.1841 | 6424.158 | 8994.9382 | 11533.7107 | 27501.8788 | 13471.1656 | 13007.2323 | 8615.5995 | 9594.212 | 107.1378 | 107.1378 | 107.1378 | 107.1378 | 290.3 | 107.1378 | 290.3 | 290.3 | 290.3 | 107.1378 | 107.1378 | 107.1378 | 107.1378 | 107.1378 | 107.1378 | 0.0035073 | 0.0074955 | 1.0328e-14 | 0.00048625 | 0.03047 | 9.4451e-12 | 0.00010392 | 1.609e-21 | 3.5632e-09 | 8.7895e-10 | 0.0040319 | 4.5913e-14 | 9.2357e-08 | 3.2224e-25 | 1.5093e-09 | 0.0035073 | 0.011003 | 0.011003 | 0.0039936 | 0.034464 | 0.0039936 | 0.034567 | 0.034464 | 0.034567 | 0.0039936 | 0.0075392 | 0.0035073 | 0.0039937 | 0.0035073 | 0.0035073
970 | 147507.6583 | 14679.3266 | 5449.2614 | 63679.9438 | 35423.7149 | 15042.3744 | 11622.4783 | 2996.7899 | 6166.6828 | 7870.3004 | 25258.009 | 8002.9045 | 9647.8161 | 3744.18 | 6712.5914 | n/a | 8614.489 | 5502.5428 | 5336.6487 | 8749.793 | 10222.9276 | 6015.775 | 1805.7779 | 4203.0766 | 8233.102 | 3162.0949 | 5954.9987 | 5572.3196 | 3471.544 | 6704.3737 | 241.4844 | 223.4775 | 223.4775 | 224.6217 | 253.0804 | 181.239 | 270.7943 | 239.7174 | 270.7943 | 203.4589 | 261.0805 | 159.0191 | 229.3605 | 229.3821 | 230.0037 | 175133.7156 | 10349.8994 | 4356.9832 | 72264.5374 | 31903.611 | 14940.5609 | 5932.728 | 5095.4691 | 4854.6248 | 4055.2626 | 26738.4877 | 5971.4537 | 6941.6202 | 4650.6888 | 6036.0994 | 156860.7 | 18609.8884 | 9826.926 | 71791.1277 | 37442.7 | 24394.234 | 11863 | 6201.547 | 8982.5985 | 12180.1646 | 26487.5 | 11265.3979 | 12115.0399 | 6180.0246 | 12677.5731 | 45.7053 | 45.7053 | 45.7053 | 45.7053 | 71.83 | 45.7053 | 238.21 | 71.83 | 238.21 | 45.7053 | 106.14 | 45.7053 | 45.7053 | 45.7053 | 45.7053 | 0.00056969 | 1.5718e-06 | 3.7235e-15 | 0.00024659 | 0.00656 | 5.7152e-13 | 0.020618 | 4.0422e-19 | 8.5811e-08 | 1.965e-11 | 0.0065009 | 5.7978e-09 | 1.5467e-06 | 4.4406e-15 | 9.3105e-18 | 0.00056969 | 0.00057126 | 0.00057126 | 0.00081628 | 0.0073763 | 0.00081628 | 0.027994 | 0.0073763 | 0.027994 | 0.00081628 | 0.0070705 | 0.0005697 | 0.00081782 | 0.00056969 | 0.00056969
971 | 158416.2498 | 15789.0981 | 5904.2905 | 67994.5139 | 37741.0219 | 16091.8361 | 11956.5195 | 3054.4123 | 6074.9806 | 8307.3719 | 26839.3477 | 8227.8738 | 10119.8032 | 4403.8348 | 7344.3766 | n/a | 12449.3442 | 6693.4442 | 5146.9428 | 9270.4158 | 10752.1757 | 5551.0357 | 1980.1302 | 3338.4841 | 6948.9924 | 3312.7552 | 5859.7433 | 3092.6239 | 2664.5836 | 4830.8268 | 218.1381 | 200.9101 | 200.9101 | 198.5911 | 230.0891 | 149.4014 | 249.7487 | 215.2582 | 249.7487 | 174.0621 | 242.6436 | 124.7407 | 204.7184 | 207.4633 | 208.1531 | 169220.6507 | 9423.438 | 4279.0905 | 67383.6141 | 30075.8265 | 13464.5816 | 5783.9225 | 5123.5216 | 5084.9904 | 4309.4513 | 26189.7706 | 5637.18 | 7068.7117 | 4671.5729 | 6129.1237 | 161496.9 | 20957.4822 | 10958.1347 | 68881.6 | 38293.0751 | 23240.2675 | 11424.9911 | 6985.2518 | 8384.8745 | 10610.2437 | 28717.0258 | 11168.6336 | 10048.8356 | 7223.8566 | 10949.3505 | 199.42 | 199.42 | 199.42 | 227.45 | 240.976 | 227.45 | 374.623 | 240.976 | 374.623 | 227.45 | 199.42 | 227.45 | 316.1228 | 199.42 | 199.42 | 0.040958 | 1.6185e-07 | 5.1337e-16 | 0.02448 | 0.025668 | 6.8792e-10 | 0.15177 | 1.4234e-22 | 7.4902e-07 | 7.5632e-07 | 0.0028528 | 4.0869e-08 | 0.051178 | 7.0634e-15 | 9.0998e-11 | 0.040958 | 0.040958 | 0.040958 | 0.065438 | 0.091106 | 0.065438 | 0.24288 | 0.091106 | 0.24288 | 0.065439 | 0.043811 | 0.040958 | 0.11662 | 0.040958 | 0.040958
972 | 147864.9921 | 14647.4159 | 5498.0197 | 63827.2469 | 35437.7963 | 14787.3159 | 11064.7771 | 2870.7881 | 5792.7519 | 7476.3897 | 25251.8228 | 7563.4747 | 9390.6603 | 3805.2201 | 7033.4317 | n/a | 9009.2639 | 5753.8378 | 3557.9858 | 8976.6564 | 10748.3453 | 8018.0621 | 2027.8614 | 4359.6559 | 11332.772 | 2996.2036 | 6474.4693 | 6705.0083 | 3653.9829 | 5172.8045 | 200.5186 | 184.4809 | 184.4809 | 181.6482 | 211.8128 | 134.3405 | 230.6494 | 197.6028 | 230.6494 | 157.9688 | 224.4673 | 110.7122 | 187.6667 | 190.7598 | 191.4207 | 174368.8372 | 11544.1757 | 4217.5723 | 70115.821 | 31749.117 | 15349.5401 | 5943.6033 | 5048.6889 | 4753.0446 | 4654.4402 | 25626.8871 | 6020.9197 | 7117.6312 | 4609.3218 | 6261.7334 | 154501.8 | 16995.8998 | 9879.8101 | 65717.3 | 37396.7733 | 24466.2081 | 12760.6654 | 6573.3504 | 7922.1005 | 15840.4122 | 26445.9 | 11459.3891 | 12545.2394 | 8207.2047 | 10807.2378 | 92.7324 | 92.7324 | 92.7324 | 124.9253 | 124.9253 | 124.9253 | 124.9253 | 124.9253 | 124.9253 | 124.9253 | 95.8518 | 124.9253 | 124.9253 | 92.7324 | 92.7324 | 0.0034732 | 9.4754e-05 | 4.7337e-15 | 0.014167 | 0.0069327 | 1.5383e-13 | 0.00024045 | 1.285e-22 | 1.072e-06 | 4.0616e-21 | 0.0068603 | 8.9116e-11 | 6.454e-08 | 4.5168e-25 | 1.4318e-11 | 0.0034732 | 0.003568 | 0.003568 | 0.01764 | 0.024573 | 0.01764 | 0.024813 | 0.024573 | 0.024815 | 0.01764 | 0.010333 | 0.0034732 | 0.01764 | 0.0034732 | 0.0034732
973 | 159811.058 | 16202.0072 | 6036.3715 | 68550.9536 | 38035.7535 | 16101.7416 | 12019.9319 | 2985.0813 | 6112.3 | 8525.5097 | 27148.0608 | 8629.7338 | 9903.605 | 4050.3689 | 7168.2047 | n/a | 11412.4729 | 5691.5018 | 2841.1214 | 6742.1807 | 10288.0938 | 10122.3784 | 1389.6316 | 4570.9526 | 7632.1917 | 3420.4436 | 6102.5019 | 7387.0179 | 2777.2908 | 4313.1957 | 209.3933 | 192.5307 | 192.5307 | 189.1713 | 221.364 | 138.5729 | 241.4721 | 206.1948 | 241.4721 | 163.7962 | 235.2163 | 113.3496 | 195.6772 | 199.2333 | 199.9389 | 175053.8413 | 10580.5974 | 4216.3558 | 71784.9833 | 33538.3436 | 14471.6794 | 5840.0877 | 5092.7035 | 4533.8964 | 4310.2578 | 26352.9871 | 5868.0639 | 7430.6489 | 4517.9733 | 5853.4771 | 164955.8548 | 20491.6792 | 8644.9664 | 70513.9636 | 38478 | 23222.9409 | 15835.366 | 6395.7352 | 9104.849 | 11865.0495 | 29485.6307 | 11935.0658 | 14074.4825 | 7278.2642 | 10166.6728 | 133.8787 | 133.8787 | 133.8787 | 133.8787 | 250.18 | 133.8787 | 250.18 | 250.18 | 250.18 | 133.8787 | 133.8787 | 133.8787 | 133.8787 | 133.8787 | 133.8787 | 0.012014 | 1.7624e-06 | 4.3895e-09 | 0.014631 | 0.028271 | 7.4411e-10 | 9.7114e-07 | 2.7868e-20 | 3.3698e-08 | 8.6501e-09 | 0.0015273 | 1.511e-08 | 2.2074e-09 | 5.7328e-18 | 1.7135e-09 | 0.012014 | 0.012016 | 0.012016 | 0.026645 | 0.054917 | 0.026645 | 0.054917 | 0.054917 | 0.054918 | 0.026645 | 0.013541 | 0.012014 | 0.026645 | 0.012014 | 0.012014
974 | 149134.7814 | 15249.035 | 5434.7118 | 64322.6621 | 35897.4114 | 15001.7851 | 11713.1989 | 2967.9675 | 6072.891 | 7734.1876 | 25343.3589 | 7774.4842 | 9386.819 | 3784.7049 | 6734.1405 | n/a | 8890.4619 | 4880.2586 | 4375.0909 | 10721.4993 | 8226.1126 | 8334.6628 | 1373.5003 | 3979.2656 | 8565.4182 | 3700.4285 | 5849.9068 | 8334.6511 | 3461.0317 | 4070.3974 | 215.9988 | 199.1365 | 199.1365 | 197.5258 | 227.5307 | 150.8639 | 246.2493 | 213.4096 | 246.2493 | 174.3442 | 238.8725 | 127.3835 | 203.2154 | 205.376 | 206.0328 | 172221.0488 | 10691.2247 | 4171.788 | 68566.0948 | 32935.4225 | 14541.0999 | 6599.596 | 5158.3225 | 5129.1141 | 4764.0323 | 27536.9556 | 6214.1658 | 6716.5487 | 4695.6851 | 6209.7241 | 153561.9488 | 16735.7866 | 7825.9466 | 66216.4857 | 39730.2218 | 22072.9125 | 14816.3588 | 6058.4228 | 9108.3797 | 12695.5505 | 28676.8841 | 12003.6726 | 14744.6997 | 7761.9168 | 9833.4215 | 148.3121 | 148.3121 | 148.3121 | 148.3121 | 148.3121 | 148.3121 | 148.3121 | 148.3121 | 148.3121 | 148.3121 | 148.3121 | 148.3121 | 148.3121 | 148.3121 | 148.3121 | 0.015338 | 0.001042 | 3.2664e-09 | 0.014247 | 0.0013208 | 2.3265e-10 | 5.6598e-06 | 1.1301e-18 | 2.52e-08 | 5.0291e-13 | 0.00026325 | 2.8999e-11 | 5.8853e-12 | 5.5763e-23 | 3.1406e-10 | 0.015338 | 0.01638 | 0.01638 | 0.029585 | 0.030906 | 0.029585 | 0.030911 | 0.030906 | 0.030911 | 0.029585 | 0.015602 | 0.015338 | 0.029585 | 0.015338 | 0.015338
975 | 151510.221 | 15233.2693 | 5807.8699 | 65260.429 | 36271.353 | 14841.487 | 11732.4034 | 2845.2604 | 6025.9023 | 7721.0473 | 25682.1185 | 7785.2353 | 9525.0102 | 3749.7035 | 6873.0621 | n/a | 10159.9752 | 5167.4111 | 3712.8567 | 8537.8468 | 9103.1652 | 6583.551 | 1415.1149 | 3771.2204 | 4777.8985 | 4578.3665 | 7273.7977 | 8533.5631 | 2250.3981 | 5764.3191 | 201.7353 | 185.7574 | 185.7574 | 183.4547 | 212.8571 | 137.4924 | 231.2109 | 199.0114 | 231.2109 | 160.5151 | 224.7188 | 114.4698 | 189.2083 | 191.8753 | 192.5193 | 170886.2144 | 10220.6124 | 4167.7677 | 69230.055 | 32784.4199 | 14344.4527 | 5937.593 | 5068.5361 | 4876.4699 | 4677.3788 | 26889.9179 | 5551.4737 | 6942.1633 | 4637.6519 | 5938.9048 | 157310.4 | 19906.2876 | 9277.0788 | 66896.4 | 37938.555 | 22424.6179 | 12119.6 | 6483.651 | 8344.1462 | 9220.9773 | 30073.4246 | 12036.5714 | 15240.3263 | 6600.95 | 11077.5239 | 112.94 | 112.94 | 112.94 | 139.49 | 139.49 | 139.49 | 147.43 | 139.49 | 147.43 | 139.49 | 112.94 | 139.49 | 139.49 | 112.94 | 112.94 | 0.0066194 | 3.5487e-07 | 8.7229e-12 | 0.01646 | 0.0093575 | 4.7813e-11 | 0.013639 | 1.9197e-22 | 6.5962e-07 | 1.9285e-05 | 5.7185e-05 | 2.6733e-11 | 1.848e-12 | 3.018e-17 | 6.8359e-13 | 0.0066194 | 0.0066197 | 0.0066197 | 0.02308 | 0.032437 | 0.02308 | 0.046076 | 0.032437 | 0.046076 | 0.023099 | 0.0066766 | 0.0066194 | 0.02308 | 0.0066194 | 0.0066194
976 | 160132.0938 | 16364.2136 | 6012.3832 | 68680.1282 | 38108.4192 | 16217.058 | 12264.8739 | 3109.7812 | 6323.6655 | 8372.3518 | 27475.8358 | 8568.1571 | 10124.1547 | 4305.8967 | 7089.6133 | n/a | 10417.4594 | 4736.8626 | 3732.4913 | 10285.3016 | 10674.9761 | 8034.1273 | 1469.2526 | 4938.652 | 8430.3064 | 4011.9734 | 6983.8478 | 5727.1979 | 3371.4367 | 4729.3079 | 200.0869 | 183.8064 | 183.8064 | 180.013 | 211.7825 | 129.923 | 231.6335 | 196.8072 | 231.6335 | 154.8238 | 225.9462 | 105.0222 | 186.551 | 190.4234 | 191.1199 | 170579.2922 | 11067.3198 | 4386.4611 | 68895.5489 | 31117.4118 | 14037.9791 | 6089.382 | 5246.8703 | 4944.6222 | 4594.281 | 25085.4196 | 5674.2751 | 6833.9159 | 4533.5982 | 6088.1917 | 162007.7 | 21338.6793 | 9073.6237 | 69876.2402 | 39862.1134 | 24248.9553 | 13952.2093 | 6716.1229 | 9840.8743 | 12686.6874 | 27573.593 | 12532.0229 | 12466.4138 | 7859.4349 | 10519.6997 | 225.66 | 225.66 | 225.66 | 225.66 | 225.66 | 225.66 | 225.66 | 225.66 | 225.66 | 225.66 | 305.7336 | 225.66 | 225.66 | 225.66 | 225.66 | 0.058663 | 3.9457e-07 | 2.4145e-10 | 0.021191 | 0.0093413 | 8.9429e-11 | 0.00040727 | 1.491e-20 | 5.0974e-09 | 6.9365e-11 | 0.037265 | 6.8477e-10 | 4.0617e-06 | 1.5816e-18 | 1.2094e-10 | 0.058663 | 0.058663 | 0.058663 | 0.079854 | 0.089195 | 0.079854 | 0.089603 | 0.089195 | 0.089603 | 0.079854 | 0.095928 | 0.058663 | 0.079858 | 0.058663 | 0.058663
977 | 156696.1944 | 15666.3399 | 5931.703 | 67308.9886 | 37583.8226 | 15933.7789 | 11937.7223 | 3032.967 | 6261.1601 | 8296.2975 | 26452.8131 | 8265.3409 | 9715.9186 | 4110.8328 | 7117.4323 | n/a | 6471.9689 | 5548.8067 | 3398.3798 | 8630.9985 | 9102.8542 | 5760.421 | 1905.5523 | 4056.9063 | 8831.0321 | 3675.102 | 5244.4206 | 6608.3065 | 2701.8863 | 6780.762 | 214.904 | 198.2228 | 198.2228 | 196.9535 | 226.2307 | 151.522 | 244.4909 | 212.4556 | 244.4909 | 174.4273 | 236.9855 | 128.6168 | 202.4307 | 204.3095 | 204.9502 | 173869.813 | 10280.2797 | 4265.1675 | 71223.7919 | 32315.704 | 13515.8266 | 5643.2738 | 5028.1009 | 4810.9962 | 4503.9049 | 27099.8608 | 5560.2883 | 5764.8598 | 4739.5768 | 6194.1648 | 161738.4862 | 16606.2486 | 9761.6742 | 68994.5 | 38729.1 | 21868.0808 | 11403.6948 | 6841.9531 | 8867.9025 | 13023.037 | 29620.4628 | 10366.0089 | 11311.6663 | 7057.863 | 12902.0268 | 139.6581 | 139.6581 | 139.6581 | 149.8121 | 152.7118 | 149.8121 | 366.7363 | 152.7118 | 366.7363 | 149.8121 | 139.6581 | 149.8121 | 149.8121 | 139.6581 | 139.6581 | 0.012014 | 0.0043586 | 1.4121e-12 | 0.016475 | 0.01541 | 1.2124e-08 | 0.15282 | 4.4324e-22 | 2.6906e-07 | 8.2811e-12 | 0.00041541 | 2.2609e-06 | 5.7968e-05 | 2.1792e-16 | 2.0071e-16 | 0.012014 | 0.016373 | 0.016373 | 0.028489 | 0.043899 | 0.028489 | 0.19672 | 0.043899 | 0.19672 | 0.028489 | 0.012429 | 0.012016 | 0.028547 | 0.012014 | 0.012014
978 | 155996.7407 | 15706.1243 | 5709.7027 | 67028.7507 | 37267.8946 | 15150.3387 | 11946.4068 | 2882.1952 | 5919.7165 | 7786.2163 | 26567.961 | 7961.6851 | 10164.6712 | 4025.0135 | 6960.8888 | n/a | 6696.983 | 4416.7713 | 6235.2181 | 9649.2869 | 11224.175 | 7446.2854 | 1560.8191 | 4079.3304 | 8731.8713 | 3658.1132 | 6318.4495 | 8821.4896 | 2586.1656 | 4166.6461 | 208.255 | 191.41 | 191.41 | 187.8111 | 220.2742 | 136.7184 | 240.5544 | 204.9751 | 240.5544 | 162.1575 | 234.461 | 111.2792 | 194.4236 | 198.1701 | 198.8817 | 174778.693 | 10741.2923 | 4279.7938 | 72204.6265 | 33717.7899 | 13671.4064 | 5900.565 | 5156.7295 | 4981.0679 | 4626.1274 | 23781.4513 | 5700.158 | 6562.092 | 4611.0311 | 6044.4334 | 159770.4 | 17181.2753 | 8648.1651 | 70091.2768 | 38806.8429 | 21766.6476 | 12822.3504 | 6326.4486 | 8569.9983 | 11931.8818 | 26559.4645 | 10315.7905 | 15109.9816 | 7185.5967 | 10163.9795 | 163.0881 | 163.0881 | 163.0881 | 163.0881 | 163.0881 | 163.0881 | 163.0881 | 163.0881 | 163.0881 | 163.0881 | 342.3725 | 163.0881 | 163.0881 | 163.0881 | 163.0881 | 0.026253 | 0.0011944 | 1.9637e-10 | 0.0071296 | 0.010876 | 9.2899e-10 | 0.0035222 | 4.0983e-21 | 1.1054e-07 | 3.5537e-11 | 0.043299 | 4.5019e-07 | 1.6571e-10 | 9.7581e-18 | 3.1506e-10 | 0.026253 | 0.027448 | 0.027448 | 0.033383 | 0.044259 | 0.033383 | 0.047781 | 0.044259 | 0.047781 | 0.033383 | 0.069552 | 0.026254 | 0.033383 | 0.026253 | 0.026253
979 | 154025.7819 | 15359.7235 | 5950.0325 | 66250.7888 | 36802.4096 | 15317.4766 | 11945.9462 | 3083.0907 | 6177.8412 | 8053.7128 | 26283.2989 | 7853.8542 | 9826.1424 | 3937.4298 | 6869.9484 | n/a | 8460.3155 | 5683.9796 | 3313.4674 | 8459.4156 | 9872.2114 | 7808.3866 | 1721.3139 | 4629.9342 | 7100.1603 | 3952.6909 | 5277.5968 | 6011.2108 | 3990.4264 | 4626.6459 | 196.9275 | 180.1416 | 180.1416 | 173.751 | 209.6082 | 116.5258 | 232.0451 | 192.6821 | 232.0451 | 144.6703 | 227.7708 | 88.3812 | 181.6493 | 187.6205 | 188.4078 | 172967.7868 | 10480.9397 | 4303.4463 | 69863.0478 | 32589.3139 | 14231.1701 | 6162.7584 | 5056.8896 | 5015.4463 | 4673.9637 | 25443.5963 | 6043.4979 | 7188.2386 | 4573.0709 | 5923.3903 | 161158.6 | 18194.9553 | 9894.2258 | 68734.1857 | 37905.7 | 23129.4814 | 13859.145 | 6778.2035 | 9645.3805 | 10945.324 | 27490.7 | 11175.9947 | 13086.0494 | 8413.4973 | 10544.7362 | 86.9326 | 86.9326 | 86.9326 | 99.3167 | 143.02 | 99.3167 | 143.02 | 143.02 | 143.02 | 99.3167 | 101.79 | 99.3167 | 99.3167 | 86.9326 | 86.9326 | 0.0030291 | 3.7555e-05 | 7.3858e-13 | 0.010924 | 0.015657 | 4.9634e-11 | 0.00019082 | 3.6063e-21 | 4.4124e-09 | 3.0977e-08 | 0.0072279 | 3.1951e-09 | 7.6128e-08 | 1.1224e-24 | 1.5303e-11 | 0.0030291 | 0.0030667 | 0.0030667 | 0.013954 | 0.029611 | 0.013954 | 0.029801 | 0.029611 | 0.029801 | 0.013954 | 0.010257 | 0.0030291 | 0.013954 | 0.0030291 | 0.0030291
980 | 156928.8922 | 15805.5667 | 6043.048 | 67384.7127 | 37395.9656 | 15739.8583 | 11861.5009 | 2976.1641 | 6065.9641 | 8066.6529 | 26519.0403 | 7886.473 | 9844.3996 | 3981.6937 | 7428.3125 | n/a | 9931.5758 | 6640.3037 | 4663.3411 | 6482.6968 | 8203.4792 | 9036.4804 | 1846.1513 | 6199.6819 | 9061.0033 | 3782.3867 | 7446.9454 | 6747.405 | 2460.8193 | 5272.071 | 210.8697 | 193.2781 | 193.2781 | 187.7692 | 223.8607 | 130.4722 | 246.4305 | 206.8345 | 246.4305 | 158.7832 | 241.1892 | 102.1611 | 195.4919 | 200.8013 | 201.5932 | 176298.3318 | 10409.8458 | 4283.7916 | 72151.6019 | 33798.682 | 14323.5183 | 5622.3337 | 5176.3221 | 4585.3258 | 4257.7824 | 27485.8583 | 5967.2954 | 6248.5016 | 4562.6809 | 6118.767 | 160632.4 | 19207.9899 | 10774.8953 | 69508.3431 | 37930.2788 | 20136.8974 | 13549.814 | 6993.1734 | 10089.5077 | 12574.3857 | 28313.045 | 12502.1408 | 10742.5066 | 6790.5002 | 11318.438 | 169.06 | 169.06 | 169.06 | 169.06 | 236.552 | 169.06 | 236.552 | 236.552 | 236.552 | 169.06 | 169.06 | 169.06 | 169.06 | 169.06 | 169.06 | 0.027839 | 1.1649e-05 | 8.006e-15 | 0.013304 | 0.02595 | 5.0035e-07 | 0.00034711 | 1.4342e-23 | 2.4453e-10 | 1.2689e-11 | 0.0031196 | 5.8293e-12 | 0.001045 | 3.6692e-16 | 2.4095e-11 | 0.027839 | 0.02785 | 0.02785 | 0.041143 | 0.067093 | 0.041144 | 0.06744 | 0.067093 | 0.06744 | 0.041144 | 0.030958 | 0.027839 | 0.042188 | 0.027839 | 0.027839
981 | 152096.7786 | 15421.3796 | 5706.9334 | 65491.5091 | 36387.7962 | 15297.7285 | 11583.1377 | 2907.4368 | 5947.8396 | 7597.2018 | 26026.4347 | 7984.0428 | 9648.747 | 4043.6582 | 7168.3903 | n/a | 10876.1676 | 6734.4329 | 4724.3365 | 7523.0767 | 11254.0868 | 6134.2673 | 1821.4349 | 4291.4507 | 9537.2738 | 4993.85 | 8592.3746 | 6789.9028 | 3942.7329 | 5692.0922 | 213.6557 | 196.3102 | 196.3102 | 192.3959 | 226.0844 | 139.3158 | 247.1328 | 210.2058 | 247.1328 | 165.7186 | 240.9919 | 112.913 | 199.3022 | 203.3263 | 204.0649 | 172749.4211 | 10141.8068 | 4441.1951 | 69559.1334 | 31938.367 | 13894.3996 | 5750.6103 | 5005.7932 | 4613.8616 | 4958.3131 | 25088.5889 | 5617.7117 | 6087.9002 | 4788.6429 | 6087.9533 | 157787.8 | 19708.7743 | 10514.228 | 69272.0262 | 37651.3 | 24565.6865 | 11784.9776 | 6744.5281 | 8805.4124 | 14176.0868 | 28505.6389 | 13946.7863 | 12341.0029 | 8709.3758 | 11243.1454 | 122.3401 | 122.3401 | 122.3401 | 122.3401 | 138.4418 | 122.3401 | 239.7237 | 138.4418 | 239.7237 | 122.3401 | 122.3401 | 122.3401 | 122.3401 | 122.3401 | 122.3401 | 0.0072279 | 1.0628e-06 | 8.5682e-16 | 0.004343 | 0.013439 | 1.0774e-12 | 0.02301 | 4.2899e-23 | 4.3689e-08 | 7.851e-17 | 0.0010717 | 1.0929e-14 | 6.1467e-07 | 5.1747e-25 | 3.9413e-12 | 0.0072279 | 0.0072289 | 0.0072289 | 0.011571 | 0.02501 | 0.011571 | 0.04802 | 0.02501 | 0.04802 | 0.011571 | 0.0082996 | 0.0072279 | 0.011571 | 0.0072279 | 0.0072279
982 | 151949.8409 | 15292.7795 | 5596.1302 | 65426.8523 | 36319.9681 | 15425.8005 | 11362.2965 | 2853.3239 | 5675.2375 | 7988.0875 | 26130.0073 | 8015.1213 | 9705.942 | 3910.127 | 6913.8308 | n/a | 8656.7205 | 5269.9893 | 3789.9509 | 8553.664 | 8208.6098 | 6878.9691 | 2234.4243 | 4366.8863 | 6545.7279 | 3550.5738 | 6137.6124 | 7186.0892 | 4686.662 | 5059.4998 | 225.3729 | 208.3314 | 208.3314 | 208.5766 | 236.5574 | 165.6344 | 253.987 | 223.4088 | 253.987 | 187.4978 | 245.331 | 143.7711 | 213.4524 | 214.1412 | 214.7528 | 172231.7954 | 10430.7959 | 4383.7448 | 70307.2799 | 31596.949 | 14057.4255 | 6224.7792 | 5112.4101 | 5203.3427 | 4150.3602 | 25859.3437 | 5827.555 | 7219.7377 | 4715.364 | 6005.6337 | 160914.2 | 18480.5237 | 9558.3341 | 69981.1515 | 39483.1131 | 20781.6352 | 12784.2483 | 7346.8344 | 9264.4289 | 10354.7881 | 27318.6175 | 11637.5675 | 12706.9477 | 9296.126 | 10897.91 | 57.3201 | 57.3201 | 57.3201 | 57.3201 | 57.3201 | 57.3201 | 57.3201 | 57.3201 | 57.3201 | 57.3201 | 111.2718 | 57.3201 | 57.3201 | 57.3201 | 57.3201 | 0.00087572 | 1.5111e-05 | 1.3492e-13 | 0.0026621 | 0.0024891 | 3.3242e-08 | 0.00061818 | 3.8301e-27 | 5.8681e-10 | 3.5919e-07 | 0.0073548 | 1.0369e-09 | 1.8609e-07 | 1.9961e-29 | 2.8729e-12 | 0.00087572 | 0.00089083 | 0.00089083 | 0.0035378 | 0.0060268 | 0.0035378 | 0.006645 | 0.0060268 | 0.006645 | 0.0035382 | 0.0082305 | 0.00087575 | 0.003538 | 0.00087572 | 0.00087572
983 | 152118.3505 | 15069.4203 | 5652.9386 | 65481.2256 | 36402.4412 | 15313.5743 | 11679.3194 | 2959.9754 | 5966.419 | 8199.7447 | 25899.0284 | 8194.4458 | 9901.4722 | 3891.9082 | 6846.6425 | n/a | 7710.7906 | 5990.6159 | 4110.318 | 8474.3335 | 10545.8036 | 8912.3785 | 1865.577 | 4373.0422 | 7371.0516 | 2763.2126 | 6633.9854 | 6664.3073 | 3599.8197 | 4648.5131 | 247.3666 | 230.0433 | 230.0433 | 235.1257 | 257.5236 | 202.3512 | 271.402 | 247.054 | 271.402 | 219.7599 | 259.5043 | 184.9424 | 237.8261 | 234.6694 | 235.1563 | 178256.9962 | 10140.0088 | 4462.1998 | 73356.8981 | 32408.2613 | 14841.226 | 6263.36 | 5114.5983 | 5144.6207 | 4994.2597 | 26756.0165 | 5951.2447 | 7043.4477 | 4511.8073 | 5812.67 | 159048.6993 | 16943.5994 | 10394.7157 | 70740.1033 | 38015.8 | 24855.9296 | 14672.3385 | 5486.6805 | 9014.263 | 12113.6114 | 27288.2702 | 12305.8301 | 12001.6961 | 5948.4787 | 9073.7241 | 111.9374 | 111.9374 | 111.9374 | 111.9374 | 121.237 | 111.9374 | 121.237 | 121.237 | 121.237 | 111.9374 | 111.9374 | 111.9374 | 111.9374 | 111.9374 | 111.9374 | 0.0032436 | 0.00037375 | 9.7916e-16 | 0.0017131 | 0.0098664 | 5.3979e-13 | 7.5702e-06 | 1.0761e-15 | 1.8452e-08 | 3.0576e-10 | 0.0053647 | 1.4982e-10 | 8.7036e-06 | 1.1439e-12 | 7.3877e-08 | 0.0032436 | 0.0036173 | 0.0036173 | 0.0049567 | 0.014823 | 0.0049567 | 0.014831 | 0.014823 | 0.014831 | 0.0049567 | 0.0086083 | 0.0032436 | 0.0049654 | 0.0032436 | 0.0032437
984 | 149317.7533 | 15172.0706 | 5834.4735 | 64376.9651 | 35889.0015 | 14595.4776 | 11261.3558 | 2973.0969 | 5674.9119 | 7377.1301 | 25408.0846 | 7667.0141 | 9576.6468 | 3849.4361 | 7039.0218 | n/a | 9010.5628 | 5261.0711 | 5107.2064 | 5985.9948 | 9642.8151 | 8555.1186 | 1904.8837 | 3985.7025 | 8755.0298 | 3786.8538 | 5411.6691 | 6915.6249 | 3133.1616 | 4944.1362 | 247.2496 | 230.2811 | 230.2811 | 236.569 | 256.87 | 207.4135 | 269.4237 | 247.3997 | 269.4237 | 223.1606 | 256.93 | 191.6664 | 238.6028 | 234.4656 | 234.9061 | 173951.9553 | 10496.3017 | 4215.9302 | 71465.1307 | 33126.0323 | 14118.2579 | 6278.1061 | 5202.7887 | 4989.4977 | 4043.5518 | 24069.3256 | 5469.7737 | 6819.0488 | 4643.0317 | 6222.1119 | 154368.4 | 17423.7689 | 9362.4013 | 67104.9145 | 37023.6 | 20410.5775 | 14280.7977 | 7027.4724 | 8485.7731 | 11678.0816 | 25958.6 | 10479.5428 | 13275.4736 | 7250.6933 | 10953.9481 | 154.6747 | 154.6747 | 154.6747 | 154.6747 | 169.0698 | 154.6747 | 169.0698 | 169.0698 | 169.0698 | 154.6747 | 219.11 | 154.6747 | 154.6747 | 154.6747 | 154.6747 | 0.010275 | 0.00014934 | 6.616e-12 | 0.0081727 | 0.014854 | 4.2921e-09 | 5.0839e-06 | 8.6096e-24 | 2.8653e-08 | 4.9323e-12 | 0.01849 | 2.8339e-08 | 8.7995e-09 | 1.1178e-19 | 6.4724e-12 | 0.010275 | 0.010424 | 0.010424 | 0.018448 | 0.033302 | 0.018448 | 0.033307 | 0.033302 | 0.033307 | 0.018448 | 0.028765 | 0.010275 | 0.018448 | 0.010275 | 0.010275
985 | 153262.5739 | 15462.7017 | 5734.4192 | 65962.097 | 36727.9656 | 15244.8164 | 11732.5223 | 2916.6315 | 6268.3123 | 7979.8204 | 25911.3564 | 8052.8898 | 10012.722 | 4108.0924 | 7108.3358 | n/a | 8781.0666 | 5729.7488 | 3876.4688 | 9278.1335 | 11173.625 | 10682.4609 | 2476.8789 | 4439.5671 | 5259.9177 | 2804.6392 | 6602.7507 | 8033.4235 | 3912.5713 | 4870.5885 | 222.1029 | 206.7283 | 206.7283 | 211.9167 | 230.9474 | 184.3543 | 242.7262 | 222.0617 | 242.7262 | 199.1295 | 231.7323 | 169.5792 | 213.997 | 210.6545 | 211.0678 | 174973.3367 | 9782.659 | 4109.8549 | 73182.9808 | 35088.1097 | 14144.4802 | 6154.478 | 5165.6344 | 4840.3516 | 4142.0859 | 25703.3438 | 5799.4454 | 5087.8976 | 4728.6291 | 5986.7812 | 160595.5 | 17915.3256 | 9825.9037 | 72825.2496 | 42482.9432 | 24771.3052 | 16325.2389 | 7623.2133 | 8789.5188 | 9321.1036 | 26911.8 | 11936.2961 | 11848.8212 | 8362.0004 | 10852.0696 | 93.01 | 93.01 | 93.01 | 93.01 | 93.01 | 93.01 | 93.01 | 93.01 | 93.01 | 93.01 | 128.62 | 93.01 | 93.01 | 93.01 | 93.01 | 0.0026161 | 0.00010118 | 1.098e-13 | 0.0006445 | 0.00026467 | 5.0293e-13 | 8.0877e-08 | 9.2504e-28 | 4.0156e-07 | 5.3601e-05 | 0.0095978 | 3.1956e-10 | 2.7165e-05 | 1.1213e-22 | 2.1359e-11 | 0.0026161 | 0.0027173 | 0.0027173 | 0.0032607 | 0.0035253 | 0.0032607 | 0.0035254 | 0.0035253 | 0.0035258 | 0.0033143 | 0.012214 | 0.0026161 | 0.0032878 | 0.0026161 | 0.0026161
986 | 153348.3433 | 15633.7604 | 5724.8802 | 66007.8316 | 36808.8054 | 15522.4435 | 11563.319 | 3101.0349 | 6035.0497 | 7796.0405 | 26022.7283 | 8413.5245 | 9841.4818 | 3807.47 | 7069.7001 | n/a | 10214.7157 | 6431.2601 | 4817.0839 | 8607.7047 | 10409.1014 | 6657.7095 | 2151.0489 | 4488.3187 | 6839.4397 | 2765.961 | 6835.437 | 6792.0203 | 2390.571 | 3663.27 | 231.0939 | 214.3399 | 214.3399 | 217.1006 | 241.4577 | 180.5535 | 256.5917 | 230.0409 | 256.5917 | 199.5374 | 246.4664 | 161.5697 | 220.718 | 219.3845 | 219.9155 | 171210.053 | 10708.7625 | 4161.1188 | 66111.9709 | 31049.4352 | 12905.3174 | 6002.731 | 5171.3716 | 4945.2393 | 3846.316 | 27000.1971 | 5827.4315 | 7301.4813 | 4698.4283 | 6438.5506 | 161426.5402 | 19914.9782 | 9746.379 | 68258 | 38431.2851 | 23068.9188 | 12518.3405 | 7316.8206 | 9361.258 | 10625.3557 | 27397.3 | 12477.7685 | 13818.6016 | 6918.5993 | 9518.2206 | 80.3062 | 80.3062 | 80.3062 | 134.97 | 134.97 | 134.97 | 134.97 | 134.97 | 134.97 | 134.97 | 85.13 | 134.97 | 134.97 | 80.3062 | 80.3062 | 0.0016208 | 1.2462e-06 | 1.6639e-13 | 0.01222 | 0.0099434 | 1.287e-10 | 0.0025803 | 1.0042e-23 | 5.8821e-09 | 2.6626e-08 | 0.0055375 | 3.095e-10 | 4.3333e-09 | 2.2918e-18 | 3.1509e-08 | 0.0016208 | 0.001622 | 0.001622 | 0.013841 | 0.023785 | 0.013841 | 0.026365 | 0.023785 | 0.026365 | 0.013841 | 0.0071582 | 0.0016208 | 0.013841 | 0.0016208 | 0.0016208
987 | 155075.2271 | 15438.4344 | 5755.417 | 66652.368 | 37081.5916 | 15595.6095 | 11792.8811 | 3106.9639 | 6124.6658 | 7819.6813 | 26344.0314 | 8471.825 | 9520.1174 | 4018.2967 | 6992.8385 | n/a | 7804.7568 | 5079.4456 | 3755.3807 | 6845.3812 | 8275.5777 | 5712.5863 | 1802.0252 | 3862.691 | 6668.0875 | 4022.9544 | 6600.7631 | 7053.4446 | 3197.4284 | 4772.5379 | 212.7698 | 196.4389 | 196.4389 | 195.8256 | 223.7008 | 152.7646 | 241.0776 | 210.5921 | 241.0776 | 174.5617 | 233.3263 | 130.9674 | 200.894 | 202.2311 | 202.8408 | 171263.9928 | 9739.0338 | 4093.6219 | 71455.6837 | 31586.7376 | 15764.9315 | 5449.5242 | 5185.5693 | 4863.9846 | 4604.0734 | 25961.5791 | 6045.9992 | 6538.171 | 4659.4635 | 6014.83 | 158825 | 17464.9906 | 9094.2675 | 70956.4997 | 38033.4 | 23031.7524 | 11558.076 | 6987.5945 | 8726.6756 | 11223.8608 | 27075.2 | 11686.3055 | 13569.0157 | 7779.4919 | 10787.3679 | 166.6858 | 166.6858 | 166.6858 | 166.6858 | 166.8552 | 166.6858 | 361.6164 | 166.8552 | 361.6164 | 166.6858 | 166.852 | 166.6858 | 166.6858 | 166.6858 | 166.6858 | 0.026253 | 0.00028727 | 1.6676e-11 | 0.0032753 | 0.017989 | 1.8706e-10 | 0.080603 | 5.6937e-22 | 2.1139e-07 | 1.575e-09 | 0.014609 | 1.7369e-08 | 1.8727e-09 | 1.0309e-20 | 1.1196e-11 | 0.026253 | 0.026541 | 0.026541 | 0.029529 | 0.047517 | 0.029529 | 0.12812 | 0.047517 | 0.12812 | 0.029529 | 0.040862 | 0.026253 | 0.029529 | 0.026253 | 0.026253
988 | 155757.6 | 15604.7461 | 6187.532 | 66920.899 | 37079.6367 | 15368.8466 | 12274.9417 | 2891.4855 | 6140.7575 | 7895.0046 | 26232.0105 | 7986.3195 | 9811.6268 | 4070.117 | 7235.447 | n/a | 9370.4286 | 4176.5092 | 4629.532 | 8444.6073 | 9436.6521 | 8158.8166 | 1747.6093 | 4141.2271 | 7857.2556 | 4191.3111 | 7081.8734 | 8639.6815 | 2900.0135 | 3972.6418 | 226.5835 | 209.6236 | 209.6236 | 210.4738 | 237.5624 | 169.1013 | 254.427 | 224.84 | 254.427 | 190.256 | 245.4239 | 147.9466 | 215.0432 | 215.2452 | 215.8369 | 173950.3499 | 10081.0818 | 4434.6215 | 73435.6828 | 34036.0168 | 13465.6328 | 6027.6345 | 5165.8842 | 4793.5072 | 3692.7392 | 25025.2582 | 5790.0961 | 7146.0984 | 4596.4893 | 6094.3309 | 161454.9 | 18165.5104 | 7391.7307 | 72862.5648 | 39366.3241 | 22468.1849 | 13831.6511 | 6895.0935 | 8818.7343 | 11465.9949 | 28173.0693 | 12521.8695 | 14498.1299 | 7123.4028 | 9397.1727 | 132.5466 | 132.5466 | 132.5466 | 132.5466 | 132.5466 | 132.5466 | 132.5466 | 132.5466 | 132.5466 | 132.5466 | 132.5466 | 132.5466 | 132.5466 | 132.5466 | 132.5466 | 0.0078156 | 8.2067e-05 | 3.3689e-05 | 0.0012083 | 0.0056433 | 3.3904e-10 | 0.0005844 | 4.0059e-24 | 1.5362e-07 | 8.1174e-10 | 0.0024403 | 1.144e-11 | 2.3548e-10 | 4.8024e-17 | 2.1597e-07 | 0.0078156 | 0.0078976 | 0.0079313 | 0.0090239 | 0.014667 | 0.0090239 | 0.015252 | 0.014667 | 0.015252 | 0.0090239 | 0.010256 | 0.0078156 | 0.0090239 | 0.0078156 | 0.0078158
989 | 158029.0683 | 16036.9045 | 5975.2376 | 67820.4052 | 37783.7424 | 16070.2257 | 11960.1487 | 3182.0912 | 5732.9995 | 8102.3495 | 26876.4161 | 8419.4012 | 9749.3803 | 4192.111 | 7368.4584 | n/a | 9142.5468 | 5116.084 | 3918.537 | 8120.4058 | 10905.5548 | 6617.5852 | 1272.2194 | 4164.9735 | 6915.7422 | 3351.4473 | 6523.134 | 9052.6821 | 4802.8895 | 3967.0218 | 222.2326 | 205.6179 | 205.6179 | 206.5197 | 232.9708 | 166.1444 | 249.4374 | 220.5486 | 249.4374 | 186.7999 | 240.5734 | 145.4889 | 210.964 | 211.1068 | 211.6846 | 169074.4727 | 9757.2703 | 4297.9998 | 69709.4861 | 31718.5379 | 14696.0377 | 5858.6377 | 5116.6027 | 4829.1823 | 4456.7821 | 24907.8692 | 5725.7963 | 6709.1454 | 4691.6884 | 5928.2074 | 161727.5 | 18526.4171 | 9289.4838 | 69834.3669 | 39254.8875 | 23342.1926 | 12322.2228 | 6327.566 | 8970.8558 | 10605.9243 | 27406.3 | 11611.3303 | 14933.6275 | 9243.878 | 9498.4292 | 178.87 | 178.87 | 178.87 | 178.87 | 178.87 | 178.87 | 178.87 | 178.87 | 178.87 | 178.87 | 218.14 | 178.87 | 178.87 | 178.87 | 178.87 | 0.028388 | 0.0001151 | 4.3501e-11 | 0.014128 | 0.011734 | 4.9401e-10 | 0.014947 | 7.7786e-18 | 3.9968e-09 | 2.1863e-07 | 0.019941 | 1.7584e-08 | 2.7623e-11 | 5.0433e-26 | 3.1982e-07 | 0.028388 | 0.028503 | 0.028503 | 0.042516 | 0.05425 | 0.042516 | 0.069198 | 0.05425 | 0.069198 | 0.042516 | 0.048329 | 0.028388 | 0.042516 | 0.028388 | 0.028388
990 | 156607.7974 | 15807.5864 | 6019.5704 | 67284.9547 | 37552.7253 | 15780.0355 | 11967.5822 | 3241.7644 | 6300.1424 | 8070.335 | 26741.6211 | 8538.2028 | 10091.181 | 4269.0912 | 7240.7239 | n/a | 8266.9577 | 6056.7706 | 3888.5771 | 6584.2792 | 11391.6645 | 9604.054 | 1855.999 | 4634.3654 | 7435.9225 | 4751.5385 | 6790.8309 | 7096.5556 | 3494.839 | 4389.9229 | 227.5559 | 210.738 | 210.738 | 212.34 | 238.2525 | 173.0221 | 254.373 | 226.0914 | 254.373 | 193.2434 | 244.9587 | 152.8007 | 216.5169 | 216.1115 | 216.6771 | 174674.6345 | 10934.505 | 4313.1688 | 70467.7067 | 34752.0073 | 13323.5876 | 5994.5017 | 5139.7288 | 4960.3399 | 4277.1945 | 26416.35 | 5914.9517 | 6158.6594 | 4679.3147 | 5737.616 | 160495.7 | 18769.5627 | 10315.0394 | 68775.9 | 39231.5866 | 23585.2521 | 14564.1557 | 6850.4278 | 8717.5053 | 11131.2169 | 29689.6885 | 12157.6826 | 12957.2312 | 7668.5537 | 10071.3389 | 174.21 | 174.21 | 174.21 | 178.2 | 178.2 | 178.2 | 178.2 | 178.2 | 178.2 | 178.2 | 174.21 | 178.2 | 178.2 | 174.21 | 174.21 | 0.024758 | 3.3765e-05 | 1.0944e-13 | 0.01812 | 0.0097443 | 9.1778e-11 | 2.8325e-05 | 8.1585e-20 | 6.7885e-07 | 1.4057e-08 | 0.0006001 | 3.0828e-09 | 5.0445e-07 | 5.9026e-18 | 5.1865e-09 | 0.024758 | 0.024792 | 0.024792 | 0.042878 | 0.052622 | 0.042878 | 0.052651 | 0.052622 | 0.052651 | 0.042878 | 0.025358 | 0.024758 | 0.042879 | 0.024758 | 0.024758
991 | 156521.8797 | 15811.0782 | 5806.8894 | 67258.5718 | 37545.1368 | 15981.9503 | 11732.7187 | 3008.1716 | 5776.5428 | 8321.9648 | 26744.0406 | 8320.5135 | 9996.5086 | 3909.498 | 7285.8277 | n/a | 8786.9324 | 6374.9363 | 4257.8102 | 7156.8361 | 10665.5797 | 7513.9214 | 1704.9432 | 4509.7098 | 6657.1054 | 4153.7 | 4753.6362 | 8507.045 | 3152.5101 | 5338.3734 | 239.7847 | 222.0929 | 222.0929 | 223.8854 | 251.0101 | 182.766 | 267.8831 | 238.2815 | 267.8831 | 203.9311 | 257.9108 | 161.6009 | 228.2294 | 227.7172 | 228.3092 | 171945.7547 | 10352.2712 | 4169.9524 | 70237.9772 | 31820.4327 | 13849.1415 | 5946.3429 | 5140.1914 | 4911.6961 | 4292.1181 | 26235.4684 | 6155.5168 | 7180.8303 | 4630.7068 | 5959.9481 | 162042.9 | 18405.1037 | 10544.8886 | 71906.4919 | 38477.0688 | 23530.6212 | 13460.2643 | 6834.4346 | 9421.4059 | 10030.5234 | 28923.7684 | 10843.753 | 15611.7753 | 7655.2169 | 10859.4215 | 144.883 | 144.883 | 144.883 | 144.883 | 192.195 | 144.883 | 192.195 | 192.195 | 192.195 | 144.883 | 144.883 | 144.883 | 144.883 | 144.883 | 144.883 | 0.0088742 | 8.2186e-05 | 2.3186e-15 | 0.0027179 | 0.018485 | 2.2379e-10 | 0.00029439 | 2.4612e-22 | 6.115e-10 | 1.2531e-05 | 0.001825 | 3.3537e-07 | 8.4275e-12 | 3.7775e-21 | 9.2343e-11 | 0.0088742 | 0.0089564 | 0.0089564 | 0.011592 | 0.030078 | 0.011592 | 0.030372 | 0.030078 | 0.030372 | 0.011605 | 0.010699 | 0.0088745 | 0.011592 | 0.0088742 | 0.0088742
992 | 151927.3204 | 15442.9371 | 6040.5216 | 65413.4858 | 36393.9995 | 15154.8317 | 11553.3973 | 2773.5054 | 5999.2126 | 7635.2932 | 26025.5357 | 8151.7498 | 9589.4237 | 3891.5797 | 7207.219 | n/a | 10780.2106 | 6415.8353 | 3371.4923 | 8148.8726 | 8260.0512 | 9514.8334 | 1717.9125 | 5156.7191 | 6634.9444 | 4610.4236 | 5576.9072 | 7284.418 | 2766.8734 | 6073.2026 | 233.1435 | 216.4666 | 216.4666 | 220.0384 | 243.2529 | 185.5138 | 257.6628 | 232.3823 | 257.6628 | 203.5893 | 247.0559 | 167.4383 | 223.2546 | 221.2699 | 221.7755 | 172375.9366 | 10224.1379 | 4134.4047 | 68669.7986 | 33026.088 | 13912.2821 | 5898.8507 | 5227.8969 | 4982.4559 | 4305.0927 | 26644.9012 | 5573.4678 | 6584.316 | 4600.2422 | 6117.5797 | 160804.2125 | 18278.7006 | 10529.74 | 68782.2 | 38636.7606 | 22035.4333 | 15290.5841 | 6902.1094 | 10076.1751 | 10911.8371 | 28736.3394 | 11041.6749 | 13503.543 | 7342.1156 | 12133.3823 | 61.2467 | 61.2467 | 61.2467 | 80.29 | 80.29 | 80.29 | 80.29 | 80.29 | 80.29 | 80.29 | 61.2467 | 80.29 | 80.29 | 61.2467 | 61.2467 | 0.00092859 | 3.8957e-05 | 3.5895e-14 | 0.0056125 | 0.0056515 | 4.6511e-10 | 7.9274e-07 | 8.9599e-26 | 1.5409e-10 | 2.0067e-09 | 0.0007594 | 4.5742e-08 | 3.6907e-09 | 9.7117e-20 | 3.7457e-14 | 0.00092859 | 0.00096755 | 0.00096755 | 0.0065411 | 0.012193 | 0.0065411 | 0.012193 | 0.012193 | 0.012193 | 0.0065411 | 0.001688 | 0.00092864 | 0.0065411 | 0.00092859 | 0.00092859
993 | 159926.5948 | 16103.8125 | 6020.6159 | 68580.4496 | 38312.4523 | 15816.809 | 12449.9092 | 3164.3202 | 6425.1696 | 8369.2927 | 27137.6764 | 8122.4462 | 10097.8912 | 4454.6375 | 7577.7787 | n/a | 10448.3251 | 3587.4244 | 4782.1599 | 8987.1403 | 8828.3311 | 7629.5193 | 1757.8345 | 4777.6608 | 7568.067 | 3790.8003 | 5235.4899 | 7492.0285 | 3015.4887 | 4009.0573 | 223.34 | 206.7797 | 206.7797 | 208.164 | 233.9212 | 169.0136 | 249.9483 | 221.8307 | 249.9483 | 189.1177 | 240.802 | 148.9095 | 212.3672 | 212.1221 | 212.6844 | 171567.7191 | 9388.2202 | 4107.0424 | 67807.7841 | 32439.5388 | 14175.8062 | 6018.5163 | 5130.6773 | 4830.0348 | 4401.312 | 26013.1508 | 5914.0365 | 5610.6883 | 4714.448 | 5834.2212 | 163878.2 | 19563.2262 | 7491.0477 | 70233.344 | 41025.379 | 22714.8373 | 13638.9356 | 6888.5118 | 9607.6956 | 11811.4789 | 28079.2511 | 11018.1264 | 12223.0167 | 7547.4367 | 9843.2785 | 171.7 | 171.7 | 171.7 | 171.7 | 171.7 | 171.7 | 171.7 | 171.7 | 171.7 | 171.7 | 171.7 | 171.7 | 171.7 | 171.7 | 171.7 | 0.025001 | 1.185e-05 | 5.1995e-06 | 0.016994 | 0.0042044 | 9.5116e-10 | 0.0016724 | 7.9354e-21 | 2.8647e-08 | 4.0277e-09 | 0.011167 | 4.2342e-08 | 9.295e-06 | 6.0885e-16 | 2.1426e-07 | 0.025001 | 0.025013 | 0.025019 | 0.041995 | 0.0462 | 0.041995 | 0.047872 | 0.0462 | 0.047872 | 0.041995 | 0.036169 | 0.025002 | 0.042005 | 0.025001 | 0.025002
994 | 154634.132 | 15330.4086 | 5831.2879 | 66479.5385 | 37027.2242 | 15406.9817 | 11898.6328 | 3012.0818 | 5970.9477 | 8282.4121 | 26220.0477 | 8041.3065 | 9707.4295 | 4081.5333 | 7008.7951 | n/a | 9460.2295 | 4700.0655 | 5233.3802 | 10440.7503 | 11138.8613 | 8828.9045 | 2177.6286 | 5611.3935 | 5004.24 | 4231.7339 | 6042.8004 | 8432.9078 | 4116.829 | 5582.5521 | 221.4848 | 204.6602 | 204.6602 | 204.6324 | 232.5947 | 161.6292 | 250.0169 | 219.4517 | 250.0169 | 183.4833 | 241.6441 | 139.775 | 209.572 | 210.4675 | 211.0788 | 180402.9415 | 10677.7817 | 4347.623 | 76728.4623 | 33249.5494 | 14537.2639 | 5267.411 | 5128.6174 | 4750.1348 | 4539.1447 | 27184.5813 | 5875.2405 | 7796.0422 | 4582.6077 | 6070.6494 | 161607 | 18694.2727 | 9047.6885 | 75127.2313 | 38660 | 25303.4252 | 13567.2155 | 5843.7075 | 9832.4283 | 9374.0846 | 27446.7 | 11714.6408 | 15436.25 | 8509.3367 | 10213.3631 | 101.75 | 101.75 | 101.75 | 101.75 | 110.2651 | 101.75 | 110.2651 | 110.2651 | 110.2651 | 101.75 | 104.9804 | 101.75 | 101.75 | 101.75 | 101.75 | 0.003406 | 9.9403e-06 | 4.8865e-11 | 0.00022058 | 0.0099376 | 2.5054e-13 | 0.00037249 | 4.5632e-17 | 3.9139e-10 | 0.00022099 | 0.0069953 | 8.5856e-10 | 2.7336e-12 | 1.1906e-23 | 3.5478e-10 | 0.003406 | 0.0034159 | 0.0034159 | 0.0036266 | 0.013564 | 0.0036266 | 0.013937 | 0.013564 | 0.013937 | 0.0038475 | 0.010401 | 0.003406 | 0.0036266 | 0.003406 | 0.003406
995 | 153028.4494 | 15442.6205 | 5790.2793 | 65882.3464 | 36508.8804 | 15257.1884 | 11547.3547 | 2922.8555 | 6157.8885 | 7730.5317 | 26187.7758 | 7783.7418 | 9931.1987 | 4157.064 | 6981.9401 | n/a | 9945.0804 | 5179.4948 | 4461.8564 | 7759.862 | 9193.254 | 7501.4433 | 1651.8142 | 4195.2927 | 6559.3979 | 4788.317 | 5434.6667 | 8311.1742 | 3582.2633 | 4535.1167 | 179.947 | 163.8684 | 163.8684 | 155.45 | 192.6695 | 95.4661 | 215.9859 | 175.0801 | 215.9859 | 124.7137 | 213.3644 | 66.2185 | 164.0877 | 171.6405 | 172.4586 | 174652.7335 | 9971.7747 | 4299.5677 | 71467.8645 | 30752.1286 | 14541.295 | 4958.6302 | 5027.713 | 4554.9045 | 4504.8731 | 29196.9474 | 6108.8379 | 6840.1557 | 4664.9832 | 6238.733 | 159179.1 | 18420.334 | 9479.0624 | 70023.4052 | 37303.917 | 21426.4279 | 11817.5 | 6582.2271 | 8222.3493 | 9355.8499 | 31826.6433 | 10943.8045 | 14496.1298 | 7588.2464 | 10726.1497 | 95.6714 | 95.6714 | 95.6714 | 95.6714 | 165.4474 | 95.6714 | 173.91 | 165.4474 | 173.91 | 95.6714 | 95.6714 | 95.6714 | 95.6714 | 95.6714 | 95.6714 | 0.0054978 | 2.7428e-05 | 1.9531e-12 | 0.0035158 | 0.02039 | 3.3862e-09 | 0.018831 | 5.1071e-22 | 2.6817e-06 | 1.0333e-05 | 1.0282e-05 | 6.1892e-09 | 4.8024e-10 | 1.5735e-18 | 1.4482e-11 | 0.0054978 | 0.0055252 | 0.0055252 | 0.0090136 | 0.029403 | 0.0090136 | 0.048234 | 0.029403 | 0.048237 | 0.0090239 | 0.005508 | 0.0054978 | 0.0090136 | 0.0054978 | 0.0054978
996 | 157841.8293 | 15846.6138 | 5591.0164 | 67784.7188 | 37751.2938 | 15845.6226 | 12094.8228 | 2935.45 | 6338.9951 | 8076.4096 | 26789.8095 | 8176.5062 | 9862.0329 | 4028.6323 | 7332.0523 | n/a | 8604.9478 | 4788.188 | 4486.6282 | 8133.8457 | 8689.9692 | 8034.2593 | 2054.4743 | 5032.1171 | 8287.9652 | 4697.5176 | 5890.8788 | 6780.8136 | 2943.6968 | 5523.3242 | 236.9708 | 219.3569 | 219.3569 | 220.6761 | 248.2636 | 178.69 | 265.4321 | 235.3121 | 265.4321 | 200.2258 | 255.8021 | 157.1542 | 225.2181 | 225.0797 | 225.6821 | 173484.1405 | 10765.0347 | 4368.3492 | 70183.519 | 34944.6975 | 14411.5721 | 5788.0572 | 5036.6802 | 4682.1434 | 4294.508 | 26894.0113 | 6149.0433 | 6925.0534 | 4563.4167 | 6321.6357 | 162783.1 | 18880.0826 | 9108.1372 | 69457 | 40511.6827 | 22842.3413 | 13817.1165 | 5616.2941 | 9714.2605 | 12439.2732 | 30230.7289 | 11923.9221 | 13179.2803 | 6939.5135 | 11547.1599 | 157.0527 | 157.0527 | 157.0527 | 169.8924 | 169.8924 | 169.8924 | 169.8924 | 169.8924 | 169.8924 | 169.8924 | 157.0527 | 169.8924 | 169.8924 | 157.0527 | 157.0527 | 0.013118 | 2.893e-05 | 2.6397e-12 | 0.016678 | 0.0039031 | 7.6544e-10 | 0.00034636 | 1.2164e-16 | 9.9928e-09 | 2.6245e-11 | 0.00029673 | 8.0972e-10 | 6.343e-08 | 1.6854e-16 | 3.0354e-12 | 0.013118 | 0.013147 | 0.013147 | 0.029796 | 0.033699 | 0.029796 | 0.034046 | 0.033699 | 0.034046 | 0.029796 | 0.013415 | 0.013118 | 0.029796 | 0.013118 | 0.013118
997 | 155359.2301 | 15461.0757 | 5735.2627 | 66797.1984 | 37156.3995 | 15557.9563 | 11928.3485 | 2891.3621 | 5906.8683 | 7705.768 | 26327.408 | 8107.9352 | 9953.7294 | 4136.0888 | 6928.0861 | n/a | 11498.0169 | 7370.6336 | 4522.8619 | 9455.4186 | 11482.6591 | 8446.8007 | 2028.9163 | 3047.734 | 8316.1057 | 4488.6428 | 5438.9375 | 7171.8884 | 4151.3659 | 4010.0467 | 236.605 | 219.2877 | 219.2877 | 221.5436 | 247.4671 | 182.4227 | 263.5847 | 235.3083 | 263.5847 | 202.6403 | 253.5021 | 162.2051 | 225.5615 | 224.6602 | 225.2257 | 164249.2211 | 10157.2095 | 4335.1342 | 66276.4672 | 30902.5781 | 15039.6847 | 6051.5628 | 4991.962 | 5049.0188 | 4852.0313 | 23831.208 | 6013.6925 | 6062.055 | 4619.1457 | 6127.2521 | 158913.8 | 20808.1511 | 11049.4678 | 70358.8291 | 40224.6967 | 26438.2438 | 14498.3635 | 7020.8784 | 8096.7529 | 13090.737 | 27905.9508 | 11445.93 | 13141.7434 | 8770.5116 | 10137.2988 | 193.86 | 193.86 | 193.86 | 193.86 | 193.86 | 193.86 | 193.86 | 193.86 | 193.86 | 193.86 | 193.86 | 193.86 | 193.86 | 193.86 | 193.86 | 0.029809 | 7.9893e-08 | 3.5917e-17 | 0.0052069 | 0.0028784 | 2.567e-14 | 2.9801e-05 | 8.1377e-25 | 9.8048e-07 | 5.3601e-14 | 0.0042012 | 4.957e-09 | 1.1993e-07 | 2.356e-24 | 2.7834e-10 | 0.029809 | 0.029809 | 0.029809 | 0.035016 | 0.037895 | 0.035016 | 0.037925 | 0.037895 | 0.037925 | 0.035016 | 0.034011 | 0.029809 | 0.035016 | 0.029809 | 0.029809
998 | 152927.9514 | 15151.7922 | 5746.6959 | 65817.9502 | 36594.6649 | 15486.2594 | 11778.0899 | 2947.3134 | 6027.5641 | 7890.2084 | 26096.1867 | 8100.9972 | 9995.1731 | 3887.7878 | 7293.9359 | n/a | 12431.3013 | 5115.6635 | 4437.0988 | 10692.9551 | 7837.8105 | 9608.1464 | 1916.2029 | 4703.6482 | 8785.6538 | 3489.8438 | 6816.6317 | 8017.5813 | 4565.3818 | 5847.5972 | 240.8211 | 224.2435 | 224.2435 | 230.1926 | 250.2685 | 201.2722 | 262.6871 | 240.9002 | 262.6871 | 216.8498 | 250.6056 | 185.6945 | 232.2701 | 228.383 | 228.8187 | 177296.8134 | 11406.7485 | 4048.7023 | 69673.4985 | 32635.9756 | 14192.076 | 6353.4846 | 5107.0353 | 4931.3983 | 4268.8894 | 29172.3702 | 5849.432 | 6459.5494 | 4614.6206 | 6152.1935 | 159197.7 | 22248.3666 | 9033.6658 | 68112 | 41081.9335 | 19523.6865 | 15814.131 | 7010.6382 | 9623.3466 | 11436.5432 | 32181.414 | 11777.8637 | 13421.6308 | 8912.7025 | 11999.7907 | 125.1755 | 125.1755 | 125.1755 | 140.5071 | 140.5071 | 140.5071 | 140.5071 | 140.5071 | 140.5071 | 140.5071 | 125.1755 | 140.5071 | 140.5071 | 125.1755 | 125.1755 | 0.0050844 | 7.4493e-10 | 2.2664e-11 | 0.011916 | 0.00079282 | 1.0542e-06 | 4.1602e-07 | 4.982e-24 | 1.6229e-09 | 9.0729e-10 | 5.1512e-06 | 9.621e-10 | 4.9138e-08 | 9.488e-28 | 1.7665e-13 | 0.0050844 | 0.0050844 | 0.0050844 | 0.017 | 0.017793 | 0.017001 | 0.017793 | 0.017793 | 0.017793 | 0.017001 | 0.0050895 | 0.0050854 | 0.017 | 0.0050844 | 0.0050844
999 | 157650.1581 | 16065.6544 | 6077.574 | 67719.4981 | 37573.7894 | 15742.0377 | 11884.6101 | 3058.8064 | 6219.7598 | 8300.6832 | 26659.6408 | 8233.3229 | 9977.5347 | 4098.08 | 7226.0654 | n/a | 8745.9465 | 5527.4749 | 3883.9646 | 9068.2064 | 8187.4649 | 8472.4742 | 1782.3429 | 4418.0138 | 7391.8231 | 4261.1817 | 5316.4133 | 7383.8661 | 2990.5713 | 4843.2493 | 239.4735 | 222.2068 | 222.2068 | 225.3982 | 250.0676 | 188.5119 | 265.3897 | 238.5089 | 265.3897 | 207.7317 | 254.7326 | 169.2921 | 228.9647 | 227.3142 | 227.8518 | 174376.3205 | 10983.9451 | 4448.1321 | 70985.7613 | 33243.7997 | 14737.6296 | 5623.5241 | 5119.6682 | 4807.6661 | 4740.5477 | 26471.9027 | 5619.7919 | 6352.2854 | 4551.3862 | 6068.8176 | 162929.4 | 19729.8916 | 9975.607 | 69314 | 41164.47 | 22320.2945 | 14247.0621 | 6604.1112 | 9219.4799 | 11717.5708 | 27587.2 | 10746.2052 | 11420.4515 | 7536.0575 | 10912.0669 | 151.0048 | 151.0048 | 151.0048 | 180.5326 | 180.5326 | 180.5326 | 180.5326 | 180.5326 | 180.5326 | 180.5326 | 155.7265 | 180.5326 | 180.5326 | 151.0048 | 151.0048 | 0.010581 | 7.1447e-06 | 1.6602e-12 | 0.017309 | 0.0018948 | 1.9719e-09 | 5.2161e-05 | 1.5257e-20 | 4.1456e-08 | 3.9728e-09 | 0.011126 | 3.1085e-07 | 0.00012611 | 8.5046e-19 | 4.176e-11 | 0.010581 | 0.010588 | 0.010588 | 0.02789 | 0.029784 | 0.02789 | 0.029836 | 0.029784 | 0.029836 | 0.02789 | 0.021707 | 0.010581 | 0.028016 | 0.010581 | 0.010581
1000 | 156163.3815 | 15789.3278 | 5937.0385 | 67097.0424 | 37143.4112 | 15862.2996 | 11628.2158 | 2919.0246 | 6074.7168 | 8047.9357 | 26431.9009 | 8356.7225 | 10197.0991 | 3942.8198 | 7287.9249 | n/a | 10568.185 | 5808.9149 | 3702.5014 | 10594.5386 | 10106.4958 | 9153.9572 | 2397.3744 | 3569.1647 | 6748.7074 | 3826.4193 | 7990.6914 | 6959.7646 | 2600.2172 | 5405.8597 | 221.7984 | 205.5967 | 205.5967 | 207.8229 | 231.9317 | 171.4825 | 246.9191 | 220.6255 | 246.9191 | 190.2825 | 237.412 | 152.6826 | 211.5281 | 210.5925 | 211.1184 | 168622.4266 | 10793.3767 | 4369.0783 | 68581.5418 | 30005.2661 | 14112.1442 | 5937.797 | 5028.4837 | 5123.2345 | 4209.8361 | 25070.5698 | 5686.4487 | 6336.3389 | 4587.8502 | 6197.2814 | 161022.5266 | 20335.6617 | 10177.9932 | 69544.6432 | 38423.0046 | 24120.8399 | 14347.5542 | 7425.8581 | 7958.5992 | 10885.6434 | 28100.8891 | 13652.2401 | 13222.9035 | 7102.0675 | 11420.4411 | 147.6159 | 147.6159 | 147.6159 | 147.6159 | 147.6159 | 147.6159 | 147.6159 | 147.6159 | 147.6159 | 147.6159 | 147.6159 | 147.6159 | 147.6159 | 147.6159 | 147.6159 | 0.013377 | 7.2787e-07 | 1.0644e-13 | 0.011293 | 0.013558 | 3.245e-11 | 1.6065e-05 | 1.1842e-26 | 5.4698e-06 | 3.9833e-08 | 0.003714 | 8.8789e-13 | 3.0484e-07 | 4.7093e-18 | 4.1706e-12 | 0.013377 | 0.013378 | 0.013378 | 0.024671 | 0.038228 | 0.024671 | 0.038244 | 0.038228 | 0.03825 | 0.024671 | 0.017091 | 0.013377 | 0.024671 | 0.013377 | 0.013377

## LDA Level, Curve E
Note: The Monte Carlo simulation model continuously attracts excess supply in LDAs with Net CONE below system Net CONE. In this run, excess supply was capped at an arbitrary MW quantity in the results shaded in grey. Shaded results should not be interpreted to reflect calibrated long-term equilibrium conditions. For additional discussion of this issue see Section V.B.1 of: http://www.pjm.com/-/media/library/reports-notices/special-reports/2018/20180420-pjm-2018-variable-resource-requirement-curve-study.ashx?la=en
Draw | Reliability Requirement | [14 empty] | Capacity Emergency Transfer Limit (CETL) | [14 empty] | Administrative Net CONE | [14 empty] | Offered Quantity | [14 empty] | Cleared Quantity (Local Cleared Supply + CETL) | [14 empty] | Clearing Price | [14 empty] | Conditional LOLE | [14 empty] | LOLE (Highest Possible if Additive to Parent LOLE)
| RTO | ATSI | ATSI-C | MAAC | EMAAC | SWMAAC | PSEG | DPL-S | PS-N | PEPCO | COMED | BGE | PPL | DAY | DEOK | RTO | ATSI | ATSI-C | MAAC | EMAAC | SWMAAC | PSEG | DPL-S | PS-N | PEPCO | COMED | BGE | PPL | DAY | DEOK | RTO | ATSI | ATSI-C | MAAC | EMAAC | SWMAAC | PSEG | DPL-S | PS-N | PEPCO | COMED | BGE | PPL | DAY | DEOK | RTO | ATSI | ATSI-C | MAAC | EMAAC | SWMAAC | PSEG | DPL-S | PS-N | PEPCO | COMED | BGE | PPL | DAY | DEOK | RTO | ATSI | ATSI-C | MAAC | EMAAC | SWMAAC | PSEG | DPL-S | PS-N | PEPCO | COMED | BGE | PPL | DAY | DEOK | RTO | ATSI | ATSI-C | MAAC | EMAAC | SWMAAC | PSEG | DPL-S | PS-N | PEPCO | COMED | BGE | PPL | DAY | DEOK | RTO | ATSI | ATSI-C | MAAC | EMAAC | SWMAAC | PSEG | DPL-S | PS-N | PEPCO | COMED | BGE | PPL | DAY | DEOK | RTO | ATSI | ATSI-C | MAAC | EMAAC | SWMAAC | PSEG | DPL-S | PS-N | PEPCO | COMED | BGE | PPL | DAY | DEOK
1 | 154530.6795 | 15944.1159 | 5877.9149 | 66440.2948 | 37004.4761 | 15284.9289 | 11581.4814 | 3054.1252 | 5978.0193 | 7885.2358 | 26178.9194 | 8033.0461 | 9910.0908 | 4024.9738 | 7183.5275 | n/a | 9154.6051 | 5769.2741 | 3765.0407 | 8090.7204 | 9143.6155 | 12187.5733 | 1385.0323 | 5003.9392 | 8541.444 | 3719.9227 | 6576.8372 | 7440.8639 | 3918.62 | 4648.5857 | 159.6539 | 130.501 | 130.501 | 166.0563 | 187.7676 | 146.114 | 207.1016 | 163.7513 | 207.1016 | 159.6762 | 169.0076 | 132.552 | 131.6499 | 140.4303 | 130.9853 | 168308.0532 | 10618.4951 | 4168.4028 | 68789.4637 | 29973.7287 | 14443.241 | 5282.2411 | 5168.3048 | 4314.6096 | 4148.8139 | 24402.175 | 6111.6372 | 6235.77 | 4659.8361 | 6036.5973 | 156925.3 | 18036.9366 | 9937.677 | 69558.6044 | 36872.3491 | 23251.6564 | 17422.6144 | 6511.3371 | 9318.5488 | 12597.3578 | 26690.7351 | 12446.1744 | 12899.7339 | 8536.6562 | 10518.583 | 125.3199 | 125.3199 | 125.3199 | 125.3199 | 246.2902 | 125.3199 | 246.2902 | 246.2902 | 246.2902 | 125.3199 | 125.3199 | 125.3199 | 125.3199 | 125.3199 | 125.3199 | 0.049132 | 0.00028735 | 2.5929e-13 | 0.0067735 | 0.046119 | 3.1712e-11 | 1.8261e-09 | 4.1034e-20 | 4.7345e-09 | 2.7917e-12 | 0.020068 | 2.3519e-11 | 2.5062e-07 | 2.3096e-24 | 2.668e-10 | 0.049132 | 0.049419 | 0.049419 | 0.055905 | 0.10202 | 0.055905 | 0.10202 | 0.10202 | 0.10202 | 0.055905 | 0.0692 | 0.049132 | 0.055905 | 0.049132 | 0.049132
2 | 153385.386 | 15467.867 | 5929.9877 | 65982.7597 | 36570.4517 | 15596.4751 | 11469.2412 | 3029.2089 | 6139.7592 | 8155.8692 | 26107.2027 | 8176.501 | 9702.0685 | 4022.0221 | 7004.5257 | n/a | 9797.8694 | 6652.5748 | 4239.513 | 10009.1611 | 9444.7098 | 8522.2321 | 1997.4618 | 4414.6068 | 9748.5988 | 3946.9517 | 6808.7677 | 4179.426 | 3228.562 | 6536.2267 | 145.5054 | 113.1588 | 113.1588 | 152.6165 | 177.8494 | 127.6834 | 200.3392 | 149.9131 | 200.3392 | 143.4592 | 157.9508 | 111.9076 | 113.7958 | 124.7089 | 113.7222 | 162540.4564 | 9501.6409 | 4281.0397 | 64602.5763 | 28550.3807 | 13687.5729 | 5173.6493 | 5083.8402 | 4117.0948 | 3773.0773 | 26182.6956 | 5986.6617 | 6075.3524 | 4555.785 | 6098.2766 | 154595.9 | 19280.6103 | 10933.6145 | 65759.3 | 37067.2419 | 22837.5933 | 13440.5814 | 7081.3021 | 8317.6015 | 13473.6761 | 29757.8473 | 12795.4294 | 9251.3784 | 7401.3469 | 12592.4032 | 152.22 | 152.22 | 152.22 | 209.88 | 209.88 | 209.88 | 209.88 | 209.88 | 209.88 | 209.88 | 152.22 | 209.88 | 235.8373 | 152.22 | 152.22 | 0.070042 | 3.5384e-06 | 8.121e-16 | 0.042115 | 0.026544 | 3.0866e-10 | 0.00012872 | 2.2281e-23 | 1.5445e-06 | 3.3328e-13 | 0.00019094 | 1.2861e-11 | 0.20767 | 8.0235e-19 | 3.6802e-16 | 0.070042 | 0.070046 | 0.070046 | 0.11216 | 0.1387 | 0.11216 | 0.13883 | 0.1387 | 0.13883 | 0.11216 | 0.070233 | 0.070042 | 0.31983 | 0.070042 | 0.070042
3 | 156650.069 | 16021.0161 | 6109.1905 | 67267.4465 | 37428.3586 | 15800.4474 | 12115.6914 | 2973.5502 | 6208.7444 | 8184.2624 | 26600.3163 | 8429.6975 | 9721.5381 | 3913.8625 | 7165.248 | n/a | 9090.893 | 6559.7312 | 3897.8761 | 7973.9944 | 10310.9472 | 8323.9454 | 1414.7498 | 3279.3078 | 8036.2468 | 4467.4263 | 6002.9542 | 6870.4476 | 4137.3064 | 4251.641 | 125.5264 | 92.2174 | 92.2174 | 132.8549 | 159.717 | 105.0236 | 183.6735 | 129.9589 | 183.6735 | 121.8282 | 139.9304 | 88.2191 | 92.3834 | 104.5207 | 92.8176 | 165320.8992 | 10420.3066 | 4440.4922 | 67282.301 | 31919.1032 | 13027.675 | 5656.2207 | 5302.3202 | 4478.3567 | 3762.4189 | 24016.734 | 5479.9193 | 6104.7526 | 4509.3736 | 6053.9675 | 158426.1992 | 19079.6996 | 10935.8234 | 67407.5771 | 38410.1977 | 22702.5221 | 13941.5661 | 6706.37 | 7719.0645 | 11586.4656 | 28176.8603 | 11058.9735 | 12266.3002 | 8629.2801 | 9737.5086 | 122.5029 | 122.5029 | 122.5029 | 174.4935 | 174.4935 | 174.4935 | 174.4935 | 174.4935 | 174.4935 | 174.4935 | 122.5029 | 174.4935 | 174.4935 | 122.5029 | 122.5029 | 0.059768 | 2.9499e-05 | 6.1419e-15 | 0.035157 | 0.017664 | 9.2464e-10 | 0.00026209 | 4.5175e-22 | 3.6426e-05 | 3.3902e-09 | 0.0043149 | 2.3961e-07 | 1.2178e-06 | 5.1047e-26 | 1.8885e-08 | 0.059768 | 0.059797 | 0.059797 | 0.094924 | 0.11259 | 0.094924 | 0.11285 | 0.11259 | 0.11289 | 0.094924 | 0.064083 | 0.059768 | 0.094926 | 0.059768 | 0.059768
4 | 154569.6706 | 15746.3455 | 5928.3234 | 66489.9773 | 36947.825 | 15503.4557 | 12029.5828 | 3107.4878 | 6002.238 | 7900.1006 | 26195.6301 | 8194.1234 | 9848.5851 | 4023.4277 | 7309.625 | n/a | 11772.8773 | 5912.0128 | 4646.5825 | 9687.3929 | 9977.0366 | 8259.9541 | 2132.1902 | 4532.8622 | 8267.9053 | 4291.2197 | 4668.4938 | 6583.845 | 4207.9944 | 6364.4929 | 108.6906 | 73.8349 | 73.8349 | 116.3648 | 145.2932 | 85.2307 | 171.1056 | 113.2297 | 171.1056 | 103.3372 | 125.2442 | 67.1243 | 73.5517 | 87.0913 | 74.4815 | 165331.5452 | 10402.717 | 4223.9966 | 66622.5332 | 31336.3743 | 13718.8285 | 5633.5898 | 5040.149 | 4176.4484 | 4081.2845 | 25677.0825 | 5834.3415 | 5517.4603 | 4622.6533 | 5985.4519 | 158901.0452 | 22001.3943 | 10080.7094 | 67530.4157 | 40505.3672 | 22160.9652 | 13665.2439 | 7166.0391 | 8709.3106 | 11938.8898 | 29730.0022 | 10233.4353 | 10590.6053 | 8661.6478 | 12325.7448 | 63.4656 | 63.4656 | 63.4656 | 93.4439 | 93.4439 | 93.4439 | 93.4439 | 93.4439 | 93.4439 | 93.4439 | 63.4656 | 93.4439 | 93.4439 | 63.4656 | 63.4656 | 0.01811 | 1.1241e-08 | 1.796e-13 | 0.022465 | 0.0018512 | 1.2432e-09 | 0.00042982 | 7.077e-23 | 1.0065e-07 | 8.1328e-11 | 0.0002309 | 2.7758e-06 | 0.0019607 | 5.4234e-25 | 3.3539e-14 | 0.01811 | 0.01811 | 0.01811 | 0.040575 | 0.042426 | 0.040575 | 0.042856 | 0.042426 | 0.042856 | 0.040575 | 0.018341 | 0.018113 | 0.042536 | 0.01811 | 0.01811
5 | 155166.0707 | 15365.2978 | 5928.2679 | 66719.9294 | 37003.5433 | 15707.9789 | 11880.9516 | 2994.0401 | 5992.8388 | 8021.8582 | 26295.3346 | 8195.4683 | 9895.423 | 4264.7626 | 7087.5296 | n/a | 10811.7657 | 5222.0852 | 3894.7314 | 7199.0092 | 9213.5188 | 8046.065 | 2378.9065 | 4596.8312 | 6168.8106 | 3885.5133 | 6930.7966 | 4700.4398 | 3504.5103 | 5924.761 | 93.8976 | 57.7865 | 57.7865 | 101.8526 | 132.499 | 67.9377 | 159.8548 | 98.5183 | 159.8548 | 87.1269 | 112.2698 | 48.7487 | 57.116 | 71.8356 | 58.4718 | 163843.0545 | 10202.7333 | 4328.2687 | 65581.8947 | 29781.6631 | 14667.8434 | 4818.0216 | 5021.1089 | 4186.4519 | 4242.6755 | 25366.3153 | 5984.1002 | 6789.4215 | 4776.6336 | 6140.482 | 156778.3545 | 19137.499 | 9550.3539 | 67209.0261 | 36334.4723 | 23004.7622 | 12764.1867 | 7355.6154 | 8683.3831 | 10350.386 | 27359.4287 | 12914.8968 | 11217.0613 | 8232.6439 | 12004.343 | 109.0433 | 109.0433 | 109.0433 | 132.1716 | 237.1071 | 132.1716 | 237.1071 | 237.1071 | 237.1071 | 132.1716 | 109.0433 | 132.1716 | 132.1716 | 109.0433 | 109.0433 | 0.062331 | 3.6751e-06 | 5.2154e-12 | 0.029564 | 0.073587 | 3.0562e-10 | 0.0034039 | 2.8685e-25 | 1.0667e-07 | 4.5411e-07 | 0.0089323 | 8.4018e-12 | 0.00019541 | 1.3315e-20 | 2.4767e-14 | 0.062331 | 0.062335 | 0.062335 | 0.091895 | 0.16548 | 0.091895 | 0.16889 | 0.16548 | 0.16889 | 0.091896 | 0.071263 | 0.062331 | 0.092091 | 0.062331 | 0.062331
6 | 152465.8895 | 15325.8962 | 5826.1459 | 65616.2224 | 36470.0376 | 15376.0412 | 11659.364 | 3067.5001 | 5891.9485 | 7907.6633 | 25837.5463 | 7793.0843 | 9807.8502 | 4034.537 | 7070.1047 | n/a | 13845.0749 | 3403.8889 | 4787.2618 | 8601.8969 | 11461.8465 | 5512.578 | 2063.1227 | 2955.9659 | 7364.6658 | 3796.7084 | 5539.973 | 5928.2999 | 3097.5262 | 5969.5608 | 57.6294 | 19.2134 | 19.2134 | 66.1021 | 100.2317 | 26.2739 | 130.7199 | 62.36 | 130.7199 | 47.6603 | 79.9354 | 4.8876 | 17.6482 | 34.8712 | 19.9772 | 166205.6386 | 10282.8188 | 4238.1908 | 67992.9852 | 32167.3825 | 13093.183 | 5590.0996 | 5114.4737 | 4384.7966 | 3564.1593 | 26349.0595 | 5395.2805 | 6047.8227 | 4616.3451 | 6167.7215 | 153426.5 | 22864.1937 | 7627.5797 | 69501.947 | 38946.3794 | 23540.4294 | 11057.0777 | 7137.2964 | 7340.7625 | 10199.425 | 26644.0293 | 10650.0535 | 11908.8226 | 7532.9713 | 12123.2823 | 114.81 | 114.81 | 114.81 | 114.81 | 114.81 | 114.81 | 231.0499 | 114.81 | 231.0499 | 114.81 | 114.81 | 114.81 | 114.81 | 114.81 | 114.81 | 0.075471 | 3.0386e-10 | 4.5017e-07 | 0.0040838 | 0.0046174 | 2.1464e-11 | 0.18127 | 3.3219e-23 | 3.3799e-05 | 4.623e-07 | 0.012779 | 2.8596e-08 | 8.0086e-06 | 2.3609e-19 | 1.059e-14 | 0.075471 | 0.075471 | 0.075472 | 0.079555 | 0.084172 | 0.079555 | 0.26544 | 0.084172 | 0.26547 | 0.079556 | 0.08825 | 0.075471 | 0.079563 | 0.075471 | 0.075471
7 | 155276.3537 | 15762.8652 | 5788.4701 | 66736.8779 | 37241.1007 | 15435.2023 | 11841.6126 | 2993.7972 | 6116.7004 | 7857.9175 | 26427.0051 | 8473.3341 | 9754.4707 | 4061.0021 | 7248.5914 | n/a | 11112.4694 | 4533.9186 | 4457.5892 | 8836.6941 | 9737.3162 | 9625.4591 | 1601.978 | 4436.5795 | 6563.1869 | 4827.5457 | 6225.0849 | 8343.3406 | 3673.078 | 5433.7894 | 80.4534 | 42.2641 | 42.2641 | 88.8707 | 121.9617 | 51.3322 | 151.5102 | 85.2575 | 151.5102 | 72.0593 | 101.1143 | 30.6052 | 41.1751 | 57.4393 | 43.0044 | 164767.9139 | 9536.4837 | 4082.4914 | 68234.8761 | 30807.7029 | 14317.6351 | 5616.1633 | 5088.8883 | 4502.6888 | 4319.0816 | 26349.8163 | 5621.3305 | 7180.564 | 4608.1552 | 6064.1262 | 157391.5 | 20243.2531 | 8542.91 | 68481.0653 | 38259.297 | 23225.7513 | 14857.2225 | 6629.7664 | 8939.2683 | 10118.4685 | 30594.9481 | 11781.0154 | 13652.1046 | 8184.5333 | 11330.4156 | 81.02 | 81.02 | 81.02 | 81.02 | 81.02 | 81.02 | 81.02 | 81.02 | 81.02 | 81.02 | 81.02 | 81.02 | 81.02 | 81.02 | 81.02 | 0.053686 | 8.3824e-07 | 8.4645e-10 | 0.01589 | 0.017045 | 6.1295e-11 | 7.9893e-06 | 2.01e-21 | 7.4851e-08 | 5.0253e-07 | 9.5575e-05 | 1.1357e-08 | 5.1878e-09 | 2.7951e-22 | 4.8868e-12 | 0.053686 | 0.053687 | 0.053687 | 0.069576 | 0.086622 | 0.069576 | 0.08663 | 0.086622 | 0.08663 | 0.069577 | 0.053782 | 0.053686 | 0.069577 | 0.053686 | 0.053686
8 | 158247.0674 | 15982.8199 | 6135.6776 | 67935.9554 | 37737.4768 | 15976.9554 | 12165.5456 | 3201.6031 | 6031.4284 | 8110.6038 | 26854.5909 | 8487.2244 | 10326.0642 | 4118.2062 | 7123.7577 | n/a | 11216.7313 | 6100.7508 | 3404.8831 | 9100.4876 | 10051.0586 | 7640.0071 | 2219.9731 | 4094.2128 | 6963.7765 | 4068.7451 | 7051.945 | 5390.2998 | 3218.7073 | 5883.3547 | 77.9147 | 38.2884 | 38.2884 | 86.6499 | 121.1873 | 47.2053 | 152.0302 | 82.8752 | 152.0302 | 68.8404 | 99.7166 | 25.5703 | 37.0462 | 54.1283 | 39.0611 | 168279.971 | 10118.6184 | 4175.2869 | 71748.6274 | 32195.6509 | 13158.7722 | 5673.1036 | 5059.638 | 4386.7508 | 4351.0763 | 23214.6532 | 5756.785 | 6750.6122 | 4627.6858 | 6049.833 | 158397.5 | 19143.3787 | 10197.8377 | 71870.7104 | 39568.0385 | 23051.9308 | 13000.4107 | 7237.6111 | 8431.9636 | 11227.1528 | 26524.6984 | 12738.5299 | 11267.612 | 7846.3931 | 11844.1877 | 167.32 | 167.32 | 167.32 | 167.32 | 167.32 | 167.32 | 167.32 | 167.32 | 167.32 | 167.32 | 235.8509 | 167.32 | 167.32 | 167.32 | 167.32 | 0.096644 | 2.2731e-05 | 7.6204e-13 | 0.0043085 | 0.0086217 | 7.2761e-10 | 0.0041239 | 3.7246e-22 | 4.5248e-07 | 1.1573e-08 | 0.068797 | 1.5469e-10 | 0.001047 | 4.1652e-20 | 8.7159e-14 | 0.096644 | 0.096667 | 0.096667 | 0.10095 | 0.10957 | 0.10095 | 0.1137 | 0.10957 | 0.1137 | 0.10095 | 0.16544 | 0.096644 | 0.102 | 0.096644 | 0.096644
9 | 150012.6251 | 15195.049 | 5599.3321 | 64660.1844 | 35936.7067 | 14939.7133 | 11606.2691 | 2864.7395 | 5693.3119 | 7832.4403 | 25666.441 | 8000.3054 | 9599.5637 | 4007.2128 | 6958.3231 | n/a | 14009.4091 | 6277.9573 | 4201.9069 | 8057.4378 | 9357.2758 | 9370.3575 | 1402.0048 | 3624.423 | 9753.7692 | 4304.6719 | 6794.3283 | 7205.1239 | 2749.1416 | 4346.9952 | 107.0419 | 70.8701 | 70.8701 | 115.0072 | 145.2357 | 82.1873 | 172.2114 | 111.7272 | 172.2114 | 101.1098 | 124.5964 | 63.2649 | 70.4603 | 84.724 | 71.5459 | 167488.904 | 10591.1298 | 4389.5786 | 67581.6834 | 29645.6635 | 14549.8187 | 5691.0496 | 5151.1675 | 4460.328 | 4686.6832 | 24695.7384 | 5827.9458 | 6885.1958 | 4579.4197 | 6094.8828 | 152161.7 | 23265.0388 | 10545.436 | 66379.2903 | 36094.5013 | 22271.6945 | 14962.8071 | 6540.1722 | 7999.4511 | 13346.2524 | 27308.4062 | 12081.0741 | 13219.6197 | 6674.4613 | 9981.278 | 94.77 | 94.77 | 94.77 | 94.77 | 170.4799 | 94.77 | 170.4799 | 170.4799 | 170.4799 | 94.77 | 94.77 | 94.77 | 94.77 | 94.77 | 94.77 | 0.051961 | 6.8019e-11 | 1.8308e-16 | 0.015655 | 0.035689 | 1.0707e-10 | 2.5053e-06 | 1.6443e-22 | 3.7042e-07 | 4.3841e-14 | 0.0035966 | 1.0831e-10 | 1.2632e-08 | 2.2414e-15 | 8.9193e-10 | 0.051961 | 0.051961 | 0.051961 | 0.067616 | 0.10331 | 0.067616 | 0.10331 | 0.10331 | 0.10331 | 0.067616 | 0.055558 | 0.051961 | 0.067616 | 0.051961 | 0.051961
10 | 158211.6521 | 15980.9971 | 5877.824 | 67926.3179 | 37820.8967 | 15746.485 | 12045.2394 | 3086.3346 | 6124.9813 | 8041.5279 | 26890.2022 | 8413.3611 | 10116.9872 | 4023.5297 | 7249.935 | n/a | 8824.269 | 7192.9003 | 3727.2965 | 9079.5292 | 12072.3191 | 8011.2236 | 1808.5642 | 4437.783 | 6546.9476 | 3780.9704 | 6152.4852 | 7460.5827 | 3200.8462 | 6127.337 | 106.8436 | 74.2848 | 74.2848 | 114.0107 | 140.8406 | 85.3999 | 164.7776 | 111.1068 | 164.7776 | 102.1909 | 121.959 | 68.6091 | 74.1275 | 86.5781 | 74.8845 | 162411.9913 | 10719.4912 | 4169.5188 | 65399.051 | 30198.5419 | 15174.8124 | 5248.9612 | 5139.0424 | 4326.2715 | 4558.0725 | 24077.9156 | 5975.6491 | 6189.785 | 4593.3872 | 6289.1358 | 157004.6583 | 18375.5602 | 10194.2192 | 66185.3144 | 38297.9381 | 26198.5316 | 13172.6518 | 6941.3066 | 8681.8545 | 10346.7201 | 27584.986 | 11837.8343 | 13568.6678 | 7719.2334 | 12375.0728 | 208.4091 | 208.4091 | 208.4091 | 224.7815 | 224.7815 | 224.7815 | 224.7815 | 224.7815 | 224.7815 | 224.7815 | 208.4091 | 224.7815 | 224.7815 | 208.4091 | 208.4091 | 0.14436 | 0.00014143 | 5.0059e-14 | 0.087778 | 0.027388 | 1.0637e-13 | 0.001783 | 5.6864e-22 | 2.6069e-07 | 5.2289e-07 | 0.015734 | 5.9428e-09 | 5.2424e-08 | 2.2831e-20 | 1.4522e-14 | 0.14436 | 0.1445 | 0.1445 | 0.23214 | 0.25952 | 0.23214 | 0.26131 | 0.25952 | 0.26131 | 0.23214 | 0.16009 | 0.14436 | 0.23214 | 0.14436 | 0.14436
11 | 149249.7589 | 14995.0944 | 5525.4037 | 64337.0594 | 35870.4163 | 14779.04 | 11599.9863 | 2945.2678 | 6010.1816 | 7535.1492 | 25436.5753 | 7811.9473 | 9490.3416 | 3828.1344 | 7015.9205 | n/a | 9285.8245 | 6677.1979 | 3541.2705 | 10760.1142 | 9753.2645 | 7324.8724 | 1650.1846 | 4239.5369 | 6728.2202 | 4170.7302 | 6912.4513 | 8250.442 | 3121.9243 | 5728.7141 | 173.937 | 142.5375 | 142.5375 | 180.8322 | 204.145 | 159.5289 | 224.904 | 178.3588 | 224.904 | 174.0906 | 183.8821 | 144.9673 | 143.8149 | 153.1986 | 143.0576 | 161378.0736 | 9754.9309 | 4181.1736 | 65608.4572 | 30296.8745 | 14096.6914 | 4792.3446 | 5009.112 | 3881.3043 | 3803.8709 | 25084.6261 | 6097.833 | 6720.4173 | 4720.2709 | 5864.4171 | 151363.2874 | 18384.3554 | 10803.0716 | 65399.4415 | 39804.2025 | 22854.1559 | 11849.7308 | 6646.2966 | 7900.6412 | 9601.6911 | 27193.9563 | 12944.8843 | 13884.7592 | 7654.0952 | 11091.5312 | 142.946 | 142.946 | 142.946 | 142.946 | 142.946 | 142.946 | 152.8598 | 142.946 | 152.8598 | 142.946 | 142.946 | 142.946 | 142.946 | 142.946 | 142.946 | 0.052204 | 7.7272e-06 | 1.2242e-17 | 0.021833 | 0.0012032 | 1.1594e-11 | 0.020048 | 4.3141e-22 | 4.8249e-06 | 8.4881e-07 | 0.0029506 | 3.579e-13 | 4.1997e-10 | 5.7746e-22 | 2.3791e-12 | 0.052204 | 0.052212 | 0.052212 | 0.074037 | 0.07524 | 0.074037 | 0.095288 | 0.07524 | 0.095292 | 0.074038 | 0.055155 | 0.052204 | 0.074037 | 0.052204 | 0.052204
12 | 153096.809 | 15382.7648 | 5952.9876 | 65902.0944 | 36664.2638 | 15474.4974 | 11540.9935 | 2985.3805 | 5862.4386 | 8227.2187 | 26221.2776 | 7884.5652 | 9683.6329 | 3704.1797 | 6919.5317 | n/a | 9004.4956 | 6123.6388 | 4829.7548 | 9737.6905 | 10722.4838 | 8984.7746 | 2317.4855 | 4072.2146 | 5621.1644 | 4782.0803 | 6225.8804 | 7593.7373 | 3821.4307 | 5509.318 | 127.7835 | 94.4967 | 94.4967 | 135.1066 | 161.8662 | 107.5014 | 185.73 | 132.2233 | 185.73 | 124.241 | 142.025 | 90.762 | 94.7097 | 106.7523 | 95.0945 | 162776.7139 | 10372.2532 | 4135.6042 | 68343.0424 | 30797.328 | 14088.3118 | 5070.0635 | 5175.9925 | 4181.7326 | 4571.2147 | 22394.1513 | 5932.5051 | 6902.4417 | 4523.3526 | 6171.6051 | 155190.9139 | 19366.0488 | 10259.2429 | 70075.7972 | 39263.5185 | 23793.0955 | 13927.5381 | 7146.978 | 8212.2471 | 9200.4791 | 26769.9316 | 12132.5855 | 14280.179 | 8266.8833 | 11662.0231 | 111.04 | 111.04 | 111.04 | 111.04 | 111.04 | 111.04 | 111.04 | 111.04 | 111.04 | 111.04 | 111.04 | 111.04 | 111.04 | 111.04 | 111.04 | 0.053436 | 2.2004e-06 | 7.5683e-14 | 0.0034475 | 0.0041932 | 1.6496e-11 | 3.9866e-05 | 2.8439e-24 | 4.1771e-07 | 0.00037448 | 0.019029 | 3.5502e-11 | 2.6494e-10 | 1.4982e-26 | 3.4723e-14 | 0.053436 | 0.053438 | 0.053438 | 0.056884 | 0.061077 | 0.056884 | 0.061117 | 0.061077 | 0.061117 | 0.057258 | 0.072466 | 0.053436 | 0.056884 | 0.053436 | 0.053436
13 | 156730.5346 | 16040.7333 | 5959.1591 | 67303.7424 | 37437.8401 | 15768.1658 | 12164.8026 | 2855.9982 | 6268.9838 | 8206.6462 | 26430.7064 | 8368.2891 | 9951.069 | 4111.2009 | 7211.4425 | n/a | 7150.8931 | 5084.3004 | 3335.7764 | 11444.5665 | 9306.1718 | 7262.9783 | 2090.1643 | 4025.0469 | 6673.1644 | 4329.7745 | 4764.2647 | 6683.1922 | 3222.8968 | 5830.7371 | 86.0497 | 50.7404 | 50.7404 | 93.8294 | 124.0035 | 60.1564 | 150.9409 | 90.5425 | 150.9409 | 79.0521 | 104.3904 | 41.2609 | 49.9686 | 64.5746 | 51.4152 | 163941.7306 | 10446.154 | 4288.9626 | 67127.8676 | 28981.221 | 14916.2389 | 4968.5598 | 4947.4878 | 4114.5 | 4684.9133 | 22746.7916 | 6092.0446 | 7411.1081 | 4615.9668 | 6383.5754 | 157622.8 | 17522.6471 | 9373.263 | 67389.4 | 39575.4436 | 23847.1107 | 11857.8975 | 7037.6521 | 7667.8469 | 11034.7777 | 26572.5661 | 10804.3093 | 12943.4004 | 7616.3636 | 11518.2258 | 130.74 | 130.74 | 130.74 | 160.77 | 160.77 | 160.77 | 228.9524 | 160.77 | 228.9524 | 160.77 | 136.9661 | 160.77 | 160.77 | 130.74 | 130.74 | 0.077614 | 0.0012665 | 2.1875e-11 | 0.03611 | 0.0065385 | 4.5181e-11 | 0.096361 | 2.1876e-25 | 6.4441e-05 | 5.4408e-08 | 0.034745 | 5.3786e-07 | 2.6046e-07 | 4.5703e-19 | 1.2299e-12 | 0.077614 | 0.07888 | 0.07888 | 0.11372 | 0.12026 | 0.11372 | 0.21662 | 0.12026 | 0.21669 | 0.11372 | 0.11236 | 0.077614 | 0.11372 | 0.077614 | 0.077614
14 | 153260.8104 | 15515.8239 | 5623.2022 | 65945.9611 | 36641.0518 | 14966.2549 | 11892.5212 | 2903.1053 | 6302.7651 | 7880.1792 | 26000.8981 | 8084.6204 | 9776.9093 | 3975.4037 | 7166.5321 | n/a | 11111.2411 | 5740.9889 | 3799.9365 | 9366.9863 | 12505.237 | 8489.3258 | 1721.8602 | 4751.2285 | 6364.5897 | 4025.1797 | 7233.1079 | 7035.5084 | 3197.8665 | 5416.8619 | 136.7816 | 103.602 | 103.602 | 144.0789 | 170.4123 | 117.3973 | 193.8905 | 141.2483 | 193.8905 | 133.8664 | 150.3624 | 100.9283 | 104.004 | 115.6597 | 104.1902 | 163803.5642 | 11321.5251 | 4324.757 | 68273.267 | 28311.1456 | 14836.2478 | 4734.7323 | 5157.5584 | 4139.6034 | 4303.1113 | 24213.535 | 5884.2941 | 8020.8554 | 4644.3277 | 5893.5729 | 155872.1 | 22200.6662 | 10001.3459 | 68420.5393 | 36834.7319 | 26418.2848 | 12484.558 | 6879.4185 | 8306.3319 | 10519.501 | 27346.2147 | 12342.402 | 14697.9092 | 7713.4942 | 11310.4348 | 102.0276 | 102.0276 | 102.0276 | 102.0276 | 181.8315 | 102.0276 | 181.8315 | 181.8315 | 181.8315 | 102.0276 | 102.0276 | 102.0276 | 102.0276 | 102.0276 | 102.0276 | 0.045811 | 3.1186e-09 | 9.4624e-15 | 0.01091 | 0.034676 | 1.8468e-15 | 0.0077639 | 6.9171e-24 | 4.3883e-06 | 7.9408e-08 | 0.005774 | 5.6873e-11 | 8.5152e-11 | 8.4838e-21 | 2.6515e-12 | 0.045811 | 0.045811 | 0.045811 | 0.056721 | 0.091397 | 0.056721 | 0.099161 | 0.091397 | 0.099165 | 0.056721 | 0.051585 | 0.045811 | 0.056721 | 0.045811 | 0.045811
15 | 155190.8738 | 15642.2974 | 6024.0777 | 66753.5975 | 37170.3214 | 15780.9726 | 12197.0782 | 3012.6182 | 6271.8494 | 8482.0612 | 26108.4157 | 8348.4767 | 10080.4823 | 4049.0246 | 7073.3611 | n/a | 9335.0309 | 5777.7227 | 4537.59 | 8386.1628 | 9160.7848 | 9722.0612 | 1888.5958 | 4109.4716 | 6992.3342 | 4077.7536 | 6527.7984 | 6679.8873 | 3243.1791 | 6122.3496 | 91.0085 | 57.1054 | 57.1054 | 98.4764 | 127.1458 | 66.8883 | 152.7354 | 95.3591 | 152.7354 | 84.8384 | 108.0709 | 48.9382 | 56.5333 | 70.2474 | 57.7464 | 166836.4111 | 10465.5419 | 4195.441 | 70807.7435 | 34122.2474 | 14066.6161 | 5424.4148 | 5288.4727 | 4377.4163 | 3975.3207 | 26487.1176 | 5654.8048 | 6788.7798 | 4590.401 | 6086.0358 | 157320.9 | 19451.5728 | 9973.1637 | 71227.2224 | 41792.099 | 22142.4009 | 15108.676 | 6785.9685 | 8456.6878 | 10064.9549 | 30104.9713 | 12000.3032 | 13154.9671 | 7583.8801 | 11899.1855 | 85.45 | 85.45 | 85.45 | 85.45 | 85.45 | 85.45 | 85.45 | 85.45 | 85.45 | 85.45 | 85.45 | 85.45 | 85.45 | 85.45 | 85.45 | 0.053436 | 3.9631e-06 | 9.7361e-13 | 0.002962 | 0.00075011 | 3.5585e-09 | 1.3648e-05 | 5.0091e-22 | 1.8495e-06 | 2.5996e-05 | 0.00011437 | 1.8237e-09 | 2.1976e-07 | 1.8063e-19 | 3.9401e-14 | 0.053436 | 0.05344 | 0.05344 | 0.056398 | 0.057148 | 0.056398 | 0.057162 | 0.057148 | 0.057164 | 0.056424 | 0.053551 | 0.053436 | 0.056398 | 0.053436 | 0.053436
16 | 149705.8748 | 15039.3759 | 5962.7512 | 64525.7513 | 35830.9968 | 15126.8863 | 11444.2737 | 2945.7419 | 5661.8431 | 7849.0119 | 25195.7784 | 7978.8743 | 9605.0003 | 4006.6569 | 6810.6015 | n/a | 9641.6994 | 7283.3476 | 4141.8894 | 9242.2991 | 9764.5987 | 4812.1817 | 1827.0939 | 5156.3486 | 7933.4863 | 5330.7652 | 6266.1567 | 5477.3287 | 3275.7766 | 4135.4413 | 121.4747 | 85.8548 | 85.8548 | 129.3146 | 158.5014 | 98.4206 | 184.5385 | 126.1588 | 184.5385 | 116.6847 | 137.7117 | 80.1567 | 85.7751 | 99.2267 | 86.5071 | 163990.5491 | 9140.6334 | 4471.2664 | 66504.8596 | 28490.2339 | 15016.7046 | 5595.5752 | 5094.6843 | 4477.8203 | 4564.061 | 25472.9485 | 5766.2229 | 6877.209 | 4541.8591 | 6141.5994 | 151425.8 | 18678.8328 | 11704.814 | 66806.3489 | 36234.8331 | 24676.2033 | 10397.3569 | 6921.7782 | 9634.1689 | 12492.0472 | 29486.4138 | 11932.7796 | 11423.6377 | 7622.0358 | 10229.4407 | 121.22 | 121.22 | 121.22 | 121.22 | 145.0603 | 121.22 | 276.8078 | 145.0603 | 276.8078 | 121.22 | 121.22 | 121.22 | 121.22 | 121.22 | 121.22 | 0.059213 | 4.2012e-06 | 9.1174e-18 | 0.011725 | 0.028598 | 3.8972e-13 | 0.48397 | 1.4326e-23 | 8.2543e-11 | 3.5348e-12 | 5.8744e-05 | 1.9051e-10 | 2.1448e-05 | 4.763e-20 | 5.798e-11 | 0.059213 | 0.059217 | 0.059217 | 0.070937 | 0.099535 | 0.070937 | 0.5835 | 0.099535 | 0.5835 | 0.070937 | 0.059271 | 0.059213 | 0.070959 | 0.059213 | 0.059213
17 | 153023.5796 | 15495.7863 | 5812.6161 | 65862.1543 | 36606.5187 | 15587.5783 | 11620.9977 | 2801.7822 | 5944.2452 | 8068.0619 | 25984.9877 | 8181.4818 | 9832.1552 | 3968.039 | 7255.3469 | n/a | 8050.3503 | 5090.145 | 4585.5995 | 10968.174 | 9582.3896 | 7726.0054 | 1575.3414 | 5143.1402 | 6590.2902 | 3661.3049 | 6979.7942 | 7174.3896 | 3707.7822 | 4921.3203 | 95.4994 | 61.3269 | 61.3269 | 103.0258 | 131.7869 | 71.5208 | 157.4562 | 99.9011 | 157.4562 | 89.5269 | 112.4513 | 53.5148 | 60.8263 | 74.5098 | 61.9699 | 163501.1051 | 10851.1558 | 4297.64 | 63734.792 | 29934.0531 | 13890.3725 | 5147.3573 | 5289.6707 | 4058.7436 | 3540.2413 | 25380.9386 | 5828.252 | 7124.9373 | 4542.4894 | 6229.2492 | 154004.0051 | 18506.6061 | 9275.285 | 65735.8915 | 40117.2271 | 22632.9621 | 12701.9627 | 6865.0121 | 9037.2838 | 9537.2315 | 27661.7436 | 12561.5462 | 14014.7269 | 8039.8716 | 10936.1695 | 130.385 | 130.385 | 130.385 | 180.6851 | 180.6851 | 180.6851 | 180.6851 | 180.6851 | 180.6851 | 180.6851 | 130.385 | 180.6851 | 180.6851 | 130.385 | 130.385 | 0.07512 | 2.5927e-05 | 9.2692e-12 | 0.040121 | 0.0018741 | 5.0448e-10 | 0.0018181 | 3.6407e-25 | 1.4091e-08 | 3.1014e-05 | 0.0035202 | 4.0539e-11 | 1.8654e-09 | 1.714e-22 | 4.6718e-11 | 0.07512 | 0.075146 | 0.075146 | 0.11524 | 0.11711 | 0.11524 | 0.11893 | 0.11711 | 0.11893 | 0.11527 | 0.07864 | 0.07512 | 0.11524 | 0.07512 | 0.07512
18 | 155878.3804 | 15931.3087 | 5831.2788 | 67004.4249 | 37205.8038 | 15726.4617 | 12011.7385 | 2981.3798 | 6026.2094 | 8196.8107 | 26489.6422 | 8378.6191 | 9742.5933 | 4056.5606 | 7249.6438 | n/a | 7581.5349 | 4125.8352 | 4229.9036 | 10147.2835 | 7574.8816 | 7396.2728 | 1498.7127 | 4036.9296 | 7385.2067 | 4777.9359 | 5946.1548 | 7204.2002 | 3371.7824 | 4136.9776 | 117.2505 | 83.0647 | 83.0647 | 124.7746 | 152.7623 | 95.1835 | 177.7293 | 121.749 | 177.7293 | 112.697 | 132.7902 | 77.6702 | 83.0016 | 95.8869 | 83.6901 | 165088.0235 | 10098.5338 | 4263.3823 | 69260.5983 | 31857.4094 | 14524.2701 | 5322.7582 | 5109.3667 | 4218.7738 | 4381.4203 | 24266.7121 | 5751.9346 | 6800.3345 | 4733.6889 | 6098.3259 | 154841.9 | 17502.8687 | 8389.2175 | 69142.5785 | 38902.1694 | 22010.4517 | 12634.531 | 6178.2793 | 8171.2034 | 11677.927 | 26279.048 | 11698.0894 | 13297.1348 | 8087.3714 | 10220.9035 | 216.11 | 216.11 | 216.11 | 216.11 | 216.11 | 216.11 | 216.11 | 216.11 | 216.11 | 216.11 | 216.11 | 216.11 | 216.11 | 216.11 | 216.11 | 0.13778 | 0.00099737 | 3.4348e-09 | 0.013132 | 0.0094698 | 4.0972e-09 | 0.0072435 | 3.6367e-19 | 1.4914e-06 | 2.3865e-09 | 0.058173 | 9.0579e-09 | 2.053e-08 | 7.5095e-22 | 2.4122e-09 | 0.13778 | 0.13877 | 0.13877 | 0.15091 | 0.16038 | 0.15091 | 0.16762 | 0.16038 | 0.16762 | 0.15091 | 0.19595 | 0.13778 | 0.15091 | 0.13778 | 0.13778
19 | 152909.6001 | 15349.8091 | 5607.717 | 65816.7003 | 36718.4275 | 15184.7611 | 11680.8134 | 2920.8495 | 6068.2461 | 7690.3048 | 26108.9747 | 7752.9511 | 9974.1421 | 4034.7865 | 6952.0684 | n/a | 11832.195 | 8858.5409 | 3733.2064 | 6826.7897 | 9723.706 | 9833.1132 | 2423.359 | 4063.9455 | 9741.015 | 3302.6138 | 6261.682 | 8265.2215 | 2836.0777 | 5230.0929 | 151.4469 | 119.465 | 119.465 | 158.4761 | 183.1506 | 134.4965 | 205.1382 | 155.8382 | 205.1382 | 149.92 | 163.2567 | 119.0731 | 120.2477 | 130.7571 | 120.0158 | 165575.6842 | 11373.0054 | 4380.1237 | 66771.6986 | 28244.2676 | 14473.5724 | 5014.9813 | 5121.815 | 4390.9873 | 4340.0999 | 24354.58 | 5964.3799 | 6108.7126 | 4557.7498 | 6315.6078 | 156786.6 | 22703.3004 | 13158.0646 | 68395.3051 | 34626.2573 | 23583.7784 | 14672.5944 | 7545.174 | 8279.4328 | 13594.5149 | 26340.3 | 12099.1618 | 13692.0342 | 7087.7275 | 11339.3007 | 94.39 | 94.39 | 94.39 | 94.39 | 274.7259 | 94.39 | 274.7259 | 274.7259 | 274.7259 | 94.39 | 158.08 | 94.39 | 94.39 | 94.39 | 94.39 | 0.023349 | 4.9531e-10 | 4.8797e-24 | 0.01033 | 0.19367 | 8.8594e-12 | 7.6056e-06 | 2.8197e-27 | 1.1739e-06 | 3.6341e-15 | 0.030352 | 1.5209e-11 | 1.5009e-08 | 3.5768e-17 | 3.1259e-13 | 0.023349 | 0.023349 | 0.023349 | 0.033679 | 0.22735 | 0.033679 | 0.22735 | 0.22735 | 0.22736 | 0.033679 | 0.053701 | 0.023349 | 0.033679 | 0.023349 | 0.023349
20 | 155791.7094 | 15611.7067 | 5937.2068 | 66955.9689 | 37318.078 | 15340.9955 | 11851.1807 | 3032.5128 | 5945.143 | 7735.3449 | 26384.2364 | 8225.2188 | 9743.2277 | 4237.589 | 7302.4166 | n/a | 8944.1398 | 6188.868 | 3919.9843 | 10558.7771 | 11638.4505 | 6737.7995 | 2028.3695 | 2965.3767 | 6558.8206 | 3735.3609 | 5230.3684 | 6034.3542 | 4051.4564 | 6378.5709 | 145.1182 | 111.762 | 111.762 | 152.4525 | 178.6511 | 126.3038 | 202.0047 | 149.6419 | 202.0047 | 142.6855 | 158.2741 | 109.9223 | 112.3195 | 123.7556 | 112.347 | 168036.3963 | 10665.4858 | 4186.5771 | 71264.8675 | 31487.7388 | 15095.255 | 5454.9561 | 5082.1273 | 4188.0438 | 5114.3817 | 25021.8731 | 6044.583 | 6663.5051 | 4646.2541 | 6255.0811 | 157426.7 | 19585.9257 | 10369.3451 | 71146.9555 | 40676.3195 | 26158.3055 | 11554.2556 | 6968.4968 | 6597.6205 | 11356.5023 | 26651.534 | 11016.2514 | 12542.1593 | 8324.6105 | 12385.452 | 140.52 | 140.52 | 140.52 | 140.52 | 140.52 | 140.52 | 303.0071 | 140.52 | 303.0071 | 140.52 | 147.695 | 140.52 | 140.52 | 140.52 | 140.52 | 0.062041 | 2.6004e-06 | 3.1678e-14 | 0.003554 | 0.0022672 | 2.0371e-14 | 0.095798 | 9.5249e-23 | 0.0055035 | 4.3765e-10 | 0.028895 | 8.2547e-08 | 4.4345e-07 | 2.829e-21 | 2.2522e-14 | 0.062041 | 0.062043 | 0.062043 | 0.065595 | 0.067862 | 0.065595 | 0.16366 | 0.067862 | 0.16916 | 0.065595 | 0.090936 | 0.062041 | 0.065595 | 0.062041 | 0.062041
21 | 153002.879 | 15584.5063 | 5860.48 | 65839.5175 | 36644.8797 | 15360.4105 | 11804.5893 | 3060.641 | 5952.3313 | 7842.6503 | 25861.3055 | 8215.0474 | 9617.5384 | 3880.9552 | 6963.7728 | n/a | 12620.4216 | 5935.3787 | 4412.75 | 8309.9023 | 11640.1635 | 8860.0599 | 1687.934 | 5187.6593 | 7233.7854 | 4133.8136 | 8652.9687 | 6880.6071 | 3887.5304 | 6391.1459 | 188.563 | 160.3052 | 160.3052 | 194.7607 | 214.5835 | 178.4301 | 232.2147 | 192.6826 | 232.2147 | 190.7977 | 195.4204 | 166.0626 | 162.1004 | 169.36 | 160.7469 | 161994.1837 | 9854.9259 | 4105.203 | 68004.8137 | 32288.7573 | 13979.0445 | 5042.0664 | 5082.9625 | 4452.8017 | 4181.6747 | 23813.6365 | 6116.6115 | 7213.5155 | 4593.022 | 5844.2915 | 155665.8837 | 22275.3475 | 9992.1818 | 69709.4637 | 38683.5596 | 24956.608 | 13882.2263 | 6472.9965 | 9640.461 | 10811.5601 | 26109.55 | 14710.8802 | 14009.4226 | 8298.2524 | 12235.4374 | 139.6314 | 139.6314 | 139.6314 | 139.6314 | 139.6314 | 139.6314 | 139.6314 | 139.6314 | 139.6314 | 139.6314 | 185.2299 | 139.6314 | 139.6314 | 139.6314 | 139.6314 | 0.044964 | 3.304e-09 | 1.5115e-13 | 0.0041586 | 0.0068541 | 5.0624e-13 | 0.00011208 | 7.6568e-20 | 8.4406e-10 | 1.4456e-08 | 0.029496 | 1.9849e-15 | 5.4088e-10 | 1.0533e-24 | 1.9133e-15 | 0.044964 | 0.044964 | 0.044964 | 0.049122 | 0.055976 | 0.049122 | 0.056089 | 0.055976 | 0.056089 | 0.049122 | 0.07446 | 0.044964 | 0.049122 | 0.044964 | 0.044964
22 | 153702.6873 | 15553.5577 | 6019.3079 | 66142.0602 | 36785.4098 | 15312.2803 | 11521.2968 | 2785.8045 | 5526.1975 | 7834.6826 | 26191.6258 | 8021.8646 | 9686.2762 | 4106.7931 | 7173.5423 | n/a | 9555.9297 | 5699.6141 | 2934.8283 | 9855.5834 | 9621.2888 | 8397.574 | 1421.377 | 3641.1362 | 5090.7107 | 3940.6461 | 6789.444 | 6389.0159 | 3027.4055 | 5773.7778 | 207.7016 | 180.8981 | 180.8981 | 213.5736 | 231.334 | 200.6417 | 247.1117 | 211.7355 | 247.1117 | 211.7092 | 212.3217 | 189.5744 | 183.1823 | 189.001 | 181.2933 | 163917.7762 | 10122.424 | 4150.7663 | 70416.3902 | 31816.7323 | 15625.1862 | 5032.288 | 5155.5205 | 4266.2454 | 4356.0486 | 22195.216 | 6300.0865 | 6005.0921 | 4509.8252 | 5800.0789 | 157913.2762 | 19194.5536 | 9842.4804 | 70467.2184 | 39772.5157 | 25040.7749 | 13005.062 | 6414.7975 | 7694.7815 | 9425.7593 | 25705.0621 | 12904.8305 | 12292.208 | 7242.7307 | 11375.4568 | 123.2023 | 123.2023 | 123.2023 | 123.2023 | 123.2023 | 123.2023 | 123.2023 | 123.2023 | 123.2023 | 123.2023 | 318.4825 | 123.2023 | 123.2023 | 123.2023 | 123.2023 | 0.019204 | 5.6794e-06 | 2.0991e-12 | 0.003167 | 0.0030086 | 3.3136e-13 | 0.0005471 | 8.0083e-23 | 5.3014e-07 | 1.3668e-05 | 0.087767 | 2.3438e-12 | 9.1315e-07 | 2.6089e-17 | 1.9558e-12 | 0.019204 | 0.019209 | 0.019209 | 0.022371 | 0.025379 | 0.022371 | 0.025926 | 0.025379 | 0.025927 | 0.022384 | 0.10697 | 0.019204 | 0.022372 | 0.019204 | 0.019204
23 | 152229.2738 | 15360.7767 | 5785.9091 | 65533.6687 | 36520.6316 | 14874.4476 | 11526.2893 | 3049.4224 | 6200.7383 | 7823.1313 | 26026.3002 | 7814.288 | 9697.2728 | 3961.7773 | 6977.5092 | n/a | 9757.3451 | 5692.2521 | 4172.7749 | 9211.04 | 8255.0705 | 6838.5375 | 1801.1757 | 4816.5336 | 8459.2178 | 3920.9471 | 5383.8533 | 7518.6873 | 3911.78 | 6575.7565 | 207.2615 | 180.8367 | 180.8367 | 213.0499 | 230.4693 | 200.5221 | 245.9421 | 211.2493 | 245.9421 | 211.3757 | 211.6533 | 189.6685 | 183.1389 | 188.783 | 181.2243 | 173042.5183 | 11239.782 | 4184.8786 | 74172.4698 | 33878.3511 | 14058.8886 | 5600.329 | 5059.1768 | 4414.022 | 4307.4805 | 24737.8441 | 5772.758 | 7116.547 | 4414.9178 | 5914.9873 | 157835.3283 | 20712.1271 | 9765.5307 | 71997.4665 | 39747.2187 | 21844.6591 | 11757.4 | 6816.6525 | 9224.3556 | 12371.2984 | 28130.2912 | 11082.7113 | 14282.8342 | 8227.7978 | 12490.7439 | 94.1087 | 94.1087 | 94.1087 | 94.1087 | 94.1087 | 94.1087 | 172.53 | 94.1087 | 172.53 | 94.1087 | 94.1087 | 94.1087 | 94.1087 | 94.1087 | 94.1087 | 0.0076643 | 7.2523e-08 | 2.8886e-13 | 0.00080549 | 0.0023902 | 2.5968e-10 | 0.021068 | 9.3667e-22 | 3.5637e-08 | 5.2579e-12 | 0.0018724 | 3.8403e-09 | 2.8453e-10 | 1.7161e-23 | 5.007e-16 | 0.0076643 | 0.0076644 | 0.0076644 | 0.0084698 | 0.01086 | 0.0084698 | 0.031928 | 0.01086 | 0.031928 | 0.0084698 | 0.0095367 | 0.0076643 | 0.0084698 | 0.0076643 | 0.0076643
24 | 154703.6285 | 15517.3827 | 5982.7683 | 66547.5492 | 37104.8634 | 15460.4991 | 11975.7886 | 3055.9691 | 6194.0402 | 7980.8275 | 26269.2822 | 8100.0622 | 9753.1938 | 3894.4914 | 7301.4168 | n/a | 10007.7665 | 3027.376 | 4256.0341 | 6773.848 | 7319.7236 | 7968.0563 | 1683.6717 | 3559.5221 | 7143.7544 | 4045.5445 | 6985.1249 | 8457.5528 | 3781.222 | 5086.2923 | 146.5335 | 115.3723 | 115.3723 | 153.3826 | 177.461 | 129.9272 | 198.9181 | 150.8076 | 198.9181 | 144.9786 | 158.1074 | 114.8759 | 116.1142 | 126.392 | 115.9098 | 165916.919 | 10074.7134 | 4270.539 | 69533.4149 | 30390.8696 | 14665.3023 | 5289.0341 | 4997.5527 | 4266.0599 | 4155.1784 | 24249.5865 | 5860.8675 | 7387.0849 | 4629.6914 | 6206.1541 | 157166.7 | 19707.7799 | 7251.9149 | 71201.1489 | 36608.1176 | 21801.1259 | 13029.2905 | 6635.1244 | 7825.5819 | 11115.0328 | 27051.031 | 12845.9923 | 15705.7377 | 8398.9134 | 10912.8465 | 113.78 | 113.78 | 113.78 | 113.78 | 266.1915 | 113.78 | 266.1915 | 266.1915 | 266.1915 | 113.78 | 113.78 | 113.78 | 113.78 | 113.78 | 113.78 | 0.048223 | 1.4406e-06 | 1.7417e-05 | 0.0026272 | 0.063265 | 2.689e-09 | 0.0021539 | 9.7847e-21 | 2.0572e-05 | 8.3171e-09 | 0.013519 | 5.6841e-12 | 1.2296e-12 | 4.561e-25 | 7.8117e-11 | 0.048223 | 0.048225 | 0.048242 | 0.050851 | 0.11412 | 0.050851 | 0.11627 | 0.11412 | 0.11629 | 0.050851 | 0.061742 | 0.048223 | 0.050851 | 0.048223 | 0.048223
25 | 156076.5495 | 15972.609 | 6003.0798 | 67061.6736 | 37383.2258 | 15466.1556 | 11924.6469 | 3000.1354 | 6078.9903 | 7909.8666 | 26685.2936 | 8099.2853 | 10074.8055 | 3897.237 | 7291.8475 | n/a | 7191.4967 | 5927.2177 | 3986.7002 | 7544.8599 | 10623.9479 | 7722.4675 | 1362.3264 | 3714.8269 | 6448.0459 | 4641.0552 | 7108.1873 | 7889.867 | 3315.11 | 5035.4138 | 112.8133 | 78.9985 | 78.9985 | 120.2565 | 148.0547 | 90.7059 | 172.8546 | 117.2491 | 172.8546 | 108.1021 | 128.3911 | 73.3098 | 78.8723 | 91.7349 | 79.6198 | 165020.96 | 9556.4208 | 4226.883 | 69106.7256 | 33624.5838 | 14952.062 | 5550.7195 | 5031.957 | 4723.1795 | 4633.7491 | 25577.4265 | 6161.5021 | 6010.886 | 4821.9871 | 6140.6718 | 157814.26 | 16581.2176 | 10025.3008 | 70470.2258 | 39545.5437 | 25308.81 | 12536.087 | 6388.0834 | 7889.9064 | 10880.6949 | 30059.7817 | 13203.5893 | 13538.953 | 8137.097 | 11061.2856 | 115.251 | 115.251 | 115.251 | 115.251 | 115.251 | 115.251 | 115.251 | 115.251 | 115.251 | 115.251 | 115.251 | 115.251 | 115.251 | 115.251 | 115.251 | 0.060328 | 0.010049 | 5.6443e-13 | 0.00577 | 0.0063836 | 3.1762e-13 | 0.0073843 | 4.5317e-20 | 7.7354e-06 | 1.6236e-08 | 0.00032044 | 1.016e-12 | 4.7171e-08 | 1.0353e-23 | 3.1663e-11 | 0.060328 | 0.070377 | 0.070377 | 0.066098 | 0.072482 | 0.066098 | 0.079866 | 0.072482 | 0.079874 | 0.066098 | 0.060648 | 0.060328 | 0.066098 | 0.060328 | 0.060328
26 | 155249.0241 | 15881.351 | 6163.0161 | 66753.2754 | 37239.1836 | 15490.2068 | 11806.3395 | 3129.1262 | 6073.6098 | 7999.9197 | 26397.1306 | 8125.4206 | 9749.572 | 4044.1045 | 7195.8555 | n/a | 9252.0672 | 4938.4071 | 3231.0517 | 10137.5749 | 5917.7484 | 8565.6363 | 2225.4503 | 4284.6942 | 7626.7447 | 3512.7621 | 5671.8129 | 7930.9837 | 3085.2457 | 5567.7555 | 105.7416 | 70.8404 | 70.8404 | 113.4265 | 142.5044 | 81.9777 | 168.4519 | 110.2731 | 168.4519 | 100.1789 | 122.5188 | 63.7766 | 70.4946 | 84.1662 | 71.4905 | 160716.4503 | 9835.6769 | 4384.3414 | 65024.8292 | 28591.5646 | 14918.1151 | 4884.1908 | 5003.7799 | 3915.0761 | 4636.089 | 24104.2049 | 6261.5887 | 5786.685 | 4505.0726 | 5825.5603 | 155149.0832 | 19087.744 | 9322.7485 | 67104.7809 | 38032.8395 | 20692.3634 | 13449.8271 | 7184.2302 | 8199.7703 | 12119.3337 | 26323.2 | 11933.4016 | 13705.8687 | 7425.7183 | 11347.4158 | 178.8561 | 178.8561 | 178.8561 | 178.8561 | 178.8561 | 178.8561 | 178.8561 | 178.8561 | 178.8561 | 178.8561 | 188.14 | 178.8561 | 178.8561 | 178.8561 | 178.8561 | 0.10413 | 1.9402e-05 | 2.1134e-10 | 0.03165 | 0.020697 | 5.2354e-08 | 0.00038559 | 1.025e-22 | 1.762e-06 | 7.039e-11 | 0.047662 | 5.4186e-10 | 4.0553e-09 | 9.6326e-19 | 2.7938e-12 | 0.10413 | 0.10415 | 0.10415 | 0.13578 | 0.15648 | 0.13578 | 0.15687 | 0.15648 | 0.15687 | 0.13578 | 0.1518 | 0.10413 | 0.13578 | 0.10413 | 0.10413
27 | 148417.0019 | 15397.9295 | 5916.6754 | 64036.7529 | 35615.613 | 14988.6213 | 11265.8721 | 2901.8364 | 5814.2665 | 7893.0302 | 25124.2879 | 7959.2838 | 9547.7477 | 3781.8656 | 7047.667 | n/a | 11305.4241 | 5088.3586 | 4994.8668 | 9110.5404 | 10865.2599 | 8363.0445 | 1971.1814 | 3814.9705 | 6300.0636 | 3811.8804 | 5733.3129 | 8566.231 | 3364.8762 | 4325.3379 | 137.627 | 105.9205 | 105.9205 | 144.5986 | 169.5128 | 119.7153 | 191.7217 | 141.9256 | 191.7217 | 135.294 | 150.1528 | 104.1367 | 106.4441 | 117.3262 | 106.4768 | 163353.4664 | 10774.1782 | 4175.3406 | 65709.3045 | 31044.8406 | 14621.3221 | 5590.018 | 5225.2321 | 4411.3351 | 4288.2407 | 25030.5065 | 5541.9866 | 6693.139 | 4626.1988 | 5985.2497 | 148741.3 | 21745.1023 | 9133.9992 | 63975.9 | 36026.481 | 23792.682 | 12185.5624 | 7196.4134 | 6608.8056 | 10005.9043 | 27883.387 | 10979.2994 | 14743.67 | 7399.775 | 10255.8876 | 173.31 | 173.31 | 173.31 | 191.48 | 191.48 | 191.48 | 191.48 | 191.48 | 191.48 | 191.48 | 173.31 | 191.48 | 191.48 | 173.31 | 173.31 | 0.091382 | 6.3488e-09 | 6.5561e-11 | 0.03886 | 0.028354 | 2.2527e-12 | 0.0026644 | 1.2285e-25 | 0.0007487 | 1.0968e-06 | 0.00061005 | 1.7368e-08 | 1.6868e-11 | 4.0367e-21 | 3.8474e-10 | 0.091382 | 0.091382 | 0.091382 | 0.13024 | 0.1586 | 0.13024 | 0.16126 | 0.1586 | 0.16201 | 0.13024 | 0.091992 | 0.091382 | 0.13024 | 0.091382 | 0.091382
28 | 153783.9415 | 15555.0273 | 5957.1011 | 66150.0678 | 36809.5649 | 15117.7531 | 11697.2002 | 3037.0203 | 5864.25 | 7778.9311 | 26193.3718 | 8093.0287 | 9785.0388 | 4109.347 | 7411.6083 | n/a | 9864.671 | 5514.9127 | 4373.189 | 9058.0885 | 8295.8364 | 7196.4297 | 1693.8736 | 4350.7727 | 7567.0559 | 4001.4293 | 5096.0159 | 4844.0305 | 3728.9084 | 4637.3489 | 124.7371 | 91.1031 | 91.1031 | 132.1376 | 159.3345 | 103.8561 | 183.5908 | 129.204 | 183.5908 | 120.871 | 139.4132 | 86.8413 | 91.2301 | 103.5604 | 91.7108 | 162813.3921 | 10946.589 | 4302.2459 | 66114.0177 | 31484.4857 | 13978.0505 | 5431.8 | 5149.4724 | 4660.452 | 4174.1388 | 24200.0775 | 6110.2329 | 5796.187 | 4778.7177 | 5736.6135 | 155650.7 | 19981.56 | 9803.3586 | 69191.6067 | 39765.6742 | 22015.4869 | 12518.7297 | 6733.1461 | 8901.7247 | 11611.6948 | 27962.2067 | 11077.3488 | 10390.3175 | 8292.6261 | 10373.9624 | 118.05 | 118.05 | 118.05 | 118.05 | 118.05 | 118.05 | 118.05 | 118.05 | 118.05 | 118.05 | 118.05 | 118.05 | 118.05 | 118.05 | 118.05 | 0.057578 | 8.2758e-07 | 1.4131e-12 | 0.0070451 | 0.0030966 | 4.2516e-10 | 0.0039072 | 1.833e-21 | 1.5073e-08 | 1.6762e-10 | 0.0031341 | 2.6305e-08 | 0.0033449 | 2.4843e-22 | 3.6384e-09 | 0.057578 | 0.057579 | 0.057579 | 0.064623 | 0.06772 | 0.064623 | 0.071627 | 0.06772 | 0.071627 | 0.064623 | 0.060712 | 0.057578 | 0.067968 | 0.057578 | 0.057578
29 | 154439.5564 | 15491.5426 | 5818.2908 | 66424.5115 | 36959.2598 | 15467.3848 | 11858.0807 | 3037.4139 | 6140.2284 | 8160.0219 | 26265.4275 | 8155.1456 | 9838.9364 | 4101.6776 | 6854.0568 | n/a | 11674.5352 | 5251.7971 | 4887.3461 | 6070.4385 | 10923.1772 | 6850.305 | 1863.5229 | 3784.5646 | 6123.0379 | 3368.7234 | 6443.2805 | 6931.7679 | 3836.13 | 5583.5393 | 156.9414 | 125.878 | 125.878 | 163.7664 | 187.3766 | 141.3487 | 208.4099 | 161.2497 | 208.4099 | 156.1028 | 167.7689 | 126.5947 | 126.8366 | 136.68 | 126.4049 | 161132.2697 | 9836.0463 | 4198.8482 | 66887.6637 | 31092.2366 | 13984.9959 | 5587.0184 | 5117.4796 | 4461.7255 | 4301.9217 | 22831.1715 | 5595.0614 | 6557.2645 | 4687.5249 | 5859.9869 | 155221.8716 | 19266.4834 | 9450.6452 | 69147.9098 | 36274.6751 | 24304.6731 | 12416.0234 | 6981.0025 | 8246.2901 | 10376.3596 | 26030.1949 | 11483.4419 | 12537.7324 | 8348.9549 | 11443.5263 | 170.3972 | 170.3972 | 170.3972 | 170.3972 | 281.0649 | 170.3972 | 281.0649 | 281.0649 | 281.0649 | 170.3972 | 245.0183 | 170.3972 | 170.3972 | 170.3972 | 170.3972 | 0.079817 | 3.94e-06 | 3.1589e-12 | 0.0086488 | 0.07464 | 4.2757e-12 | 0.0085094 | 9.3835e-23 | 2.1532e-06 | 9.4113e-07 | 0.060482 | 5.6953e-09 | 7.4129e-07 | 1.1211e-22 | 6.5748e-14 | 0.079817 | 0.079821 | 0.079821 | 0.088466 | 0.16311 | 0.088466 | 0.17162 | 0.16311 | 0.17162 | 0.088467 | 0.1403 | 0.079817 | 0.088467 | 0.079817 | 0.079817
30 | 155777.6659 | 15842.2778 | 6095.8544 | 66938.656 | 37171.6592 | 15793.5541 | 11883.7675 | 2824.0732 | 6322.0314 | 8286.9953 | 26539.9507 | 8229.6897 | 9997.2453 | 3992.0057 | 7262.9297 | n/a | 11073.999 | 6435.2183 | 5334.3177 | 8969.8002 | 9484.663 | 8949.2368 | 1839.6329 | 3726.4234 | 8069.4521 | 4098.7078 | 5678.8608 | 6015.2239 | 3763.1178 | 4630.3423 | 152.9599 | 122.8893 | 122.8893 | 159.5666 | 182.3848 | 137.957 | 202.7119 | 157.135 | 202.7119 | 152.2158 | 163.3738 | 123.6984 | 123.8381 | 133.3286 | 123.3985 | 161683.6068 | 9972.7002 | 4416.2164 | 68809.0285 | 29234.3877 | 14716.8299 | 4748.783 | 5086.1462 | 4078.4018 | 4634.1827 | 21566.7745 | 6089.3613 | 6522.0847 | 4565.8756 | 6086.3121 | 156232.3256 | 20873.4992 | 10744.8347 | 71308.7649 | 37851.6067 | 23403.2929 | 13589.0386 | 6925.7791 | 7762.8252 | 12087.1348 | 25498.8823 | 11586.5221 | 12418.6086 | 8231.1934 | 10671.8544 | 174.9567 | 174.9567 | 174.9567 | 174.9567 | 174.9567 | 174.9567 | 174.9567 | 174.9567 | 174.9567 | 174.9567 | 245.0606 | 174.9567 | 174.9567 | 174.9567 | 174.9567 | 0.088445 | 2.3485e-07 | 1.7247e-14 | 0.003181 | 0.022811 | 1.5308e-10 | 0.00033384 | 3.3622e-25 | 5.6304e-05 | 6.3581e-10 | 0.13528 | 5.7463e-09 | 2.6429e-06 | 3.374e-23 | 2.1709e-10 | 0.088445 | 0.088446 | 0.088446 | 0.091626 | 0.11444 | 0.091626 | 0.11477 | 0.11444 | 0.11483 | 0.091626 | 0.22373 | 0.088445 | 0.091629 | 0.088445 | 0.088445
31 | 152601.4998 | 15419.4399 | 5977.1814 | 65687.4367 | 36519.7029 | 15199.936 | 11519.5752 | 2970.9335 | 5823.0901 | 7857.227 | 26173.7758 | 8213.1158 | 9944.6154 | 4081.5509 | 6903.8297 | n/a | 8857.8963 | 5218.9193 | 4498.2926 | 8050.7097 | 11260.6509 | 7179.5279 | 2076.0429 | 4459.1357 | 8204.1485 | 4375.108 | 7734.9722 | 6705.31 | 3389.8347 | 3930.2463 | 207.6202 | 180.6838 | 180.6838 | 213.5216 | 231.4102 | 200.4271 | 247.3025 | 211.6692 | 247.3025 | 211.575 | 212.3358 | 189.2793 | 182.957 | 188.8456 | 181.082 | 165047.0161 | 10564.5199 | 4156.5843 | 65987.2451 | 30955.7527 | 13317.2934 | 5699.679 | 5102.9981 | 4567.1813 | 3628.5434 | 26041.6086 | 6150.3435 | 6433.1455 | 4668.957 | 5742.3514 | 156112.5 | 18926.5002 | 9375.5036 | 67821.0377 | 38122.5624 | 24136.4443 | 12777.8068 | 7155.841 | 8987.717 | 11536.1919 | 27707.5166 | 13740.3157 | 12821.6555 | 7840.6916 | 9608.9977 | 136.5871 | 136.5871 | 136.5871 | 136.5871 | 136.5871 | 136.5871 | 136.5871 | 136.5871 | 136.5871 | 136.5871 | 136.5871 | 136.5871 | 136.5871 | 136.5871 | 136.5871 | 0.02952 | 7.3198e-06 | 2.5786e-11 | 0.012887 | 0.010004 | 2.204e-12 | 0.0010551 | 1.6663e-24 | 7.3148e-09 | 4.3602e-10 | 0.0044282 | 1.9285e-13 | 4.0908e-07 | 2.0393e-20 | 4.9998e-09 | 0.02952 | 0.029527 | 0.029527 | 0.042406 | 0.05241 | 0.042406 | 0.053465 | 0.05241 | 0.053465 | 0.042406 | 0.033948 | 0.02952 | 0.042407 | 0.02952 | 0.02952
32 | 155851.7526 | 15402.8714 | 5821.6081 | 66957.7435 | 37147.5677 | 15433.2456 | 12214.6525 | 2997.8857 | 6271.2786 | 7962.2333 | 26504.0499 | 7980.7633 | 9970.9463 | 3945.2191 | 7127.7492 | n/a | 8967.2858 | 6139.5158 | 3856.4601 | 4560.9649 | 9184.524 | 8592.5313 | 1912.2866 | 5141.6005 | 7730.9343 | 3608.3411 | 6585.1844 | 8858.5487 | 3453.5661 | 5471.8327 | 198.8155 | 172.4075 | 172.4075 | 204.6021 | 222.3108 | 191.3448 | 238.0465 | 202.7643 | 238.0465 | 202.3829 | 203.7476 | 180.3069 | 174.5407 | 180.4889 | 172.8017 | 166666.8319 | 10241.163 | 4374.5501 | 69484.8595 | 30497.2729 | 13329.0467 | 5202.1928 | 5195.1187 | 4366.917 | 3668.5186 | 25124.6673 | 6135.1659 | 6786.4684 | 4637.1055 | 5883.0939 | 159554.4 | 19065.8488 | 10378.766 | 69996.8877 | 35058.2378 | 21684.2707 | 13794.7241 | 7107.4053 | 9508.5174 | 10715.5529 | 28323.7083 | 12574.9503 | 15226.4171 | 8090.6716 | 11057.1266 | 128.5957 | 128.5957 | 128.5957 | 128.5957 | 333.4662 | 128.5957 | 333.4662 | 333.4662 | 333.4662 | 128.5957 | 128.5957 | 128.5957 | 128.5957 | 128.5957 | 128.5957 | 0.0273 | 4.9284e-06 | 8.0734e-15 | 0.0072185 | 0.19012 | 3.2945e-09 | 0.00053665 | 6.6372e-24 | 1.5847e-08 | 5.1953e-08 | 0.0030004 | 8.4675e-12 | 3.3239e-11 | 5.6045e-23 | 7.8904e-12 | 0.0273 | 0.027305 | 0.027305 | 0.034518 | 0.22464 | 0.034518 | 0.22517 | 0.22464 | 0.22517 | 0.034518 | 0.0303 | 0.0273 | 0.034518 | 0.0273 | 0.0273
33 | 151939.1843 | 15173.0842 | 5726.2924 | 65427.6801 | 36368.8212 | 15244.1315 | 11814.0365 | 3016.4079 | 5921.528 | 7749.456 | 25983.4657 | 7725.0285 | 9870.6758 | 4032.7241 | 6963.7729 | n/a | 11985.7073 | 4886.8414 | 2972.9377 | 9962.777 | 10023.951 | 6122.4613 | 1402.6928 | 3047.9462 | 7224.8204 | 3188.8337 | 6299.8981 | 6539.7469 | 3258.154 | 4303.4299 | 171.8795 | 143.7929 | 143.7929 | 178.0433 | 198.3076 | 160.4331 | 216.3417 | 175.906 | 216.3417 | 173.0834 | 179.7107 | 147.7829 | 145.264 | 153.0547 | 144.2447 | 163075.9481 | 10231.563 | 4341.6553 | 67771.1067 | 31602.6008 | 13439.7066 | 5125.5992 | 5018.3551 | 4030.4025 | 3786.6812 | 23212.7715 | 6067.4406 | 6414.1294 | 4648.1825 | 5890.9675 | 154293.8 | 21416.7703 | 9222.3967 | 68513.5444 | 41289.9778 | 23329.2576 | 11248.0605 | 6408.0479 | 7078.3487 | 10892.4016 | 24738.1053 | 12352.0387 | 12924.3762 | 7900.1365 | 10181.1974 | 134.9098 | 134.9098 | 134.9098 | 134.9098 | 134.9098 | 134.9098 | 324.5126 | 134.9098 | 324.5126 | 134.9098 | 269.566 | 134.9098 | 134.9098 | 134.9098 | 134.9098 | 0.049132 | 6.5237e-09 | 5.3046e-12 | 0.0067095 | 0.00052685 | 2.1989e-11 | 0.16526 | 5.4142e-20 | 0.00014168 | 5.0352e-09 | 0.17354 | 3.4228e-12 | 1.8478e-07 | 3.626e-21 | 2.9212e-10 | 0.049132 | 0.049132 | 0.049132 | 0.055841 | 0.056368 | 0.055841 | 0.22163 | 0.056368 | 0.22177 | 0.055841 | 0.22267 | 0.049132 | 0.055841 | 0.049132 | 0.049132
34 | 148035.004 | 14910.6964 | 5607.7279 | 63905.4179 | 35575.7451 | 14954.2051 | 11220.5671 | 2828.3005 | 5771.1833 | 7858.8583 | 24816.8523 | 7606.2606 | 9328.3523 | 3758.0554 | 6990.6012 | n/a | 11734.7432 | 6399.7288 | 3687.6188 | 9635.9696 | 10651.5414 | 7834.6241 | 2276.8297 | 4737.2342 | 7441.8777 | 3803.6 | 5108.5787 | 9914.7156 | 4312.0028 | 5177.9907 | 162.3604 | 133.8714 | 133.8714 | 168.6154 | 189.6029 | 149.69 | 208.2885 | 166.3922 | 208.2885 | 162.7973 | 171.0866 | 136.5829 | 135.122 | 143.4677 | 134.3395 | 168020.6982 | 10196.6152 | 4283.3582 | 70830.3076 | 33858.5137 | 14537.9495 | 5675.5855 | 5347.1586 | 4469.8522 | 4485.4514 | 23888.5366 | 5894.9636 | 6716.0085 | 4552.4057 | 6175.0658 | 152466.8 | 21726.8561 | 10622.387 | 68787.5541 | 40464.8325 | 23943.6909 | 13423.5095 | 7610.9883 | 9207.0864 | 10918.6291 | 25497.7 | 10766.4424 | 16073.3025 | 8541.4084 | 11334.8565 | 90.2167 | 90.2167 | 90.2167 | 90.2167 | 90.2167 | 90.2167 | 90.2167 | 90.2167 | 90.2167 | 90.2167 | 101.383 | 90.2167 | 90.2167 | 90.2167 | 90.2167 | 0.015042 | 1.1436e-09 | 1.2143e-16 | 0.0020129 | 0.00049217 | 1.3002e-12 | 5.6637e-05 | 5.4825e-29 | 1.6792e-09 | 9.4892e-09 | 0.014791 | 4.2804e-09 | 1.4138e-14 | 2.3186e-27 | 4.6146e-13 | 0.015042 | 0.015042 | 0.015042 | 0.017054 | 0.017547 | 0.017054 | 0.017603 | 0.017547 | 0.017603 | 0.017054 | 0.029832 | 0.015042 | 0.017054 | 0.015042 | 0.015042
35 | 154780.0514 | 15551.012 | 5984.1084 | 66564.4295 | 36995.9911 | 15435.2301 | 12072.2161 | 3002.0071 | 6038.8146 | 7881.2995 | 26259.0713 | 8227.8073 | 9907.89 | 4124.787 | 7271.1132 | n/a | 10863.5508 | 7429.7459 | 3622.3914 | 9513.2491 | 9659.6035 | 9290.6459 | 1679.6552 | 3727.2962 | 7811.9005 | 4932.3667 | 6852.2192 | 6609.6742 | 2645.7369 | 5154.9033 | 109.4718 | 75.7912 | 75.7912 | 116.8862 | 144.6787 | 87.1961 | 169.4751 | 113.8773 | 169.4751 | 104.5898 | 125.1769 | 69.8025 | 75.6071 | 88.5258 | 76.4124 | 168549.1725 | 10634.6635 | 4373.9018 | 69999.8168 | 30784.278 | 14130.2846 | 5769.4824 | 5065.0925 | 4523.5903 | 4219.391 | 25472.9801 | 5807.4592 | 7435.3185 | 4727.1079 | 6373.5953 | 157763.5 | 21037.9143 | 11777.6476 | 68801.081 | 37564.3 | 22536.7882 | 14963.5283 | 6744.7477 | 8220.6865 | 11796.9915 | 29728.5014 | 12496.0783 | 13989.7927 | 7350.9447 | 11519.5986 | 78.0438 | 78.0438 | 78.0438 | 78.0438 | 114.88 | 78.0438 | 114.88 | 114.88 | 114.88 | 78.0438 | 78.0438 | 78.0438 | 78.0438 | 78.0438 | 78.0438 | 0.041149 | 6.1186e-08 | 7.5056e-18 | 0.012419 | 0.025068 | 3.6495e-10 | 1.3292e-05 | 6.185e-22 | 1.281e-06 | 1.427e-10 | 0.00025732 | 7.7282e-11 | 3.1731e-09 | 1.1233e-17 | 2.0744e-12 | 0.041149 | 0.041149 | 0.041149 | 0.053568 | 0.078637 | 0.053568 | 0.07865 | 0.078637 | 0.078651 | 0.053568 | 0.041407 | 0.041149 | 0.053568 | 0.041149 | 0.041149
36 | 156050.0243 | 16140.5081 | 5971.6259 | 67053.9904 | 37320.7953 | 15705.2058 | 11977.1739 | 2785.317 | 6123.7277 | 8236.9844 | 26653.2551 | 8559.9041 | 9947.9368 | 3958.2415 | 7243.7386 | n/a | 9496.9299 | 5953.0205 | 4118.3584 | 9140.3239 | 9373.653 | 8227.0073 | 2238.7022 | 4068.0402 | 6762.0105 | 4675.9514 | 5086.2408 | 7059.9291 | 3599.9415 | 4541.8864 | 145.0287 | 114.0387 | 114.0387 | 151.8402 | 175.8116 | 128.4518 | 197.1737 | 149.2762 | 197.1737 | 143.4365 | 156.5846 | 113.4671 | 114.7624 | 125.0096 | 114.5739 | 161620.2128 | 9968.6868 | 4336.2016 | 66998.9751 | 30029.8426 | 13984.4044 | 5309.0879 | 5189.3671 | 4499.7969 | 3946.6463 | 22184.5568 | 6043.0817 | 6965.6551 | 4617.3549 | 5911.3001 | 156266.2046 | 19362.4167 | 10216.5221 | 68476.4336 | 38166.9665 | 23229.1574 | 13161.4952 | 7310.9692 | 8358.6371 | 10708.6568 | 26557 | 11000.4225 | 13727.8842 | 8054.0963 | 10174.9865 | 179.5327 | 179.5327 | 179.5327 | 179.5327 | 179.5327 | 179.5327 | 179.5327 | 179.5327 | 179.5327 | 179.5327 | 205.56 | 179.5327 | 179.5327 | 179.5327 | 179.5327 | 0.094857 | 2.1166e-05 | 1.2133e-13 | 0.018694 | 0.01981 | 1.7088e-10 | 0.0014932 | 6.1608e-28 | 1.155e-06 | 3.0976e-07 | 0.049181 | 6.7887e-07 | 1.1276e-08 | 1.159e-22 | 2.9758e-09 | 0.094857 | 0.094878 | 0.094878 | 0.11355 | 0.13336 | 0.11355 | 0.13485 | 0.13336 | 0.13486 | 0.11355 | 0.14404 | 0.094858 | 0.11355 | 0.094857 | 0.094857
37 | 150001.036 | 15360.1992 | 5861.7233 | 64643.5866 | 35963.8569 | 14849.4847 | 11617.3665 | 3023.994 | 5803.9776 | 7482.998 | 25472.797 | 7703.3286 | 9696.5076 | 3784.1782 | 7092.1753 | n/a | 9634.3686 | 5904.5291 | 4273.8936 | 8446.5508 | 8168.7813 | 7836.699 | 2366.6508 | 4531.5858 | 7665.5094 | 4517.8072 | 6890.6624 | 8583.7342 | 3255.997 | 4592.5952 | 152.3158 | 118.43 | 118.43 | 159.7654 | 186.2032 | 133.6356 | 209.767 | 156.9328 | 209.767 | 150.1648 | 165.361 | 117.1066 | 119.095 | 130.5316 | 119.0203 | 163534.3532 | 9623.2037 | 4150.1719 | 67325.8274 | 29444.3693 | 14185.1978 | 4943.3593 | 5109.5702 | 4067.1513 | 3939.1725 | 25694.0089 | 5927.7797 | 7254.4607 | 4587.7033 | 6265.8848 | 153398.5 | 18919.8723 | 9934.8011 | 67178.3678 | 36537.8 | 21872.3792 | 12376.1583 | 7476.221 | 8513.4371 | 11334.782 | 28766.7161 | 12606.7421 | 15379.4619 | 7794.8003 | 10802.28 | 101.01 | 101.01 | 101.01 | 101.01 | 143.78 | 101.01 | 143.78 | 143.78 | 143.78 | 101.01 | 101.01 | 101.01 | 101.01 | 101.01 | 101.01 | 0.030696 | 6.2116e-06 | 2.2153e-13 | 0.010319 | 0.024591 | 2.1836e-10 | 0.0046087 | 1.625e-25 | 6.4268e-08 | 7.0925e-11 | 0.0002869 | 7.9485e-13 | 3.2112e-12 | 3.7085e-23 | 2.465e-11 | 0.030696 | 0.030702 | 0.030702 | 0.041015 | 0.065606 | 0.041015 | 0.070215 | 0.065606 | 0.070215 | 0.041015 | 0.030983 | 0.030696 | 0.041015 | 0.030696 | 0.030696
38 | 152300.8479 | 15304.7624 | 5601.5392 | 65591.4061 | 36532.4745 | 15035.6663 | 11744.3822 | 2839.8249 | 5906.1254 | 7726.7203 | 25586.8415 | 7939.1294 | 9777.1513 | 4140.4276 | 6934.8067 | n/a | 11074.884 | 5133.6222 | 4784.6004 | 9205.6216 | 8979.6349 | 9884.4598 | 1963.4303 | 4229.0721 | 6047.0667 | 3765.1179 | 5268.9203 | 7915.3383 | 4296.5205 | 6525.5739 | 124.441 | 92.1899 | 92.1899 | 131.536 | 157.44 | 104.8461 | 180.5404 | 128.7454 | 180.5404 | 121.0502 | 138.1979 | 88.6421 | 92.4091 | 104.0536 | 92.7687 | 167295.9905 | 10982.4432 | 4455.4265 | 69126.0342 | 30043.8757 | 13677.0654 | 5682.7859 | 5105.2492 | 4345.896 | 4023.5959 | 26324.3029 | 6012.9248 | 6969.7221 | 4638.693 | 5900.7301 | 152401.7 | 18569.7272 | 9444.5487 | 69618.2346 | 37817.5973 | 20739.1003 | 15245.2457 | 7009.5796 | 8574.9681 | 9997.7627 | 28301.2208 | 9437.1452 | 14657.8604 | 8774.9135 | 12198.604 | 174.41 | 174.41 | 174.41 | 174.41 | 174.41 | 174.41 | 174.41 | 174.41 | 174.41 | 174.41 | 174.41 | 174.41 | 174.41 | 174.41 | 174.41 | 0.098006 | 1.2543e-05 | 3.0854e-13 | 0.0037341 | 0.013244 | 9.2054e-09 | 1.8589e-06 | 1.8798e-25 | 9.8203e-08 | 3.9383e-07 | 0.00070486 | 2.8792e-05 | 1.003e-10 | 2.4835e-24 | 1.7626e-15 | 0.098006 | 0.098019 | 0.098019 | 0.10174 | 0.11498 | 0.10174 | 0.11499 | 0.11498 | 0.11499 | 0.10174 | 0.098711 | 0.098035 | 0.10174 | 0.098006 | 0.098006
39 | 152864.7522 | 15523.3949 | 5881.6342 | 65797.0931 | 36640.5148 | 15570.2774 | 11338.7627 | 2947.2235 | 5804.3012 | 8142.8492 | 26004.9523 | 8554.4862 | 9782.7917 | 4108.5689 | 6958.0576 | n/a | 10691.8708 | 4222.3026 | 3114.4247 | 8164.6858 | 9501.1714 | 8939.0999 | 1999.2395 | 4195.3144 | 9884.4879 | 4336.1007 | 5897.7344 | 6655.7862 | 2953.6403 | 5473.5555 | 95.5618 | 58.7662 | 58.7662 | 103.6676 | 134.899 | 69.0997 | 162.7771 | 100.2695 | 162.7771 | 88.6551 | 114.2897 | 49.5443 | 58.0807 | 73.0835 | 59.4646 | 164191.7045 | 10224.5107 | 4275.9808 | 65109.6628 | 29021.738 | 13797.9135 | 5309.2871 | 5143.498 | 4377.4767 | 4843.5091 | 25877.4179 | 5778.2755 | 5930.0316 | 4507.6515 | 5991.3999 | 154596.6 | 20694.9814 | 8440.5835 | 65665.4 | 36472.9238 | 22654.8849 | 14103.487 | 7095.9374 | 8511.3911 | 14187.797 | 27762.7016 | 11572.0099 | 11421.8303 | 7248.0918 | 11251.4554 | 105.23 | 105.23 | 105.23 | 190.85 | 211.4843 | 190.85 | 211.4843 | 211.4843 | 211.4843 | 190.85 | 105.23 | 190.85 | 190.85 | 105.23 | 105.23 | 0.059768 | 1.2967e-07 | 3.9312e-09 | 0.040233 | 0.047633 | 4.471e-10 | 1.1494e-05 | 1.7251e-24 | 6.5064e-08 | 9.7916e-15 | 0.0031265 | 4.9008e-08 | 5.086e-05 | 2.5453e-17 | 5.5144e-13 | 0.059768 | 0.059768 | 0.059768 | 0.1 | 0.14763 | 0.1 | 0.14764 | 0.14763 | 0.14764 | 0.1 | 0.062894 | 0.059768 | 0.10005 | 0.059768 | 0.059768
40 | 155528.049 | 15718.0448 | 5975.1998 | 66856.3445 | 37067.1814 | 15707.2633 | 11375.1123 | 3170.525 | 5864.2646 | 8498.8251 | 26445.8596 | 8141.4378 | 9888.6107 | 4050.3126 | 7218.1392 | n/a | 10588.3958 | 5921.911 | 4403.1846 | 8847.8757 | 9462.4812 | 5876.2692 | 1915.2048 | 3952.2095 | 5971.065 | 3466.6051 | 5084.2547 | 7040.662 | 3894.4718 | 4974.4177 | 159.3056 | 127.3191 | 127.3191 | 166.3339 | 190.7287 | 143.0461 | 212.4624 | 163.7317 | 212.4624 | 158.2915 | 170.605 | 127.8008 | 128.2599 | 138.4808 | 127.8636 | 163096.1521 | 10964.9047 | 4269.108 | 68362.3446 | 30462.7228 | 14496.3628 | 5524.0811 | 5092.7361 | 4304.2708 | 4701.7775 | 23961.9999 | 5785.6189 | 6184.3485 | 4568.1497 | 6019.063 | 154427.6 | 21214.3005 | 10021.319 | 69125.9292 | 36807.9985 | 23765.344 | 10670.0503 | 7001.6408 | 7641.1803 | 10583.1425 | 26251.2 | 10766.0736 | 12975.8105 | 8259.2214 | 10949.9807 | 230.57 | 230.57 | 230.57 | 230.57 | 268.2031 | 230.57 | 318.6936 | 268.2031 | 318.6936 | 230.57 | 241.64 | 230.57 | 230.57 | 230.57 | 230.57 | 0.14103 | 6.9012e-08 | 4.3158e-13 | 0.012278 | 0.05149 | 4.4008e-11 | 0.23384 | 2.5164e-21 | 6.6919e-06 | 2.6344e-06 | 0.056861 | 1.5949e-07 | 1.6521e-07 | 9.4938e-23 | 3.1573e-11 | 0.14103 | 0.14103 | 0.14103 | 0.15331 | 0.2048 | 0.15331 | 0.43863 | 0.2048 | 0.43864 | 0.15331 | 0.19789 | 0.14103 | 0.15331 | 0.14103 | 0.14103
41 | 152300.2261 | 15699.5014 | 5868.2109 | 65570.0186 | 36418.9855 | 15411.2869 | 11734.2922 | 2860.6482 | 6154.0457 | 7841.2234 | 25847.7457 | 8104.3393 | 9681.0222 | 3789.0216 | 7105.945 | n/a | 9983.6218 | 4413.5858 | 4610.6436 | 9513.1618 | 10717.9616 | 8443.075 | 2505.5759 | 4045.2869 | 6515.112 | 3941.7873 | 7618.998 | 8087.0319 | 2932.5748 | 4303.5065 | 169.2475 | 139.4514 | 139.4514 | 175.7896 | 197.7605 | 155.946 | 217.322 | 173.4619 | 217.322 | 169.6676 | 178.4109 | 142.2245 | 140.748 | 149.4975 | 139.9414 | 166821.741 | 10616.0683 | 4438.932 | 69229.7729 | 31256.1791 | 14184.458 | 5196.6334 | 5002.8933 | 4187.5744 | 4484.6111 | 25977.2947 | 5581.5606 | 6826.721 | 4596.169 | 6085.3764 | 152992.9 | 18735.0902 | 7005.7178 | 67332.1754 | 38149.441 | 24398.1785 | 13375.4084 | 7495.9692 | 8068.2612 | 10876.5231 | 28551.882 | 12960.9586 | 13328.4529 | 6845.1437 | 10377.483 | 184.04 | 184.04 | 184.04 | 184.04 | 184.04 | 184.04 | 184.04 | 184.04 | 184.04 | 184.04 | 184.04 | 184.04 | 184.04 | 184.04 | 184.04 | 0.082083 | 2.6878e-05 | 3.4686e-05 | 0.015507 | 0.0089018 | 2.6694e-12 | 0.00037724 | 7.2491e-28 | 5.3272e-06 | 1.0359e-08 | 0.00074604 | 3.3834e-12 | 1.2806e-08 | 3.7e-18 | 3.1202e-10 | 0.082083 | 0.08211 | 0.082145 | 0.097591 | 0.10649 | 0.097591 | 0.10687 | 0.10649 | 0.10687 | 0.097591 | 0.082829 | 0.082083 | 0.097591 | 0.082083 | 0.082083
42 | 153771.0523 | 15501.3427 | 6032.1648 | 66136.3491 | 36841.2393 | 15462.3094 | 11459.5772 | 2846.9629 | 6027.0873 | 8105.0418 | 26031.1696 | 8275.0764 | 9456.9176 | 4014.7123 | 7169.5559 | n/a | 11205.9535 | 5258.4352 | 4693.1395 | 9742.9646 | 9511.2875 | 9752.4379 | 1922.6573 | 4571.3717 | 7222.6769 | 3622.0864 | 7414.0207 | 7787.1963 | 4144.0338 | 4766.0579 | 168.0268 | 136.9715 | 136.9715 | 174.8473 | 198.0493 | 153.4224 | 218.712 | 172.3826 | 218.712 | 167.9166 | 178.1244 | 138.9283 | 138.1541 | 147.5832 | 137.4891 | 166773.7369 | 10233.0894 | 4184.9438 | 70337.1824 | 30476.9508 | 14359.6903 | 4920.8457 | 5072.6347 | 4365.807 | 4608.4278 | 24020.579 | 6015.2495 | 6411.0304 | 4529.3989 | 5742.078 | 159094.7 | 21258.4428 | 9443.379 | 70654.785 | 38527.1785 | 23159.3778 | 14570.6835 | 6989.692 | 8852.2787 | 11228.7047 | 26351.4655 | 13320.0702 | 12636.1267 | 8668.4327 | 10447.9359 | 81.76 | 81.76 | 81.76 | 81.76 | 81.76 | 81.76 | 81.76 | 81.76 | 81.76 | 81.76 | 155.5238 | 81.76 | 81.76 | 81.76 | 81.76 | 0.0095024 | 3.0135e-08 | 2.892e-11 | 0.0028072 | 0.0094187 | 8.0858e-11 | 4.5414e-06 | 3.0426e-25 | 6.0861e-08 | 1.1068e-08 | 0.026564 | 2.2585e-12 | 6.3902e-08 | 4.0613e-25 | 3.5416e-10 | 0.0095024 | 0.0095025 | 0.0095025 | 0.01231 | 0.021728 | 0.01231 | 0.021733 | 0.021728 | 0.021733 | 0.01231 | 0.036067 | 0.0095024 | 0.01231 | 0.0095024 | 0.0095024
43 | 158112.8911 | 15979.4427 | 5962.834 | 67891.4492 | 37795.1397 | 15839.8416 | 11877.3645 | 3258.2327 | 5813.1984 | 8023.7919 | 26609.7677 | 8417.624 | 9887.1782 | 4015.923 | 7307.7199 | n/a | 6453.6561 | 5499.1601 | 4345.6849 | 8651.3216 | 11734.6357 | 6463.9996 | 1558.7578 | 3677.5609 | 8502.1824 | 3630.5992 | 4546.02 | 7221.3979 | 2949.6173 | 6734.3859 | 91.477 | 55.1045 | 55.1045 | 99.4903 | 130.4704 | 65.055 | 158.126 | 96.1175 | 158.126 | 84.4543 | 110.1846 | 45.6558 | 54.3667 | 69.3075 | 55.7973 | 167602.1077 | 11011.3072 | 4211.187 | 69427.0618 | 30593.415 | 14287.033 | 5281.4503 | 5020.1844 | 4231.21 | 3606.8122 | 25195.5618 | 6205.8444 | 6295.163 | 4483.0539 | 5849.9936 | 160620.6 | 17415.2633 | 9660.6471 | 71945.4467 | 38465.9366 | 25430.5687 | 11745.4499 | 6572.7423 | 7908.7709 | 11517.8946 | 28008.5533 | 10751.8644 | 13310.1608 | 7250.1712 | 12312.9795 | 74.13 | 74.13 | 74.13 | 74.13 | 95.9531 | 74.13 | 237.2685 | 95.9531 | 237.2685 | 74.13 | 74.13 | 74.13 | 74.13 | 74.13 | 74.13 | 0.048223 | 0.0013949 | 3.694e-12 | 0.0040016 | 0.023214 | 1.0929e-12 | 0.059974 | 2.7168e-18 | 1.3112e-06 | 1.5668e-09 | 0.0055924 | 9.1949e-07 | 4.2958e-08 | 3.9104e-18 | 3.536e-14 | 0.048223 | 0.049618 | 0.049618 | 0.052225 | 0.075439 | 0.052225 | 0.13541 | 0.075439 | 0.13541 | 0.052225 | 0.053816 | 0.048224 | 0.052225 | 0.048223 | 0.048223
44 | 153044.6905 | 15470.3223 | 5856.0214 | 65858.5611 | 36742.2789 | 15216.9717 | 11612.6218 | 2896.6675 | 5587.6691 | 7681.1317 | 26012.6385 | 7914.0174 | 9530.075 | 3863.5567 | 7101.6393 | n/a | 10433.7768 | 6635.6854 | 4983.9482 | 10387.987 | 12511.4316 | 7935.5393 | 2103.9768 | 4987.5956 | 6095.791 | 4006.6836 | 5547.7676 | 5618.5402 | 3707.2814 | 5289.1388 | 64.8988 | 25.7318 | 25.7318 | 73.5356 | 108.1104 | 33.4737 | 138.9931 | 69.7487 | 138.9931 | 55.1368 | 87.2394 | 11.8107 | 24.2598 | 41.5922 | 26.5054 | 161303.0288 | 9454.923 | 4138.3373 | 64703.1397 | 29300.5853 | 13183.8301 | 5208.033 | 5015.4193 | 4201.9709 | 3786.3137 | 24585.808 | 5969.8086 | 5814.7681 | 4586.5926 | 6086.2654 | 153643.1288 | 18937.8997 | 10774.0226 | 66969.7879 | 39207.2724 | 25404.3616 | 13091.9723 | 7074.9961 | 9137.9665 | 9832.1048 | 26126.3916 | 11276.6762 | 10683.8083 | 8275.1741 | 11375.4042 | 137.5995 | 137.5995 | 137.5995 | 137.5995 | 137.5995 | 137.5995 | 137.5995 | 137.5995 | 137.5995 | 137.5995 | 139.3061 | 137.5995 | 137.5995 | 137.5995 | 137.5995 | 0.084414 | 8.3022e-06 | 9.4286e-16 | 0.021575 | 0.0047397 | 8.4681e-14 | 0.00057329 | 4.8364e-25 | 5.3971e-10 | 6.7733e-07 | 0.036108 | 2.9672e-09 | 0.00032058 | 8.9205e-25 | 1.0217e-12 | 0.084414 | 0.084422 | 0.084422 | 0.10599 | 0.11073 | 0.10599 | 0.1113 | 0.11073 | 0.1113 | 0.10599 | 0.12052 | 0.084414 | 0.10631 | 0.084414 | 0.084414
45 | 150566.91 | 15203.109 | 5748.1128 | 64880.1666 | 36148.8468 | 14890.9401 | 11640.9849 | 3038.1024 | 6015.9396 | 7793.5104 | 25776.3122 | 7854.5168 | 9673.0384 | 3842.2329 | 7109.9246 | n/a | 10432.17 | 5028.6661 | 4041.2542 | 10061.1072 | 10766.3094 | 5719.1437 | 1978.1366 | 4352.3513 | 6965.3535 | 3684.932 | 7241.2845 | 8167.0377 | 3189.3811 | 4337.2164 | 48.7434 | 6.2211 | 6.2211 | 58.1253 | 96.4466 | 12.7052 | 130.6874 | 53.9138 | 130.6874 | 36.7238 | 74.4166 | -11.3133 | 4.1853 | 23.806 | 7.0789 | 165510.6624 | 10161.9111 | 4105.3596 | 68195.2648 | 28556.8093 | 13753.5728 | 4923.6415 | 5219.6771 | 3879.4907 | 4389.9966 | 25434.322 | 5948.6947 | 7682.6214 | 4421.9319 | 6218.3721 | 152841.9459 | 19375.8811 | 9119.6258 | 67583.5024 | 36648.6 | 23331.2822 | 10619.4852 | 6981.3137 | 8225.6421 | 10696.8502 | 27464.254 | 12659.8792 | 15300.0591 | 7112.913 | 10462.8884 | 49.2965 | 49.2965 | 49.2965 | 49.2965 | 91.36 | 49.2965 | 248.2024 | 91.36 | 248.2024 | 49.2965 | 49.2965 | 49.2965 | 49.2965 | 49.2965 | 49.2965 | 0.050057 | 1.2169e-06 | 1.3094e-11 | 0.0084145 | 0.02634 | 5.1262e-12 | 0.44144 | 9.5281e-23 | 1.0806e-06 | 1.8291e-08 | 0.0033923 | 2.0787e-12 | 3.8166e-12 | 4.8581e-19 | 1.9837e-10 | 0.050057 | 0.050059 | 0.050059 | 0.058472 | 0.084812 | 0.058472 | 0.52626 | 0.084812 | 0.52626 | 0.058472 | 0.05345 | 0.050057 | 0.058472 | 0.050057 | 0.050057
46 | 154247.8881 | 15540.9544 | 5724.7179 | 66340.0365 | 36874.5066 | 15585.7485 | 11650.423 | 2934.7828 | 5808.2227 | 8145.0252 | 26342.2713 | 8464.4485 | 9723.0626 | 4051.9766 | 7106.7113 | n/a | 9225.1378 | 6224.3614 | 5107.2598 | 8965.1569 | 10846.852 | 6956.7527 | 1532.9326 | 4373.026 | 6372.0923 | 4286.3925 | 5250.4398 | 6910.1083 | 3422.2468 | 5899.0023 | 70.2439 | 31.8172 | 31.8172 | 78.716 | 112.3999 | 39.9942 | 142.4834 | 75.031 | 142.4834 | 61.0966 | 91.733 | 18.8918 | 30.5055 | 47.2671 | 32.5708 | 164346.7382 | 10282.2522 | 4010.1536 | 68812.7476 | 29932.1011 | 14133.0233 | 4827.8702 | 5071.3522 | 3810.4208 | 3912.8986 | 23066.4607 | 6063.3595 | 6555.8131 | 4722.0521 | 6109.6443 | 157481.9153 | 19333.5901 | 10234.515 | 70987.9845 | 38322.4351 | 24002.1753 | 11593.3 | 6580.5848 | 7992.1239 | 10200.0908 | 26837.5532 | 11154.5993 | 12648.7215 | 7907.5989 | 12008.6467 | 48.326 | 48.326 | 48.326 | 48.326 | 48.326 | 48.326 | 211.06 | 48.326 | 211.06 | 48.326 | 66.0386 | 48.326 | 48.326 | 48.326 | 48.326 | 0.035891 | 3.8856e-06 | 6.6938e-15 | 0.0026128 | 0.01161 | 1.4963e-11 | 0.048698 | 7.2835e-22 | 8.4446e-07 | 1.9995e-06 | 0.020658 | 1.9043e-07 | 2.5846e-07 | 5.091e-21 | 2.9079e-14 | 0.035891 | 0.035895 | 0.035895 | 0.038504 | 0.050114 | 0.038504 | 0.098811 | 0.050114 | 0.098812 | 0.038506 | 0.056549 | 0.035891 | 0.038504 | 0.035891 | 0.035891
47 | 152962.1996 | 15420.8887 | 5631.8624 | 65846.4355 | 36760.7888 | 15337.3392 | 11779.4941 | 3022.6834 | 6024.8697 | 7902.4412 | 26025.3707 | 8072.2466 | 9711.9621 | 3954.4056 | 7019.4197 | n/a | 10623.5651 | 4663.0327 | 3805.4947 | 7269.3158 | 8814.4875 | 8534.4142 | 2106.0162 | 3079.7751 | 5475.8756 | 4884.8085 | 7211.6877 | 8433.2801 | 3737.713 | 5193.3717 | 58.6499 | 20.676 | 20.676 | 67.0247 | 100.7006 | 27.8042 | 130.7827 | 63.3334 | 130.7827 | 48.9057 | 80.5891 | 6.7028 | 19.1628 | 36.1252 | 21.4296 | 160051.954 | 9917.3229 | 4196.0287 | 64339.0053 | 28690.7378 | 14507.2304 | 4863.2943 | 5103.7656 | 4030.9065 | 4648.1597 | 24276.6337 | 5862.4761 | 7028.1553 | 4536.4692 | 5950.5864 | 153854.2 | 20398.888 | 8859.0614 | 67060.2 | 35905.1535 | 22798.6179 | 13351.7085 | 7209.7818 | 7110.6816 | 9870.5353 | 29084.4422 | 12804.5638 | 15160.2354 | 8187.9822 | 11143.9581 | 117.75 | 117.75 | 117.75 | 117.75 | 229.2349 | 117.75 | 229.2349 | 229.2349 | 229.2349 | 117.75 | 117.75 | 117.75 | 117.75 | 117.75 | 117.75 | 0.077253 | 1.9239e-07 | 2.1786e-11 | 0.020491 | 0.082917 | 1.2711e-10 | 0.00046745 | 3.9182e-24 | 0.00021764 | 2.271e-06 | 0.00045242 | 5.6111e-12 | 8.6772e-12 | 2.2743e-23 | 1.8156e-12 | 0.077253 | 0.077253 | 0.077253 | 0.097744 | 0.18066 | 0.097744 | 0.18113 | 0.18066 | 0.18135 | 0.097746 | 0.077705 | 0.077253 | 0.097744 | 0.077253 | 0.077253
48 | 152258.3783 | 15453.1664 | 5821.152 | 65552.6128 | 36483.9631 | 15123.111 | 11988.0493 | 2951.1064 | 5943.1356 | 7770.7323 | 25726.3279 | 8041.9074 | 9825.5271 | 4060.5815 | 7356.4729 | n/a | 10376.4743 | 6691.2574 | 3366.4461 | 8449.0058 | 10314.5227 | 8407.9558 | 2097.8853 | 3002.2016 | 6411.1705 | 3850.2432 | 6077.792 | 7178.3929 | 3772.4285 | 5175.4533 | 134.2231 | 100.245 | 100.245 | 141.6973 | 168.8758 | 113.8548 | 193.1109 | 138.7716 | 193.1109 | 130.8548 | 148.5129 | 96.8548 | 100.5388 | 112.6914 | 100.8522 | 168055.8758 | 10613.9245 | 4203.1289 | 70917.8218 | 30138.7096 | 14525.3364 | 5125.5889 | 5066.148 | 4294.6047 | 4364.4439 | 24645.9869 | 6096.7606 | 7202.1705 | 4457.7283 | 6152.55 | 154366.4 | 19298.153 | 9643.1863 | 70056.0678 | 37672.2154 | 24247.4592 | 13475.8448 | 7064.0332 | 7258.2063 | 10550.1144 | 26116 | 11807.6526 | 13175.6634 | 8147.6567 | 11294.8033 | 116.05 | 116.05 | 116.05 | 116.05 | 116.05 | 116.05 | 116.05 | 116.05 | 116.05 | 116.05 | 118.7 | 116.05 | 116.05 | 116.05 | 116.05 | 0.053187 | 3.2385e-06 | 9.3668e-13 | 0.0027636 | 0.014404 | 1.1906e-12 | 0.00064014 | 2.8756e-24 | 6.7941e-05 | 3.2676e-08 | 0.023797 | 5.5004e-10 | 5.2871e-08 | 4.1834e-22 | 1.5028e-11 | 0.053187 | 0.053191 | 0.053191 | 0.055951 | 0.070355 | 0.055951 | 0.070995 | 0.070355 | 0.071063 | 0.055951 | 0.076985 | 0.053187 | 0.055951 | 0.053187 | 0.053187
49 | 151495.8259 | 15241.0218 | 5799.3109 | 65258.3925 | 36252.0007 | 14983.444 | 11670.7118 | 2855.5447 | 6200.9566 | 7443.6394 | 25686.6773 | 7804.5684 | 9648.5193 | 4061.0977 | 6990.9999 | n/a | 10408.4133 | 4768.0805 | 4394.964 | 7494.5735 | 10896.7428 | 7014.4089 | 2024.2246 | 4868.6303 | 6976.2282 | 4599.5542 | 7039.8551 | 6417.2371 | 3056.8577 | 4981.1013 | 94.1698 | 56.8229 | 56.8229 | 102.3977 | 134.1992 | 67.0613 | 162.5877 | 98.9358 | 162.5877 | 86.9748 | 113.3629 | 47.148 | 56.0701 | 71.4023 | 57.534 | 165071.57 | 9929.991 | 4159.9041 | 69631.091 | 32220.6364 | 13583.6141 | 5262.6403 | 5143.8731 | 4237.9994 | 4359.1004 | 23236.6968 | 5774.1392 | 6927.3676 | 4610.6081 | 5884.6735 | 153956.7 | 19853.4044 | 8891.3846 | 69635.5849 | 37281.1099 | 23215.057 | 12230.1491 | 7124.7977 | 9100.4297 | 11269.0286 | 26578.4509 | 12430.4943 | 13205.3047 | 7643.5657 | 10830.0747 | 73.89 | 73.89 | 73.89 | 73.89 | 77.6369 | 73.89 | 77.6369 | 77.6369 | 77.6369 | 73.89 | 73.89 | 73.89 | 73.89 | 73.89 | 73.89 | 0.047553 | 4.1551e-07 | 9.7701e-11 | 0.002955 | 0.01648 | 1.0288e-11 | 0.0082607 | 7.0683e-26 | 6.2903e-08 | 7.3244e-11 | 0.011158 | 4.3628e-12 | 1.7668e-08 | 1.1929e-19 | 8.6018e-12 | 0.047553 | 0.047553 | 0.047553 | 0.050508 | 0.066988 | 0.050508 | 0.075249 | 0.066988 | 0.075249 | 0.050508 | 0.058711 | 0.047553 | 0.050508 | 0.047553 | 0.047553
50 | 155709.6627 | 15586.5394 | 5827.7861 | 66926.537 | 37145.2136 | 15804.2868 | 11746.2623 | 2966.4332 | 5746.2547 | 8222.1237 | 26340.1627 | 8747.2288 | 9948.6501 | 4012.0171 | 7255.9255 | n/a | 9949.9117 | 5766.2159 | 4260.9262 | 10856.7533 | 10168.2175 | 8305.3464 | 2034.3895 | 2972.0989 | 7304.2447 | 4770.9982 | 6663.6005 | 6072.5838 | 3018.0517 | 5496.2649 | 150.5359 | 118.8248 | 118.8248 | 157.5054 | 181.9575 | 133.7619 | 203.7468 | 154.8916 | 203.7468 | 149.0463 | 162.2214 | 118.4777 | 119.6083 | 130.0151 | 119.3707 | 167230.0233 | 10395.088 | 4039.9265 | 69301.2583 | 32431.5281 | 14556.7378 | 5339.3525 | 5161.6487 | 4428.1539 | 4386.4801 | 25085.6541 | 5756.6801 | 6425.1301 | 4615.4188 | 5836.4598 | 158319 | 18968.6997 | 9200.0424 | 68207.3612 | 40449.0815 | 24300.9552 | 13644.6989 | 7196.0382 | 7400.2528 | 11520.7248 | 28250.8523 | 12166.2806 | 12482.8139 | 7382.7705 | 11332.7247 | 112.917 | 112.917 | 112.917 | 112.917 | 112.917 | 112.917 | 112.917 | 112.917 | 112.917 | 112.917 | 112.917 | 112.917 | 112.917 | 112.917 | 112.917 | 0.04624 | 1.0907e-05 | 1.7626e-11 | 0.02002 | 0.0023448 | 1.6463e-11 | 0.00018165 | 8.8849e-25 | 1.0289e-05 | 5.9752e-09 | 0.0025818 | 1.1134e-08 | 1.6095e-06 | 8.0385e-19 | 5.1427e-12 | 0.04624 | 0.046251 | 0.046251 | 0.066261 | 0.068605 | 0.066261 | 0.068787 | 0.068605 | 0.068797 | 0.066261 | 0.048822 | 0.04624 | 0.066262 | 0.04624 | 0.04624
51 | 156957.9799 | 15729.6319 | 5899.9052 | 67418.0139 | 37572.413 | 16101.3358 | 12032.594 | 3147.0148 | 6092.4153 | 8458.0163 | 26413.4291 | 8630.0523 | 9833.0913 | 4023.7435 | 7182.384 | n/a | 11419.8547 | 4979.511 | 5141.9767 | 8785.7633 | 9996.6309 | 6317.7491 | 2067.2419 | 3355.0194 | 5507.2092 | 5150.8025 | 5431.5301 | 5461.3276 | 2758.3545 | 6538.9427 | 174.7869 | 144.2084 | 144.2084 | 181.5005 | 204.0087 | 161.233 | 224.0479 | 179.1167 | 224.0479 | 175.2897 | 184.1193 | 147.1764 | 145.5611 | 154.4998 | 144.7104 | 171076.9974 | 10871.3733 | 4153.2484 | 70158.2823 | 32929.236 | 14340.1824 | 5375.9282 | 5203.933 | 4475.2009 | 4184.0908 | 27296.154 | 6028.1838 | 8042.2929 | 4645.0451 | 5865.5533 | 160593.2754 | 22116.528 | 9132.7594 | 71875.5589 | 41225.7993 | 24268.4133 | 11693.6773 | 7215.7749 | 7830.2203 | 9629.6 | 31589.9565 | 11453.0138 | 11933.0205 | 7236.5996 | 12304.996 | 114.0524 | 114.0524 | 114.0524 | 114.0524 | 114.0524 | 114.0524 | 336.0719 | 114.0524 | 336.0719 | 114.0524 | 114.0524 | 114.0524 | 114.0524 | 114.0524 | 114.0524 | 0.028948 | 8.0333e-09 | 5.6015e-11 | 0.0030737 | 0.0017954 | 5.5458e-11 | 0.10635 | 1.1449e-22 | 1.1075e-05 | 0.00017004 | 2.1737e-05 | 1.3272e-07 | 8.2194e-06 | 5.3463e-18 | 1.1255e-14 | 0.028948 | 0.028948 | 0.028948 | 0.032022 | 0.033817 | 0.032022 | 0.14017 | 0.033817 | 0.14018 | 0.032192 | 0.02897 | 0.028948 | 0.03203 | 0.028948 | 0.028948
52 | 151830.3048 | 15586.5143 | 5868.0554 | 65396.1596 | 36474.9191 | 14935.8457 | 11740.0793 | 3052.5513 | 5645.735 | 7742.1549 | 25780.3241 | 7939.3137 | 9937.1328 | 4057.8625 | 7356.2456 | n/a | 10427.9205 | 5084.8666 | 4151.7479 | 10116.4901 | 9619.5182 | 7291.8664 | 1930.6862 | 4380.3562 | 7429.3396 | 5073.3285 | 5685.0093 | 6854.7984 | 3226.7825 | 5764.4151 | 166.2904 | 138.6221 | 138.6221 | 172.3632 | 192.4353 | 154.7464 | 210.3004 | 170.2438 | 210.3004 | 167.2781 | 174.203 | 142.2148 | 140.0101 | 147.797 | 139.0696 | 166198.7607 | 10385.378 | 4419.1351 | 69506.0888 | 29826.0449 | 14524.7486 | 5233.0426 | 5132.0341 | 4230.0619 | 4134.9485 | 24182.762 | 5737.333 | 5991.5858 | 4724.891 | 6327.001 | 154556.5 | 20646.3985 | 9463.1017 | 69161.9836 | 37858.7819 | 23850.5668 | 12312.9089 | 7001.9203 | 8610.4181 | 11388.9881 | 28512.0905 | 11303.9423 | 12705.1842 | 7644.2734 | 11806.416 | 121.788 | 121.788 | 121.788 | 121.788 | 121.788 | 121.788 | 121.788 | 121.788 | 121.788 | 121.788 | 121.788 | 121.788 | 121.788 | 121.788 | 121.788 | 0.043722 | 1.7946e-07 | 4.8991e-12 | 0.0043682 | 0.012116 | 1.542e-12 | 0.0080262 | 1.1079e-22 | 1.2306e-08 | 3.9073e-10 | 0.00070819 | 3.0975e-09 | 6.2622e-07 | 1.1054e-19 | 8.9934e-13 | 0.043722 | 0.043723 | 0.043723 | 0.048091 | 0.060207 | 0.048091 | 0.068233 | 0.060207 | 0.068233 | 0.048091 | 0.044431 | 0.043722 | 0.048091 | 0.043722 | 0.043722
53 | 156812.9682 | 16059.0035 | 5948.2833 | 67351.9955 | 37388.5576 | 15673.4242 | 11871.6953 | 3026.888 | 6282.3418 | 8131.6849 | 26667.1126 | 8023.1257 | 10136.1195 | 4037.1695 | 7460.5632 | n/a | 11460.4969 | 5473.9449 | 5157.9657 | 7762.4255 | 12198.0922 | 8932.2416 | 1875.7432 | 4148.7862 | 8326.0486 | 3975.3569 | 7465.9841 | 9090.9169 | 3677.7836 | 5343.8495 | 148.9456 | 117.8711 | 117.8711 | 155.7749 | 179.6843 | 132.635 | 200.9891 | 153.2201 | 200.9891 | 147.5796 | 160.3029 | 117.6906 | 118.6678 | 128.8126 | 118.4048 | 171277.3814 | 9860.618 | 3986.7758 | 71907.86 | 31864.9574 | 14137.5142 | 4512.3419 | 5226.4593 | 4022.9121 | 4518.5743 | 25900.533 | 5665.6603 | 6952.0352 | 4522.0644 | 5947.3634 | 161474.3 | 21159.615 | 9460.7207 | 72382.7443 | 39290.0531 | 24309.3685 | 13384.5537 | 7102.2025 | 8144.2982 | 12794.6229 | 28274.7899 | 11452.3309 | 15286.0521 | 8118.6479 | 11291.2129 | 83.2297 | 83.2297 | 83.2297 | 83.2297 | 83.2297 | 83.2297 | 83.2297 | 83.2297 | 83.2297 | 83.2297 | 83.2297 | 83.2297 | 83.2297 | 83.2297 | 83.2297 | 0.015338 | 2.3454e-07 | 1.1283e-11 | 0.0021591 | 0.0079934 | 9.6461e-12 | 0.00057247 | 1.6213e-23 | 8.0757e-06 | 7.1706e-12 | 0.0041481 | 2.6908e-09 | 7.0552e-11 | 3.4173e-22 | 3.6459e-11 | 0.015338 | 0.015339 | 0.015339 | 0.017497 | 0.025491 | 0.017497 | 0.026063 | 0.025491 | 0.026071 | 0.017497 | 0.019486 | 0.015338 | 0.017497 | 0.015338 | 0.015338
54 | 153314.4404 | 15727.643 | 5880.3744 | 65962.6806 | 36637.4408 | 14970.7768 | 11556.8118 | 2956.0765 | 5890.7456 | 7720.4376 | 26028.3219 | 7835.9679 | 9435.444 | 4099.0936 | 7009.4478 | n/a | 10737.6998 | 4466.8156 | 3349.3618 | 10134.9311 | 10281.0396 | 7574.7216 | 1832.2803 | 4580.8789 | 9136.417 | 4896.906 | 7076.296 | 7487.7451 | 2936.0445 | 3756.2507 | 150.1405 | 118.2761 | 118.2761 | 157.144 | 181.7549 | 133.186 | 203.6864 | 154.5123 | 203.6864 | 148.5702 | 161.9559 | 117.802 | 119.0408 | 129.5394 | 118.8255 | 170596.516 | 10327.7672 | 4158.8343 | 69167.1715 | 32313.6612 | 15395.0321 | 5343.1998 | 5280.202 | 4167.7323 | 4821.9733 | 26832.3398 | 6292.4244 | 6284.41 | 4622.2629 | 6133.1051 | 154598.6 | 19845.3671 | 8625.65 | 66228.2 | 39926.959 | 23829.5717 | 12049.5215 | 7112.4824 | 8035.0113 | 13823.0903 | 30035.1458 | 12512.7204 | 13709.8551 | 7188.9074 | 9840.2557 | 152.21 | 152.21 | 152.21 | 176.48 | 176.48 | 176.48 | 176.48 | 176.48 | 176.48 | 176.48 | 152.21 | 176.48 | 176.48 | 152.21 | 152.21 | 0.068427 | 1.9721e-06 | 1.1878e-09 | 0.032973 | 0.0022822 | 1.8928e-12 | 0.0098701 | 1.8299e-24 | 1.1866e-06 | 1.4974e-15 | 0.00011061 | 3.7185e-12 | 6.2469e-10 | 4.0761e-17 | 3.0742e-09 | 0.068427 | 0.068429 | 0.068429 | 0.1014 | 0.10368 | 0.1014 | 0.11355 | 0.10368 | 0.11355 | 0.1014 | 0.068538 | 0.068427 | 0.1014 | 0.068427 | 0.068427
55 | 150411.5366 | 15318.0162 | 5721.7694 | 64845.1914 | 36101.1965 | 14795.4394 | 11941.5673 | 3060.3679 | 5970.4718 | 7577.7619 | 25738.2776 | 7766.2178 | 9443.1393 | 3760.5246 | 6858.6069 | n/a | 6383.9939 | 5724.3512 | 4345.7509 | 10396.4812 | 9648.0115 | 7046.5492 | 1532.1987 | 4689.1554 | 10095.625 | 4350.7251 | 7628.9337 | 7565.3519 | 3141.2496 | 4599.3913 | 191.6883 | 163.1608 | 163.1608 | 197.9449 | 217.909 | 181.5759 | 235.6649 | 195.853 | 235.6649 | 194.0311 | 198.5245 | 169.1209 | 164.9999 | 172.2797 | 163.6057 | 168424.7017 | 10284.4676 | 4334.8605 | 70259.4502 | 32293.2096 | 13951.7931 | 5480.2486 | 5130.9458 | 4210.3383 | 3940.495 | 25715.1391 | 6190.6379 | 6344.9918 | 4538.6753 | 5964.9543 | 155156.9 | 15563.6 | 10059.2117 | 69173.9651 | 40153.9548 | 22570.3046 | 12410.4977 | 6633.8444 | 8788.5938 | 13086.42 | 27731.896 | 13739.7716 | 13757.6437 | 7504.2248 | 10564.3456 | 101.957 | 125.6425 | 125.6425 | 101.957 | 101.957 | 101.957 | 101.957 | 101.957 | 101.957 | 101.957 | 101.957 | 101.957 | 101.957 | 101.957 | 101.957 | 0.012864 | 0.023328 | 2.0499e-14 | 0.0029941 | 0.0011067 | 2.673e-11 | 0.011051 | 1.1136e-20 | 5.5485e-08 | 1.7873e-14 | 0.0021343 | 4.5868e-15 | 5.3577e-10 | 6.8964e-22 | 1.2301e-11 | 0.012864 | 0.036192 | 0.036192 | 0.015859 | 0.016965 | 0.015859 | 0.028016 | 0.016965 | 0.028016 | 0.015859 | 0.014999 | 0.012864 | 0.015859 | 0.012864 | 0.012864
56 | 151089.5433 | 15522.6907 | 6089.4819 | 65096.0527 | 36339.4792 | 15200.1495 | 11908.1249 | 2900.679 | 6061.8505 | 7750.4307 | 25742.647 | 7791.6673 | 9534.2782 | 3960.6594 | 6588.9954 | n/a | 9373.3124 | 5184.3588 | 2208.0307 | 10406.0227 | 9397.9875 | 8480.792 | 2101.9705 | 3754.2715 | 5855.9838 | 3519.9296 | 4758.2495 | 7443.3619 | 3666.4131 | 5158.8202 | 182.7713 | 154.0457 | 154.0457 | 189.0737 | 209.5468 | 171.682 | 227.7623 | 186.92 | 227.7623 | 184.4595 | 190.3246 | 158.9046 | 155.6909 | 163.4005 | 154.502 | 163712.8508 | 10262.4182 | 4252.6589 | 66003.2172 | 29897.5327 | 13969.4844 | 5536.8687 | 5147.9311 | 4358.5331 | 4208.9741 | 24980.4839 | 5744.9071 | 6711.2749 | 4642.2008 | 6282.184 | 153743.8 | 15909.6306 | 8275.1177 | 65880.4 | 38994.7075 | 22807.7719 | 13984.8606 | 7204.9016 | 8085.4046 | 10064.9579 | 26663.1107 | 9943.4566 | 14094.7368 | 8276.6139 | 11395.1042 | 134.9 | 134.9 | 134.9 | 166.42 | 166.42 | 166.42 | 166.42 | 166.42 | 166.42 | 166.42 | 134.9 | 166.42 | 166.42 | 134.9 | 134.9 | 0.044546 | 0.016614 | 6.9202e-08 | 0.025299 | 0.0039097 | 7.2584e-11 | 0.00011829 | 1.0647e-25 | 2.7932e-06 | 3.2765e-07 | 0.010719 | 9.6109e-07 | 2.2927e-10 | 9.5431e-24 | 5.8447e-15 | 0.044546 | 0.06116 | 0.06116 | 0.069846 | 0.073755 | 0.069846 | 0.073874 | 0.073755 | 0.073876 | 0.069846 | 0.055265 | 0.044547 | 0.069846 | 0.044546 | 0.044546
57 | 156293.2922 | 15648.6599 | 5984.164 | 67126.0619 | 37280.9317 | 15302.122 | 11691.6836 | 2988.3468 | 6010.4206 | 7924.0368 | 26504.9719 | 8081.6299 | 9854.4167 | 4079.9045 | 7044.7015 | n/a | 7675.3628 | 6234.7288 | 4001.4898 | 10208.2079 | 11064.4714 | 11090.835 | 1382.1549 | 3723.0132 | 6091.2868 | 4032.9479 | 6198.57 | 9635.4198 | 2503.9432 | 5594.4683 | 153.6377 | 123.3825 | 123.3825 | 160.2849 | 183.2526 | 138.5196 | 203.713 | 157.8372 | 203.713 | 152.8718 | 164.1325 | 124.1675 | 124.3319 | 133.8903 | 123.895 | 163080.9109 | 10574.089 | 4386.7303 | 67376.0994 | 30233.4358 | 14064.4477 | 5104.7222 | 5053.7241 | 4267.7401 | 4436.1525 | 24751.137 | 5953.4402 | 7427.9539 | 4592.5706 | 6140.153 | 157337.3109 | 17399.1518 | 10591.2591 | 68774.2892 | 38671.0436 | 24995.3191 | 16156.9572 | 6435.8789 | 7952.1533 | 10522.2393 | 27170.285 | 12023.6102 | 17041.6737 | 6915.9138 | 11734.6213 | 159.3913 | 159.3913 | 159.3913 | 159.3913 | 159.3913 | 159.3913 | 159.3913 | 159.3913 | 159.3913 | 159.3913 | 159.3913 | 159.3913 | 159.3913 | 159.3913 | 159.3913 | 0.074076 | 0.00060235 | 1.3133e-14 | 0.016742 | 0.012374 | 3.5729e-13 | 1.1139e-07 | 1.8579e-20 | 3.7895e-06 | 1.0454e-07 | 0.016189 | 2.5773e-10 | 1.1023e-14 | 5.8633e-16 | 7.6868e-14 | 0.074076 | 0.074678 | 0.074678 | 0.090818 | 0.10319 | 0.090818 | 0.10319 | 0.10319 | 0.1032 | 0.090818 | 0.090265 | 0.074076 | 0.090818 | 0.074076 | 0.074076
58 | 153751.419 | 15238.2714 | 5595.9483 | 66142.8489 | 36703.8381 | 15860.1907 | 11905.761 | 3001.4445 | 5642.1723 | 8196.1474 | 26318.8357 | 8193.4354 | 9526.6992 | 4159.7828 | 7041.1734 | n/a | 9339.2958 | 6226.7176 | 4136.1938 | 9978.3186 | 9219.0121 | 8477.1178 | 1844.516 | 3773.0274 | 6659.8054 | 4921.9452 | 6828.0102 | 8608.0309 | 3403.1575 | 5924.7518 | 121.3773 | 89.3916 | 89.3916 | 128.4145 | 154.1791 | 101.7632 | 177.1563 | 125.6374 | 177.1563 | 117.8809 | 135.1543 | 85.6456 | 89.5679 | 101.192 | 89.9673 | 166758.9564 | 10740.0995 | 4347.5899 | 66474.6623 | 31303.9161 | 14249.4474 | 5406.371 | 5186.6173 | 4279.1884 | 4329.3864 | 27419.0719 | 5795.5195 | 6634.3469 | 4631.8357 | 5884.9486 | 153531.9003 | 19952.0953 | 10509.9075 | 65830.3 | 38106.6347 | 23302.6034 | 13715.6888 | 7018.1333 | 7985.5158 | 10909.2357 | 30433.9171 | 12537.6296 | 15108.9778 | 6972.4932 | 11786.4003 | 182.2289 | 182.2289 | 182.2289 | 201.37 | 201.37 | 201.37 | 201.37 | 201.37 | 201.37 | 201.37 | 182.2289 | 201.37 | 201.37 | 182.2289 | 182.2289 | 0.1081 | 3.2163e-07 | 2.2277e-16 | 0.044018 | 0.012008 | 2.5304e-10 | 0.00025074 | 2.1815e-23 | 2.7687e-07 | 9.2512e-08 | 0.00010074 | 4.9539e-11 | 3.2266e-12 | 1.3873e-15 | 5.5189e-14 | 0.1081 | 0.1081 | 0.1081 | 0.15211 | 0.16412 | 0.15211 | 0.16437 | 0.16412 | 0.16437 | 0.15211 | 0.1082 | 0.1081 | 0.15211 | 0.1081 | 0.1081
59 | 153137.0066 | 15618.9845 | 5989.4053 | 65893.2065 | 36539.1024 | 15472.617 | 11641.8754 | 2947.1225 | 5845.6566 | 7931.1544 | 26113.4739 | 8083.8973 | 9786.6761 | 4119.0433 | 6940.2819 | n/a | 10565.295 | 4939.5854 | 2987.6209 | 7584.1516 | 8988.7208 | 8923.8448 | 1773.7611 | 4522.1021 | 6192.3223 | 3339.0089 | 6530.8486 | 6455.0682 | 3292.8749 | 5930.0182 | 116.1948 | 84.2308 | 84.2308 | 123.2284 | 149.1599 | 96.1428 | 172.2889 | 120.4297 | 172.2889 | 112.3669 | 130.2957 | 79.9187 | 84.3041 | 96.1091 | 84.8102 | 170077.4918 | 9850.2956 | 4246.7056 | 70326.1523 | 31666.9055 | 13807.023 | 5497.2176 | 5043.8846 | 4531.8914 | 4090.5383 | 26107.3334 | 5793.8187 | 7513.7536 | 4595.6064 | 6010.6111 | 156169.1 | 19440.7906 | 9145.3909 | 68131.0815 | 37561.8571 | 22150.2438 | 14265.5624 | 6802.0458 | 9037.6935 | 9943.5606 | 27155.1422 | 12018.4673 | 13772.4218 | 7655.4814 | 11904.9293 | 81.9379 | 81.9379 | 81.9379 | 81.9379 | 87.1653 | 81.9379 | 87.1653 | 87.1653 | 87.1653 | 81.9379 | 81.9379 | 81.9379 | 81.9379 | 81.9379 | 81.9379 | 0.0402 | 3.7907e-06 | 1.2364e-10 | 0.012272 | 0.016692 | 1.1405e-09 | 2.1365e-05 | 6.5843e-23 | 6.7966e-09 | 1.8913e-06 | 0.009134 | 2.685e-10 | 3.8258e-09 | 3.4843e-19 | 1.0331e-14 | 0.0402 | 0.040204 | 0.040204 | 0.052472 | 0.069164 | 0.052472 | 0.069186 | 0.069164 | 0.069186 | 0.052474 | 0.049334 | 0.0402 | 0.052472 | 0.0402 | 0.0402
60 | 153288.0322 | 15432.651 | 5762.1986 | 65967.5845 | 36828.4998 | 15403.2748 | 11591.1062 | 2998.51 | 5886.4723 | 7838.5344 | 25941.9984 | 8206.5686 | 9544.991 | 4201.2753 | 7114.7204 | n/a | 10202.0441 | 5502.5045 | 3850.8414 | 9203.4801 | 8301.7425 | 6901.1588 | 1852.6988 | 4762.0865 | 6888.1861 | 4394.4348 | 7138.4165 | 7539.3481 | 2999.8486 | 6625.6702 | 108.3466 | 73.8594 | 73.8594 | 115.9394 | 144.5329 | 85.206 | 170.046 | 112.8412 | 170.046 | 103.1025 | 124.6726 | 67.3096 | 73.5954 | 86.9621 | 74.4986 | 170337.9399 | 11597.0891 | 4397.5569 | 72856.9548 | 31779.3871 | 14629.2368 | 5124.5515 | 5048.1592 | 4176.1729 | 4199.3525 | 24219.1016 | 5909.4268 | 6778.304 | 4588.121 | 6091.6461 | 157454.1 | 21406.3333 | 9859.6614 | 71940.8176 | 39792.8886 | 21610.4793 | 11868.6318 | 6558.358 | 8925.2594 | 10149.7386 | 26970.2363 | 12665.1433 | 13205.0521 | 7027.1695 | 12363.9163 | 64.6137 | 64.6137 | 64.6137 | 64.6137 | 64.6137 | 64.6137 | 109.5222 | 64.6137 | 109.5222 | 64.6137 | 64.6137 | 64.6137 | 64.6137 | 64.6137 | 64.6137 | 0.019583 | 1.6562e-08 | 1.202e-13 | 0.0011238 | 0.0030784 | 3.5768e-09 | 0.018487 | 5.4512e-21 | 1.5832e-08 | 3.7977e-07 | 0.0092242 | 2.9787e-11 | 9.8239e-09 | 1.6294e-15 | 4.164e-15 | 0.019583 | 0.019583 | 0.019583 | 0.020706 | 0.023785 | 0.020706 | 0.042272 | 0.023785 | 0.042272 | 0.020707 | 0.028807 | 0.019583 | 0.020706 | 0.019583 | 0.019583
61 | 153976.9376 | 15483.8608 | 5884.702 | 66222.8189 | 36760.1582 | 15621.6313 | 11610.0092 | 3095.8829 | 5927.6822 | 8076.548 | 26298.3448 | 8276.7543 | 9980.3792 | 3946.6766 | 7128.7697 | n/a | 7221.4582 | 5799.2501 | 4312.4285 | 9063.0183 | 9473.7291 | 8307.3296 | 1914.758 | 3545.0467 | 8347.9117 | 2938.511 | 5391.0182 | 7237.9532 | 3030.7568 | 4958.3527 | 88.7333 | 53.6974 | 53.6974 | 96.452 | 126.2715 | 63.3369 | 152.8905 | 93.2061 | 152.8905 | 82.0091 | 106.7132 | 44.6647 | 52.9991 | 67.3681 | 54.3642 | 159721.8668 | 10752.3972 | 4428.1774 | 63790.9578 | 26708.05 | 15116.6897 | 5574.601 | 4961.6007 | 4361.8496 | 4342.0312 | 24212.0524 | 6000.9593 | 6951.4631 | 4731.8229 | 5760.0066 | 153878.2 | 17475.1554 | 10227.4275 | 65813.3863 | 35548.3683 | 23536.5188 | 13881.9305 | 6876.3587 | 7906.8963 | 11744.6428 | 27023.2634 | 11283.3774 | 13373.3163 | 7762.5797 | 10443.9926 | 169.3 | 169.3 | 169.3 | 204.5109 | 228.8597 | 204.5109 | 228.8597 | 228.8597 | 228.8597 | 204.5109 | 169.3 | 204.5109 | 204.5109 | 169.3 | 169.3 | 0.10413 | 0.00031798 | 4.3685e-14 | 0.046188 | 0.10582 | 5.6731e-11 | 5.7875e-05 | 1.5775e-21 | 2.7872e-06 | 7.55e-10 | 0.014717 | 3.2562e-08 | 5.5011e-08 | 2.5371e-21 | 2.5847e-10 | 0.10413 | 0.10445 | 0.10445 | 0.15032 | 0.25614 | 0.15032 | 0.2562 | 0.25614 | 0.2562 | 0.15032 | 0.11885 | 0.10413 | 0.15032 | 0.10413 | 0.10413
62 | 148843.3992 | 15296.7248 | 5672.8781 | 64237.8231 | 35601.2074 | 15045.4049 | 11154.2022 | 2946.2537 | 5645.7838 | 7411.5353 | 25372.5397 | 7869.1062 | 9210.8 | 3686.0477 | 6707.7546 | n/a | 9563.5842 | 4573.8023 | 4364.9866 | 9004.1657 | 9667.4761 | 7785.7963 | 1900.7162 | 5230.7035 | 8580.6322 | 4098.0157 | 5828.1318 | 7401.4304 | 3387.7585 | 4301.8758 | 142.9232 | 110.781 | 110.781 | 149.9898 | 175.1234 | 125.0667 | 197.5258 | 147.2958 | 197.5258 | 140.7811 | 155.3987 | 109.3523 | 111.3805 | 122.2861 | 111.3422 | 167722.5022 | 10334.022 | 4392.679 | 70936.2379 | 28996.0632 | 14899.7412 | 5171.3914 | 5069.47 | 4298.7164 | 4901.3327 | 23487.6272 | 5620.0482 | 6944.4297 | 4694.9331 | 6105.0582 | 152557.6 | 18938.3623 | 8966.4813 | 71452.0625 | 36729 | 22798.8843 | 12506.7878 | 6927.7862 | 9079.0198 | 12071.7319 | 26204.8429 | 11090.08 | 14066.9601 | 6437.7245 | 10159.934 | 89.9225 | 89.9225 | 89.9225 | 89.9225 | 92.8136 | 89.9225 | 92.8136 | 92.8136 | 92.8136 | 89.9225 | 89.9225 | 89.9225 | 89.9225 | 89.9225 | 89.9225 | 0.024279 | 4.8806e-06 | 1.6386e-11 | 0.00045868 | 0.014823 | 4.0107e-11 | 0.00070429 | 1.3497e-23 | 1.1697e-09 | 8.2603e-13 | 0.012016 | 5.4365e-09 | 3.3047e-11 | 5.6716e-17 | 3.4728e-11 | 0.024279 | 0.024284 | 0.024284 | 0.024738 | 0.039561 | 0.024738 | 0.040265 | 0.039561 | 0.040265 | 0.024738 | 0.036295 | 0.024279 | 0.024738 | 0.024279 | 0.024279
63 | 151484.8302 | 15208.3622 | 5879.342 | 65240.3785 | 36270.0303 | 15108.1197 | 11775.1983 | 2966.5298 | 6256.0048 | 7828.0584 | 25756.1736 | 8103.5461 | 9491.7155 | 4032.851 | 7136.2754 | n/a | 7833.1641 | 6188.9106 | 4288.8936 | 8412.306 | 11541.4139 | 8395.297 | 1832.3791 | 4550.8491 | 5592.5022 | 3876.2154 | 5957.9968 | 7668.6085 | 4209.4885 | 3917.1758 | 128.6656 | 95.995 | 95.995 | 135.8523 | 161.9992 | 109.0464 | 185.3146 | 133.0374 | 185.3146 | 125.4013 | 142.4312 | 92.6915 | 96.2696 | 107.9691 | 96.5791 | 168983.5657 | 10232.2484 | 4405.4914 | 69514.8854 | 32307.6272 | 13669.1187 | 5636.0666 | 5155.7784 | 4292.2226 | 4347.9627 | 24342.4922 | 5749.2979 | 6212.8215 | 4693.3071 | 5944.5195 | 155425.6 | 18035.7124 | 10594.402 | 70439.0133 | 39200.8332 | 24006.5326 | 13230.4635 | 6988.1575 | 8097.5717 | 9147.7649 | 26319.6076 | 11295.9948 | 13482.1644 | 8885.0956 | 9346.4953 | 78.94 | 78.94 | 78.94 | 78.94 | 78.94 | 78.94 | 78.94 | 78.94 | 78.94 | 78.94 | 96.0789 | 78.94 | 78.94 | 78.94 | 78.94 | 0.022019 | 3.5712e-05 | 3.922e-15 | 0.0017579 | 0.0030475 | 2.1133e-12 | 0.0006514 | 1.1542e-23 | 8.5497e-06 | 5.256e-05 | 0.018341 | 9.8766e-09 | 2.2725e-09 | 5.4945e-26 | 1.3868e-07 | 0.022019 | 0.022055 | 0.022055 | 0.023777 | 0.026824 | 0.023777 | 0.027476 | 0.026824 | 0.027484 | 0.023829 | 0.04036 | 0.022019 | 0.023777 | 0.022019 | 0.022019
64 | 152843.7716 | 15522.8709 | 5963.1339 | 65816.8885 | 36573.4833 | 15438.5227 | 11621.826 | 2978.6706 | 5630.8492 | 7847.1505 | 25957.106 | 8086.5541 | 9540.365 | 4177.0603 | 6904.028 | n/a | 8060.3463 | 4641.4419 | 4355.2453 | 8463.6677 | 11145.627 | 8052.7466 | 1709.1945 | 4355.0099 | 7526.91 | 4153.673 | 4207.2917 | 8198.206 | 2769.9533 | 4743.4373 | 178.3499 | 150.132 | 150.132 | 184.5413 | 204.6955 | 167.3513 | 222.6282 | 182.4202 | 222.6282 | 179.9304 | 185.8475 | 154.7723 | 151.7242 | 159.3416 | 150.5813 | 165757.7223 | 10716.1618 | 4051.8667 | 67274.3554 | 33002.6367 | 13507.2363 | 5560.6658 | 5096.8241 | 4519.2726 | 3963.2812 | 25312.5347 | 5711.0781 | 6815.1377 | 4606.1896 | 5832.5908 | 155211.9 | 17218.1081 | 8693.3086 | 67913.5784 | 39030.3044 | 24039.141 | 12900.0124 | 6658.1187 | 8175.4825 | 11060.2688 | 27590.8077 | 9734.5698 | 14939.7436 | 6703.0429 | 10262.2281 | 140.0047 | 140.0047 | 140.0047 | 140.0047 | 140.0047 | 140.0047 | 140.0047 | 140.0047 | 140.0047 | 140.0047 | 140.0047 | 140.0047 | 140.0047 | 140.0047 | 140.0047 | 0.049132 | 0.00066652 | 1.6677e-09 | 0.013155 | 0.0047266 | 7.5605e-12 | 0.0010286 | 9.41e-22 | 9.8113e-08 | 4.3251e-09 | 0.0037435 | 1.6005e-05 | 7.128e-12 | 3.5666e-14 | 1.0889e-10 | 0.049132 | 0.049798 | 0.049798 | 0.062287 | 0.067014 | 0.062287 | 0.068042 | 0.067014 | 0.068042 | 0.062287 | 0.052875 | 0.049148 | 0.062287 | 0.049132 | 0.049132
65 | 155815.3058 | 15834.704 | 5833.0544 | 66962.661 | 37293.8013 | 15573.4661 | 11782.0281 | 3013.3644 | 5888.6631 | 8194.2164 | 26508.2827 | 8396.5713 | 10034.1947 | 4175.6899 | 6898.9765 | n/a | 10508.5633 | 6198.7475 | 5435.7555 | 10704.3864 | 10244.2945 | 5519.5889 | 1877.325 | 3588.3349 | 8252.0575 | 4615.5872 | 6176.4815 | 9225.0766 | 3138.5673 | 5265.3781 | 119.3769 | 85.3822 | 85.3822 | 126.8583 | 154.5889 | 97.6794 | 179.3251 | 123.8624 | 179.3251 | 115.0309 | 134.648 | 80.328 | 85.3755 | 98.0859 | 86.0019 | 163376.935 | 10735.1932 | 4289.7688 | 63889.3137 | 30904.5577 | 12853.7269 | 5224.114 | 5072.2766 | 4370.8651 | 3848.5253 | 26503.3008 | 5801.0343 | 6599.8611 | 4611.3822 | 6076.7836 | 156660.9 | 20374.7565 | 10471.5162 | 67333.1 | 40501.5749 | 23074.0213 | 10550.2028 | 6805.2017 | 7765.7 | 12087.9827 | 30949.7881 | 11966.1158 | 15295.8378 | 7637.9838 | 11342.1617 | 150.94 | 150.94 | 150.94 | 154.48 | 154.48 | 154.48 | 268.9877 | 154.48 | 268.9877 | 154.48 | 150.94 | 154.48 | 154.48 | 150.94 | 150.94 | 0.078708 | 7.626e-07 | 5.0606e-15 | 0.031373 | 0.0025769 | 1.5432e-10 | 0.66805 | 4.0485e-22 | 4.2817e-06 | 3.3229e-10 | 6.5316e-05 | 2.9419e-09 | 3.7002e-11 | 1.3258e-18 | 1.8497e-13 | 0.078708 | 0.078709 | 0.078709 | 0.11008 | 0.11266 | 0.11008 | 0.78071 | 0.11266 | 0.78071 | 0.11008 | 0.078773 | 0.078708 | 0.11008 | 0.078708 | 0.078708
66 | 148950.8608 | 15156.3082 | 5619.8348 | 64245.3135 | 35799.1662 | 14858.2541 | 11313.0004 | 2862.7496 | 5708.602 | 7484.9082 | 24992.6166 | 7901.6577 | 9560.969 | 4002.0679 | 6963.6966 | n/a | 6939.2067 | 4935.4452 | 4419.7694 | 10020.9829 | 9516.0566 | 7865.776 | 1149.652 | 3519.4049 | 5086.5644 | 4336.6789 | 8685.3065 | 8409.7974 | 3494.0625 | 5423.6049 | 140.1944 | 109.1787 | 109.1787 | 147.0128 | 171.1831 | 123.1654 | 192.7254 | 144.4237 | 192.7254 | 138.2766 | 152.0836 | 108.0543 | 109.8031 | 120.2422 | 109.7184 | 172911.2311 | 9849.8367 | 4449.3025 | 74785.3044 | 33457.9425 | 14463.8804 | 5446.262 | 5219.3758 | 4531.6915 | 3940.4341 | 24911.9194 | 5753.6032 | 7178.7703 | 4706.695 | 6024.5701 | 152382.7 | 15718.4434 | 9312.8476 | 69772.4476 | 39009.9549 | 23325.737 | 11735.3675 | 6026.1278 | 7195.3964 | 8915.7985 | 25640.2 | 13895.9097 | 13628.1677 | 7721.1575 | 11224.4749 | 92.1621 | 92.1621 | 92.1621 | 92.1621 | 92.1621 | 92.1621 | 92.1621 | 92.1621 | 92.1621 | 92.1621 | 93.5362 | 92.1621 | 92.1621 | 92.1621 | 92.1621 | 0.02952 | 0.010446 | 9.1706e-13 | 0.0013535 | 0.0022893 | 4.5336e-12 | 0.011792 | 1.0996e-19 | 2.2372e-05 | 2.1762e-05 | 0.01569 | 6.9156e-15 | 1.8655e-09 | 1.3995e-20 | 6.8013e-13 | 0.02952 | 0.039965 | 0.039965 | 0.030873 | 0.033162 | 0.030873 | 0.044955 | 0.033162 | 0.044977 | 0.030895 | 0.045209 | 0.02952 | 0.030873 | 0.02952 | 0.02952
67 | 153364.7748 | 15549.1458 | 5794.1075 | 65996.9125 | 36684.463 | 14930.4381 | 11897.1675 | 2854.9484 | 5976.9334 | 7968.0086 | 26262.0936 | 7669.9656 | 9579.3903 | 3944.1453 | 6857.4422 | n/a | 11838.545 | 4984.5953 | 4559.9327 | 9952.7004 | 6753.9518 | 10924.3266 | 1864.4024 | 4612.7304 | 6413.751 | 3172.2927 | 6082.6472 | 7784.3604 | 4153.3923 | 5334.6117 | 103.3716 | 67.1416 | 67.1416 | 111.3505 | 141.7665 | 78.1371 | 168.9117 | 108.0475 | 168.9117 | 97.1784 | 121.2053 | 59.0958 | 66.6536 | 81.0825 | 67.8216 | 161671.1169 | 10418.5524 | 4243.6119 | 64437.0355 | 27926.9157 | 14659.8928 | 5298.3194 | 5063.6424 | 4391.9977 | 4756.4429 | 24841.9528 | 5775.7103 | 7548.6921 | 4402.6551 | 5821.7134 | 153163.5642 | 22183.0974 | 9187.8072 | 67298.1155 | 37641.0634 | 21170.4446 | 16274.1934 | 6928.0448 | 9004.7281 | 11072.0939 | 26263.7455 | 11713.0575 | 14221.0525 | 8453.0474 | 11123.1251 | 185.9133 | 185.9133 | 185.9133 | 185.9133 | 185.9133 | 185.9133 | 185.9133 | 185.9133 | 185.9133 | 185.9133 | 185.9133 | 185.9133 | 185.9133 | 185.9133 | 185.9133 | 0.10759 | 3.6601e-09 | 1.3509e-11 | 0.019642 | 0.017753 | 1.9672e-09 | 1.7832e-07 | 8.6107e-25 | 2.0817e-08 | 9.405e-09 | 0.042662 | 5.5819e-11 | 1.7918e-10 | 8.3954e-25 | 4.5022e-13 | 0.10759 | 0.10759 | 0.10759 | 0.12723 | 0.14499 | 0.12723 | 0.14499 | 0.14499 | 0.14499 | 0.12723 | 0.15025 | 0.10759 | 0.12723 | 0.10759 | 0.10759
68 | 152329.7119 | 15173.4572 | 5669.6972 | 65608.007 | 36529.966 | 15229.151 | 11317.1078 | 2928.5041 | 5974.9669 | 7794.0705 | 25784.9202 | 8146.39 | 9525.042 | 3933.4466 | 7224.8455 | n/a | 8788.4503 | 7149.588 | 3020.2238 | 8113.8109 | 10692.35 | 5758.0309 | 1617.716 | 4525.5798 | 7722.9053 | 3098.7939 | 6918.7238 | 8645.792 | 2415.933 | 5612.2735 | 124.0312 | 89.3392 | 89.3392 | 131.6655 | 159.8852 | 102.0838 | 185.0563 | 128.6183 | 185.0563 | 119.7404 | 139.4713 | 84.4273 | 89.3769 | 102.2663 | 89.9698 | 168258.6378 | 9896.025 | 4039.1626 | 71881.7444 | 32505.6893 | 14403.3035 | 5106.5978 | 5159.3459 | 4192.4964 | 4280.962 | 23625.1251 | 6058.5071 | 6404.9684 | 4430.9374 | 6010.804 | 154239.2 | 17497.4753 | 11138.9506 | 69864.5682 | 38806.5002 | 23747.2535 | 10817.7287 | 6733.362 | 8718.0763 | 11495.4673 | 25181.219 | 12952.731 | 14077.5603 | 6472.9704 | 11381.8776 | 116.3 | 116.3 | 116.3 | 116.3 | 116.3 | 116.3 | 277.5845 | 116.3 | 277.5845 | 116.3 | 233.1442 | 116.3 | 116.3 | 116.3 | 116.3 | 0.056513 | 0.00012458 | 8.5656e-18 | 0.0032347 | 0.0055264 | 6.9129e-12 | 0.15054 | 9.0758e-23 | 8.0014e-08 | 3.3602e-10 | 0.10583 | 4.85e-12 | 2.3266e-10 | 5.5597e-15 | 2.9756e-12 | 0.056513 | 0.056638 | 0.056638 | 0.059748 | 0.065274 | 0.059748 | 0.21582 | 0.065274 | 0.21582 | 0.059748 | 0.16234 | 0.056513 | 0.059748 | 0.056513 | 0.056513
69 | 153414.0311 | 15692.983 | 5851.3553 | 66004.1082 | 36868.5726 | 15344.0129 | 11944.8101 | 2887.2174 | 5793.4911 | 7847.4553 | 25942.0542 | 8227.5913 | 9464.402 | 3959.8663 | 7229.4603 | n/a | 7946.8998 | 5536.6815 | 4604.6885 | 9353.1078 | 13204.7781 | 5957.1591 | 1674.7909 | 4345.0452 | 7850.1015 | 5251.5789 | 6024.7521 | 7104.645 | 3274.6212 | 7039.242 | 88.5168 | 50.8096 | 50.8096 | 96.8256 | 129.1708 | 60.5664 | 158.0483 | 93.2999 | 158.0483 | 80.8229 | 108.3236 | 40.31 | 49.9174 | 65.6402 | 51.5331 | 159428.9926 | 10513.5723 | 4414.638 | 61656.426 | 27957.315 | 13972.217 | 5242.0023 | 5013.09 | 4251.1979 | 3936.1183 | 25940.1823 | 5843.2795 | 6462.7293 | 4589.8927 | 5923.6661 | 153225.6 | 18018.9721 | 9951.3195 | 64525.3145 | 35983.5228 | 27077.2952 | 11054.9614 | 6687.881 | 8596.2431 | 11773.6198 | 30900.7611 | 11780.9317 | 13319.0743 | 7674.4139 | 12962.9081 | 181.87 | 181.87 | 181.87 | 242.6742 | 242.8074 | 242.6742 | 242.8074 | 242.8074 | 242.8074 | 242.6742 | 181.87 | 242.6742 | 242.6742 | 181.87 | 181.87 | 0.10709 | 0.00015044 | 1.7788e-13 | 0.078909 | 0.084454 | 1.8847e-15 | 0.31837 | 4.8531e-23 | 3.9744e-08 | 1.2458e-10 | 2.621e-05 | 2.2621e-09 | 3.823e-09 | 9.3998e-21 | 4.4484e-16 | 0.10709 | 0.10724 | 0.10724 | 0.186 | 0.27046 | 0.186 | 0.58882 | 0.27046 | 0.58882 | 0.186 | 0.10712 | 0.10709 | 0.186 | 0.10709 | 0.10709
70 | 153039.2674 | 15584.0973 | 5841.0446 | 65860.2734 | 36598.4511 | 15369.666 | 11656.1177 | 2999.7689 | 5951.6103 | 7604.3309 | 25900.355 | 7839.0044 | 10003.9897 | 3756.57 | 7020.6417 | n/a | 9565.7755 | 5144.9129 | 4132.6462 | 9814.3914 | 9341.1391 | 8957.7033 | 2297.7717 | 3908.7435 | 8958.4498 | 4575.7451 | 5546.6383 | 6992.6521 | 3034.7891 | 5940.4028 | 74.3346 | 37.7079 | 37.7079 | 82.408 | 114.2473 | 46.1548 | 142.6794 | 78.9297 | 142.6794 | 66.0989 | 94.3347 | 26.2108 | 36.6064 | 52.3097 | 38.4201 | 161466.9609 | 10664.9939 | 4307.8072 | 65852.3765 | 30031.8953 | 14070.5523 | 4756.2443 | 5249.4119 | 4287.1963 | 4472.1684 | 24494.3921 | 5751.7999 | 6836.5005 | 4616.6223 | 6134.6618 | 153108.1 | 19026.6694 | 8261.9201 | 67030.9617 | 39081.4866 | 22521.0305 | 13049.7475 | 7547.1836 | 7542.0398 | 12687.2572 | 27539.6372 | 11151.1382 | 13722.5526 | 7176.3115 | 12020.1646 | 159.23 | 159.23 | 159.23 | 159.23 | 159.23 | 159.23 | 159.23 | 159.23 | 159.23 | 159.23 | 159.23 | 159.23 | 159.23 | 159.23 | 159.23 | 0.099388 | 9.395e-06 | 8.5449e-09 | 0.020941 | 0.0046256 | 2.9643e-10 | 0.00074567 | 3.299e-26 | 1.8459e-05 | 1.7565e-13 | 0.0036927 | 3.2547e-09 | 1.5643e-08 | 3.3122e-20 | 1.1768e-14 | 0.099388 | 0.099397 | 0.099397 | 0.12033 | 0.12495 | 0.12033 | 0.1257 | 0.12495 | 0.12572 | 0.12033 | 0.10308 | 0.099388 | 0.12033 | 0.099388 | 0.099388
71 | 155984.8256 | 15404.5315 | 5952.6395 | 67021.1084 | 37343.8336 | 15422.3796 | 11884.6619 | 3092.7092 | 6208.6873 | 7854.7506 | 26641.9452 | 7967.219 | 10150.3284 | 4094.4589 | 7041.1912 | n/a | 10337.1523 | 4330.9908 | 3741.6599 | 7632.383 | 10158.7296 | 5869.4544 | 2038.0611 | 4826.2941 | 7921.269 | 3119.8966 | 6710.1313 | 6286.1489 | 2811.7151 | 5954.5077 | 62.4326 | 21.4275 | 21.4275 | 71.4761 | 107.8725 | 29.0452 | 140.3854 | 67.486 | 140.3854 | 51.8517 | 86.1817 | 6.2387 | 19.7754 | 38.1251 | 22.242 | 163324.9286 | 10549.7071 | 4274.2084 | 67022.795 | 31115.9553 | 13466.6429 | 4910.396 | 5154.3823 | 4206.3707 | 4276.226 | 25546.5512 | 5640.4184 | 6134.4786 | 4631.6443 | 5819.2216 | 157168.9286 | 20764.2594 | 8605.1993 | 69007.755 | 37759.6383 | 23214.5725 | 10745.7504 | 7192.4434 | 9032.6648 | 11947.895 | 26419.4478 | 12189.3496 | 12310.6275 | 7296.5594 | 11481.9293 | 113.7273 | 113.7273 | 113.7273 | 113.7273 | 115.3445 | 113.7273 | 247.0823 | 115.3445 | 247.0823 | 113.7273 | 222.5622 | 113.7273 | 113.7273 | 113.7273 | 113.7273 | 0.07103 | 7.3766e-08 | 2.6436e-09 | 0.014153 | 0.028723 | 6.0019e-11 | 0.53878 | 3.4625e-23 | 9.0281e-08 | 5.5315e-11 | 0.059083 | 5.0055e-11 | 8.4595e-06 | 1.1275e-17 | 3.1754e-13 | 0.07103 | 0.07103 | 0.07103 | 0.085183 | 0.11391 | 0.085183 | 0.65269 | 0.11391 | 0.65269 | 0.085183 | 0.13011 | 0.07103 | 0.085191 | 0.07103 | 0.07103
72 | 151821.0107 | 15322.5507 | 5700.5883 | 65369.393 | 36356.7967 | 15322.5605 | 11488.8372 | 2909.674 | 5881.3689 | 7693.5376 | 25779.6831 | 7636.6316 | 9618.0678 | 3972.1383 | 7367.3125 | n/a | 9263.5352 | 4862.6921 | 3497.5278 | 7765.8598 | 9137.0251 | 9264.5766 | 2034.2603 | 4069.1168 | 5625.2516 | 4309.4569 | 4530.6568 | 6567.9472 | 3671.3733 | 5269.2794 | 85.1201 | 47.9936 | 47.9936 | 93.3014 | 125.222 | 57.4203 | 153.7215 | 89.8207 | 153.7215 | 77.4116 | 104.7547 | 37.429 | 47.0741 | 62.6301 | 48.7076 | 159883.4214 | 9981.8818 | 4185.0581 | 64886.9564 | 27681.6292 | 14282.7639 | 5130.835 | 4998.2016 | 4185.5045 | 4221.9629 | 23319.4032 | 6126.0267 | 6687.7314 | 4685.0886 | 5930.1253 | 150440 | 18966.117 | 9039.4503 | 64742.3 | 34269.1126 | 22343.189 | 14360.8354 | 7032.4619 | 8254.6213 | 9775.9145 | 26416.5602 | 10466.8835 | 12998.7786 | 7544.2619 | 11166.1047 | 227.76 | 227.76 | 227.76 | 233.01 | 238.0485 | 233.01 | 238.0485 | 238.0485 | 238.0485 | 233.01 | 227.76 | 233.01 | 233.01 | 227.76 | 227.76 | 0.15482 | 4.9322e-06 | 1.3514e-11 | 0.051693 | 0.19584 | 3.9373e-10 | 9.3488e-06 | 1.23e-24 | 3.8696e-07 | 9.7646e-07 | 0.016439 | 2.4467e-08 | 3.4836e-08 | 5.4708e-20 | 3.3387e-11 | 0.15482 | 0.15483 | 0.15483 | 0.20651 | 0.40236 | 0.20651 | 0.40237 | 0.40236 | 0.40237 | 0.20652 | 0.17126 | 0.15482 | 0.20651 | 0.15482 | 0.15482
73 | 157382.0547 | 15900.7934 | 5940.8069 | 67575.6873 | 37482.9951 | 15700.362 | 11936.6654 | 3021.1202 | 6124.3837 | 8075.3587 | 26696.9484 | 8393.4955 | 9947.4955 | 4126.7807 | 7012.1482 | n/a | 10235.4508 | 4672.4508 | 3906.6622 | 10089.2019 | 9856.039 | 7743.0141 | 1689.4292 | 4224.1568 | 7208.3411 | 4894.2547 | 5530.9597 | 7857.6531 | 3205.9052 | 5021.1302 | 57.0359 | 17.6123 | 17.6123 | 65.7314 | 100.8322 | 24.6718 | 132.1892 | 61.8814 | 132.1892 | 46.6675 | 80.0645 | 2.6761 | 15.9636 | 33.7163 | 18.3979 | 164002.1417 | 10988.7098 | 4389.1375 | 68144.5574 | 31262.9296 | 15165.0618 | 5119.6121 | 5180.69 | 4536.7953 | 4924.8486 | 23976.2712 | 5732.9015 | 6640.5098 | 4573.4101 | 5866.5885 | 157320.8249 | 20976.7606 | 8997.1882 | 69222.5028 | 39125.9147 | 24912.0007 | 12125.2094 | 6870.1191 | 7935.5522 | 12073.6897 | 26740.9258 | 11214.2612 | 14405.9629 | 7679.8153 | 10577.0187 | 163.555 | 163.555 | 163.555 | 163.555 | 163.555 | 163.555 | 163.555 | 163.555 | 163.555 | 163.555 | 163.555 | 163.555 | 163.555 | 163.555 | 163.555 | 0.10317 | 2.2056e-07 | 1.9764e-10 | 0.016844 | 0.010023 | 2.3137e-12 | 0.024304 | 2.2815e-22 | 8.2256e-06 | 1.5253e-10 | 0.040125 | 9.3699e-08 | 7.5599e-10 | 3.1225e-19 | 4.4757e-11 | 0.10317 | 0.10317 | 0.10317 | 0.12001 | 0.13003 | 0.12001 | 0.15434 | 0.13003 | 0.15435 | 0.12001 | 0.14329 | 0.10317 | 0.12001 | 0.10317 | 0.10317
74 | 156830.1485 | 15758.2542 | 5984.5582 | 67380.7821 | 37514.393 | 15801.8944 | 11819.142 | 3032.2305 | 6137.7053 | 8195.9734 | 26445.7772 | 8382.7315 | 10098.3759 | 3994.1977 | 7338.8111 | n/a | 8467.2425 | 4925.7687 | 4286.3824 | 8588.7631 | 9425.9472 | 7256.5497 | 1867.3019 | 4185.9175 | 6715.2121 | 4465.2947 | 5211.0075 | 5340.01 | 3713.3229 | 5475.0902 | 131.8232 | 98.21 | 98.21 | 139.2174 | 166.1387 | 111.5889 | 190.145 | 136.3187 | 190.145 | 128.4284 | 146.0222 | 94.7494 | 98.4813 | 110.5389 | 98.8114 | 166302.3428 | 11620.628 | 4294.3411 | 68411.0616 | 31503.6715 | 14244.7993 | 5370.9433 | 5070.5407 | 4338.5728 | 3864.5527 | 24925.5412 | 5924.8154 | 6920.858 | 4625.3114 | 5889.6971 | 159916.7 | 19814.5705 | 9149.8098 | 70351.1011 | 39758.3918 | 23207.4465 | 12566.193 | 6937.8425 | 8463.1903 | 10310.4648 | 27782.7359 | 10941.8229 | 12074.068 | 8326.6343 | 11359.4873 | 93.1904 | 93.1904 | 93.1904 | 93.1904 | 93.1904 | 93.1904 | 93.1904 | 93.1904 | 93.1904 | 93.1904 | 93.1904 | 93.1904 | 93.1904 | 93.1904 | 93.1904 | 0.040389 | 2.3332e-06 | 1.1477e-10 | 0.0076175 | 0.0059902 | 2.5919e-10 | 0.0049468 | 1.3676e-22 | 7.7816e-07 | 1.6017e-06 | 0.0060453 | 3.0998e-07 | 1.671e-05 | 1.1991e-23 | 9.0593e-12 | 0.040389 | 0.040391 | 0.040391 | 0.048006 | 0.053996 | 0.048006 | 0.058943 | 0.053996 | 0.058944 | 0.048008 | 0.046434 | 0.040389 | 0.048023 | 0.040389 | 0.040389
75 | 157330.0571 | 16034.2201 | 6193.7288 | 67556.2267 | 37407.7793 | 15709.0288 | 11815.7768 | 2960.4259 | 6049.3424 | 8027.3964 | 26640.981 | 8371.5895 | 9594.0253 | 4110.2409 | 7005.1292 | n/a | 11230.4269 | 5436.7928 | 3861.7239 | 8755.021 | 9911.5996 | 7300.4321 | 1470.8625 | 2458.6761 | 7031.7035 | 3847.5692 | 5297.26 | 8203.9946 | 2896.3432 | 4764.7615 | 105.4398 | 70.7754 | 70.7754 | 113.0725 | 141.938 | 81.8739 | 167.6958 | 109.9424 | 167.6958 | 99.942 | 122.076 | 63.8058 | 70.4403 | 84.0038 | 71.4207 | 167123.839 | 11130.2377 | 4241.465 | 69282.2922 | 30332.3952 | 15186.6797 | 5272.5585 | 5246.8204 | 4254.6535 | 4644.0827 | 25828.5541 | 5756.3399 | 7596.5427 | 4565.1047 | 6185.8166 | 158778.9 | 22315.8646 | 9669.1578 | 68773.9771 | 37749.8 | 23708.3794 | 12476.1906 | 6717.6829 | 6631.1296 | 11073.2863 | 28761.5232 | 10266.1998 | 15140.4145 | 7271.3479 | 10605.5781 | 121.95 | 121.95 | 121.95 | 121.95 | 142.61 | 121.95 | 142.61 | 142.61 | 142.61 | 121.95 | 121.95 | 121.95 | 121.95 | 121.95 | 121.95 | 0.06592 | 1.3851e-08 | 3.4111e-11 | 0.020769 | 0.030626 | 5.1218e-11 | 0.0063238 | 2.726e-22 | 0.0073862 | 1.3969e-08 | 0.0019647 | 6.6709e-06 | 4.4038e-12 | 2.0334e-17 | 3.5699e-11 | 0.06592 | 0.06592 | 0.06592 | 0.086689 | 0.11731 | 0.086689 | 0.12364 | 0.11731 | 0.13102 | 0.086689 | 0.067885 | 0.065927 | 0.086689 | 0.06592 | 0.06592
76 | 158616.9004 | 15988.0705 | 6220.5043 | 68067.5849 | 37851.9193 | 16017.8351 | 12181.3135 | 3069.0388 | 6347.5598 | 8380.961 | 26931.6134 | 8590.6847 | 10185.491 | 3931.8072 | 7662.9796 | n/a | 8844.2648 | 6677.4838 | 4971.5982 | 6706.5521 | 12139.8894 | 6171.6585 | 1463.5165 | 4136.8546 | 8019.7791 | 3539.3787 | 4581.0416 | 6412.5098 | 3627.7503 | 5971.9363 | 167.6017 | 137.8004 | 137.8004 | 174.1454 | 196.1806 | 154.1497 | 215.8003 | 171.8095 | 215.8003 | 167.9122 | 176.8761 | 140.3872 | 139.0635 | 147.8765 | 138.2919 | 166284.0578 | 10123.4027 | 4305.3961 | 68640.4327 | 31930.12 | 14549.8857 | 5434.2444 | 5061.6188 | 4374.16 | 4327.0971 | 25766.4301 | 5938.0706 | 6342.1492 | 4650.7007 | 6347.6517 | 157522.6578 | 18760.3675 | 10941.48 | 71663.1309 | 37628.3721 | 26410.1751 | 11113.7029 | 6481.8354 | 8018.8146 | 12326.9762 | 28491.6088 | 10259.4122 | 12566.6589 | 8187.551 | 12310.6879 | 235.2485 | 235.2485 | 235.2485 | 235.2485 | 269.9816 | 235.2485 | 323.7005 | 269.9816 | 323.7005 | 235.2485 | 235.2485 | 235.2485 | 235.2485 | 235.2485 | 235.2485 | 0.13972 | 5.756e-05 | 1.9832e-14 | 0.0053146 | 0.04972 | 1.9351e-13 | 0.44028 | 8.5152e-20 | 2.0639e-05 | 3.9387e-10 | 0.0045452 | 2.3196e-05 | 3.6895e-06 | 1.3308e-23 | 8.4422e-13 | 0.13972 | 0.13978 | 0.13978 | 0.14503 | 0.19475 | 0.14503 | 0.63503 | 0.19475 | 0.63505 | 0.14503 | 0.14426 | 0.13974 | 0.14504 | 0.13972 | 0.13972
77 | 156791.1069 | 15602.0871 | 5859.5022 | 67346.3828 | 37595.781 | 15442.1979 | 12168.5282 | 3028.1434 | 6263.0932 | 8149.5338 | 26787.3992 | 8379.8622 | 10193.5971 | 4025.0426 | 7203.9204 | n/a | 7559.4615 | 5275.926 | 3910.8058 | 8340.3921 | 10230.5347 | 7953.042 | 1977.1777 | 4782.6299 | 9027.2168 | 3437.9937 | 5669.3427 | 4957.2987 | 2294.12 | 4731.6826 | 152.1865 | 121.9596 | 121.9596 | 158.8278 | 181.8213 | 136.9669 | 202.3055 | 156.3764 | 202.3055 | 151.3358 | 162.7569 | 122.5981 | 122.8817 | 132.4796 | 122.4728 | 171902.826 | 10507.0768 | 4077.2471 | 73625.0336 | 32855.5056 | 14386.259 | 5164.1068 | 5074.9333 | 4463.5183 | 4619.836 | 25982.362 | 6026.2919 | 7369.6018 | 4573.2625 | 6238.4568 | 161631.2 | 16814.6101 | 9338.7731 | 74420.8509 | 40182.8091 | 24355.7937 | 12730.8602 | 6905.7109 | 9246.1481 | 13495.6527 | 28830.4557 | 11586.0346 | 11792.5005 | 6849.5824 | 10946.6394 | 82.47 | 82.47 | 82.47 | 82.47 | 82.47 | 82.47 | 82.47 | 82.47 | 82.47 | 82.47 | 82.47 | 82.47 | 82.47 | 82.47 | 82.47 | 0.013641 | 0.0022167 | 9.9693e-12 | 0.00061852 | 0.0044839 | 3.3811e-12 | 0.0087527 | 1.8004e-22 | 4.9142e-08 | 2.853e-13 | 0.0022347 | 1.5354e-08 | 7.767e-05 | 4.3389e-16 | 2.85e-11 | 0.013641 | 0.015858 | 0.015858 | 0.01426 | 0.018744 | 0.01426 | 0.027496 | 0.018744 | 0.027496 | 0.01426 | 0.015876 | 0.013641 | 0.014337 | 0.013641 | 0.013641
78 | 159354.0192 | 16100.6474 | 6158.5959 | 68354.7357 | 37951.4097 | 16057.5598 | 11822.0873 | 3016.129 | 6006.5372 | 8138.9781 | 27082.6649 | 8344.305 | 10123.0706 | 4259.1592 | 7443.5645 | n/a | 10523.3656 | 3891.7402 | 4609.6986 | 9262.24 | 9817.2044 | 6936.1454 | 1520.8921 | 4378.2102 | 9446.9831 | 3806.0995 | 6568.1855 | 6955.3746 | 3309.8249 | 4495.5856 | 165.6412 | 136.6204 | 136.6204 | 172.0129 | 193.3832 | 152.7564 | 212.4094 | 169.7494 | 212.4094 | 166.1026 | 174.514 | 139.4103 | 137.8994 | 146.3917 | 137.0971 | 169382.4338 | 10819.5608 | 4425.8466 | 70149.4765 | 31932.0343 | 13613.3934 | 4654.2197 | 5101.9959 | 3983.6647 | 4360.4615 | 24831.5851 | 5772.5036 | 6189.0244 | 4512.6806 | 6189.1554 | 161244.0596 | 20784.9264 | 8267.7868 | 71612.8008 | 39813.6001 | 23097.0978 | 11888.3908 | 6541.188 | 8331.6749 | 13727.6446 | 27281.9846 | 12086.9891 | 12773.599 | 7532.5055 | 10679.441 | 146.6548 | 146.6548 | 146.6548 | 146.6548 | 146.6548 | 146.6548 | 224.75 | 146.6548 | 224.75 | 146.6548 | 176.21 | 146.6548 | 146.6548 | 146.6548 | 146.6548 | 0.058118 | 6.4913e-07 | 1.2854e-07 | 0.0065728 | 0.0084677 | 8.6853e-10 | 0.034216 | 1.0707e-20 | 6.1643e-07 | 8.6203e-14 | 0.032167 | 1.1843e-09 | 1.2146e-06 | 2.0838e-17 | 8.8173e-10 | 0.058118 | 0.058118 | 0.058119 | 0.064691 | 0.073158 | 0.064691 | 0.10737 | 0.073158 | 0.10737 | 0.064691 | 0.090284 | 0.058118 | 0.064692 | 0.058118 | 0.058118
79 | 155839.6175 | 16221.5795 | 6111.2223 | 67009.3928 | 37200.0698 | 15646.6344 | 12107.1729 | 3029.8422 | 6142.8113 | 8138.1117 | 26571.5444 | 7975.5618 | 9997.0626 | 3978.1251 | 6891.0819 | n/a | 12919.8715 | 5426.2181 | 5321.6856 | 9694.5906 | 11197.7013 | 7241.1077 | 2377.8839 | 3643.6504 | 7114.9083 | 4699.0008 | 7734.8551 | 6011.3908 | 3943.5524 | 4128.8201 | 153.9841 | 125.0611 | 125.0611 | 160.337 | 182.0363 | 140.1609 | 201.3625 | 158.0299 | 201.3625 | 153.7175 | 163.5522 | 126.6043 | 126.1121 | 134.9864 | 125.5453 | 164473.7971 | 10366.219 | 4415.4415 | 68348.0442 | 31244.6633 | 13953.6887 | 5410.7089 | 5207.8341 | 4604.1747 | 4193.7613 | 23613.8037 | 5725.4614 | 6656.2767 | 4532.2268 | 5830.9315 | 156427.4971 | 23020.7905 | 9741.7596 | 72194.0298 | 40398.054 | 25009.19 | 12600.3165 | 7478.118 | 8224.5251 | 11275.2696 | 27318.4045 | 13351.5165 | 12639.6675 | 8250.4792 | 9959.7516 | 170.7409 | 170.7409 | 170.7409 | 170.7409 | 170.7409 | 170.7409 | 170.7409 | 170.7409 | 170.7409 | 170.7409 | 170.7409 | 170.7409 | 170.7409 | 170.7409 | 170.7409 | 0.084808 | 4.8724e-09 | 9.8593e-12 | 0.0019336 | 0.0025808 | 1.4518e-12 | 0.010521 | 1.8909e-25 | 2.4192e-06 | 1.1029e-08 | 0.014411 | 1.8492e-13 | 1.0998e-06 | 1.9519e-23 | 5.7446e-10 | 0.084808 | 0.084808 | 0.084808 | 0.086742 | 0.089323 | 0.086742 | 0.099844 | 0.089323 | 0.099846 | 0.086742 | 0.099219 | 0.084808 | 0.086743 | 0.084808 | 0.084808
80 | 157854.5625 | 15663.5482 | 5795.8419 | 67779.6376 | 37715.0969 | 15917.6965 | 12332.7604 | 3101.5496 | 6114.2432 | 7980.8124 | 26915.6132 | 8449.9789 | 9984.6433 | 4044.4433 | 7183.6668 | n/a | 9045.3827 | 4429.0885 | 3474.8203 | 9572.6066 | 8136.5518 | 6552.295 | 1912.112 | 3896.7328 | 7965.0788 | 4257.8265 | 5917.7774 | 6253.9586 | 2690.3493 | 4199.8383 | 146.2173 | 114.8885 | 114.8885 | 153.1034 | 177.3512 | 129.424 | 198.9598 | 150.5095 | 198.9598 | 144.5817 | 157.9254 | 114.2664 | 115.6121 | 125.986 | 115.4298 | 168502.616 | 10546.7409 | 4269.5079 | 69152.2958 | 32313.6498 | 12899.7447 | 5451.6683 | 5161.3651 | 4400.1865 | 3832.812 | 27831.6492 | 5499.5248 | 6095.7771 | 4639.577 | 5808.779 | 158998.8 | 19394.8235 | 8602.9964 | 68433.1161 | 40965.8564 | 19996.2965 | 11863.9633 | 6885.9772 | 8235.6194 | 10903.2908 | 30843.1757 | 11271.9022 | 10980.9357 | 7119.4263 | 9766.7173 | 153.96 | 153.96 | 153.96 | 153.96 | 153.96 | 153.96 | 298.4397 | 153.96 | 298.4397 | 153.96 | 153.96 | 153.96 | 153.96 | 153.96 | 153.96 | 0.072368 | 4.8532e-06 | 6.148e-10 | 0.027393 | 0.0025621 | 1.2609e-06 | 0.12948 | 1.6337e-21 | 1.9244e-06 | 2.3433e-08 | 0.00015086 | 1.017e-07 | 0.00074472 | 3.031e-17 | 1.8446e-08 | 0.072368 | 0.072373 | 0.072373 | 0.099761 | 0.10232 | 0.099762 | 0.2318 | 0.10232 | 0.2318 | 0.099762 | 0.072519 | 0.072369 | 0.10051 | 0.072368 | 0.072368
81 | 159529.9956 | 16279.8099 | 5956.6717 | 68463.0965 | 37895.6395 | 16111.2135 | 11969.466 | 3119.2536 | 6187.6026 | 8537.9788 | 27289.5274 | 8616.0558 | 10058.704 | 4127.6409 | 7555.0378 | n/a | 7675.9278 | 5781.7129 | 3378.0503 | 9693.2677 | 7908.263 | 9625.947 | 1843.8007 | 4994.7446 | 9371.3942 | 3403.1938 | 6170.7844 | 8213.4945 | 2981.6932 | 5438.9132 | 183.9637 | 155.2952 | 155.2952 | 190.2533 | 210.6295 | 173.0341 | 228.7577 | 188.111 | 228.7577 | 185.7504 | 191.4003 | 160.3179 | 156.9685 | 164.6052 | 155.7493 | 170711.0841 | 10509.2131 | 4358.7078 | 69587.5679 | 32173.3983 | 13518.0429 | 5516.1038 | 5349.5714 | 4443.4493 | 4205.7857 | 25782.3422 | 5952.5744 | 8208.5875 | 4545.4982 | 6010.1321 | 160180.848 | 17058.6409 | 9519.9208 | 69521.6181 | 40503.666 | 20806.9059 | 15102.5509 | 7127.2722 | 9403.8939 | 13218.78 | 27358.5 | 11862.3588 | 16203.782 | 7114.5914 | 11423.0453 | 202.4203 | 202.4203 | 202.4203 | 202.4203 | 202.4203 | 202.4203 | 202.4203 | 202.4203 | 202.4203 | 202.4203 | 218.81 | 202.4203 | 202.4203 | 202.4203 | 202.4203 | 0.08363 | 0.0069307 | 8.4431e-12 | 0.022604 | 0.0044825 | 3.0852e-07 | 6.2959e-06 | 1.5319e-22 | 1.4311e-08 | 1.9178e-11 | 0.038781 | 1.9259e-08 | 1.2006e-12 | 1.6033e-16 | 3.8702e-11 | 0.08363 | 0.09056 | 0.09056 | 0.10623 | 0.11072 | 0.10623 | 0.11072 | 0.11072 | 0.11072 | 0.10623 | 0.12241 | 0.08363 | 0.10623 | 0.08363 | 0.08363
82 | 152529.1704 | 15380.6176 | 5816.2119 | 65689.6407 | 36548.0953 | 14893.4469 | 11776.7068 | 3000.8564 | 5954.8366 | 7764.9977 | 25620.1113 | 7855.0588 | 9671.4667 | 3907.1064 | 7033.113 | n/a | 6779.9963 | 6566.5796 | 2456.2087 | 7187.4231 | 8823.3064 | 7807.6767 | 1698.2402 | 4440.7463 | 8556.0492 | 4279.0948 | 6217.8539 | 6240.8087 | 3893.896 | 5315.6208 | 144.0775 | 113.2806 | 113.2806 | 150.8467 | 174.6704 | 127.5996 | 195.901 | 148.2983 | 195.901 | 142.4921 | 155.5646 | 112.7073 | 113.9988 | 124.1839 | 113.8125 | 167812.5096 | 9941.9968 | 3931.924 | 69352.4737 | 29384.6092 | 15019.4284 | 5115.8221 | 5129.048 | 4280.2019 | 4294.7188 | 25428.3766 | 6026.4739 | 6864.9547 | 4585.1403 | 6191.5233 | 155542.5 | 16721.9931 | 10498.5036 | 67989.666 | 36132.2886 | 21706.6621 | 13069.6551 | 6682.2882 | 8720.9483 | 12307.1562 | 26216.7 | 11999.0278 | 12082.3634 | 8275.0362 | 11490.4441 | 101.6941 | 101.6941 | 101.6941 | 101.6941 | 262.0056 | 101.6941 | 262.0056 | 262.0056 | 262.0056 | 101.6941 | 101.7015 | 101.6941 | 101.6941 | 101.6941 | 101.6941 | 0.0402 | 0.0015429 | 3.4937e-15 | 0.011853 | 0.059298 | 4.053e-10 | 0.0010353 | 1.2825e-21 | 6.8625e-08 | 4.5722e-12 | 0.017367 | 5.4913e-11 | 1.9969e-06 | 2.6443e-24 | 2.8029e-13 | 0.0402 | 0.041743 | 0.041743 | 0.052054 | 0.11135 | 0.052054 | 0.11239 | 0.11135 | 0.11239 | 0.052054 | 0.057568 | 0.0402 | 0.052056 | 0.0402 | 0.0402
83 | 155220.4072 | 15821.926 | 5954.234 | 66732.3998 | 37066.4402 | 15728.375 | 11739.5105 | 3022.0923 | 6124.9404 | 8226.4992 | 26584.2713 | 8365.5348 | 9976.6906 | 4038.4157 | 7106.1191 | n/a | 7821.1423 | 5554.5749 | 4031.7844 | 9050.9242 | 11177.7707 | 7631.2463 | 1604.2484 | 3687.3562 | 7446.8519 | 3073.5731 | 6248.018 | 9315.9316 | 3050.7496 | 4345.7481 | 173.9839 | 145.8108 | 145.8108 | 180.1664 | 200.4362 | 162.6416 | 218.4743 | 178.0298 | 218.4743 | 175.2946 | 181.7364 | 149.9886 | 147.3181 | 155.0746 | 146.2627 | 168149.5165 | 9512.9621 | 4115.7144 | 74340.9883 | 33427.2782 | 14015.1349 | 5483.0282 | 5046.5202 | 4234.2631 | 4024.5811 | 22234.0267 | 5867.2819 | 7282.3502 | 4637.3258 | 5720.6689 | 157754 | 17119.6044 | 9670.2893 | 73715.6561 | 40708.1025 | 24388.1891 | 12695.8745 | 6475.4686 | 7816.1193 | 11363.8331 | 24768.8997 | 11418.1834 | 15305.1818 | 7552.6754 | 10037.4171 | 132.5957 | 132.5957 | 132.5957 | 132.5957 | 132.5957 | 132.5957 | 132.5957 | 132.5957 | 132.5957 | 132.5957 | 272.6045 | 132.5957 | 132.5957 | 132.5957 | 132.5957 | 0.047332 | 0.0018811 | 3.1823e-12 | 0.00062881 | 0.0017379 | 9.8044e-12 | 0.0026796 | 2.7722e-20 | 1.4347e-05 | 1.2954e-08 | 0.31075 | 3.0544e-08 | 2.5175e-11 | 2.052e-19 | 2.1666e-09 | 0.047332 | 0.049213 | 0.049213 | 0.04796 | 0.049698 | 0.04796 | 0.052378 | 0.049698 | 0.052392 | 0.04796 | 0.35809 | 0.047332 | 0.04796 | 0.047332 | 0.047332
84 | 154478.1032 | 15923.7292 | 5953.1917 | 66434.6684 | 36874.3418 | 15819.6264 | 11698.4176 | 2949.6306 | 6201.8782 | 7844.9738 | 26220.9975 | 8123.1915 | 9848.4733 | 3902.0397 | 7121.6102 | n/a | 8524.9792 | 7011.2578 | 5086.2156 | 8775.4482 | 8776.9755 | 9231.4155 | 2073.3414 | 4294.662 | 6736.6652 | 3973.2077 | 3800.6161 | 6220.5077 | 3374.5318 | 4087.3882 | 137.3944 | 106.207 | 106.207 | 144.2515 | 168.6849 | 119.9547 | 190.4639 | 141.6316 | 190.4639 | 135.2319 | 149.5832 | 104.6776 | 106.7627 | 117.392 | 106.7526 | 162143.0566 | 10014.0903 | 4028.8302 | 68414.6585 | 30197.4502 | 14244.8266 | 4909.4975 | 5201.5694 | 4226.213 | 3875.7038 | 24753.5254 | 5708.4888 | 5722.795 | 4519.578 | 6051.2537 | 155469.9 | 18409.4694 | 11030.988 | 70389.9741 | 38346.4984 | 22073.9022 | 13685.3129 | 7229.9108 | 8070.4751 | 10026.7691 | 27211.8764 | 9146.8049 | 10744.5027 | 7645.2098 | 10114.4419 | 151.76 | 151.76 | 151.76 | 151.76 | 151.76 | 151.76 | 151.76 | 151.76 | 151.76 | 151.76 | 151.76 | 151.76 | 151.76 | 151.76 | 151.76 | 0.07512 | 0.00011136 | 5.7494e-16 | 0.0040307 | 0.011367 | 4.8522e-09 | 0.00013783 | 3.5237e-25 | 7.0248e-06 | 7.3005e-07 | 0.0099075 | 0.00032897 | 0.0010553 | 3.5805e-21 | 1.5838e-09 | 0.07512 | 0.075231 | 0.075231 | 0.079151 | 0.090518 | 0.079151 | 0.090655 | 0.090518 | 0.090662 | 0.079151 | 0.085027 | 0.075449 | 0.080206 | 0.07512 | 0.07512
85 | 153360.5523 | 15738.3011 | 5986.739 | 65969.1402 | 36789.3126 | 15685.2381 | 11911.1909 | 2954.5259 | 6248.1041 | 8177.1285 | 26127.9325 | 8204.0892 | 9959.5246 | 4005.5503 | 7112.9306 | n/a | 10285.4384 | 6115.7461 | 4204.9902 | 8734.2184 | 9466.5488 | 8236.2075 | 2142.9641 | 4056.4577 | 8354.5202 | 4076.3428 | 6572.569 | 7166.4247 | 2860.9728 | 4890.4615 | 124.843 | 92.3468 | 92.3468 | 131.9921 | 158.1126 | 105.0511 | 181.4064 | 129.1777 | 181.4064 | 121.3908 | 138.7399 | 88.7115 | 92.5567 | 104.3098 | 92.9304 | 169965.6654 | 11837.1941 | 4274.4636 | 68854.4523 | 31530.4463 | 14656.7324 | 5782.8543 | 5018.8263 | 4366.6128 | 4810.4972 | 27189.7864 | 5844.6383 | 7302.9366 | 4608.7204 | 6115.0868 | 155482.6 | 19972.6325 | 10311.7097 | 67703.7771 | 37803.7647 | 23253.9812 | 13860.9618 | 6832.4904 | 8423.0705 | 12693.2174 | 30350.2292 | 12019.7073 | 14194.9614 | 6636.6932 | 10529.7483 | 108.48 | 108.48 | 108.48 | 108.48 | 108.48 | 108.48 | 108.48 | 108.48 | 108.48 | 108.48 | 108.48 | 108.48 | 108.48 | 108.48 | 108.48 | 0.053187 | 1.4966e-06 | 7.8445e-14 | 0.015807 | 0.016917 | 1.4878e-10 | 0.00016945 | 5.5814e-23 | 1.863e-06 | 1.6373e-11 | 8.2231e-05 | 6.2234e-10 | 1.8752e-09 | 3.3341e-15 | 1.3906e-10 | 0.053187 | 0.053189 | 0.053189 | 0.068994 | 0.085912 | 0.068994 | 0.086081 | 0.085912 | 0.086083 | 0.068994 | 0.05327 | 0.053187 | 0.068994 | 0.053187 | 0.053187
86 | 145604.0392 | 15147.1057 | 5650.0074 | 62926.199 | 34928.9326 | 14572.5362 | 10988.6264 | 2919.9521 | 5700.761 | 7490.2508 | 24980.5369 | 7581.1638 | 9424.3409 | 3801.5658 | 6804.5561 | n/a | 11710.3945 | 6303.1752 | 3673.4484 | 7557.8064 | 8364.3305 | 9045.0175 | 1258.9161 | 4752.2273 | 9008.9361 | 3605.5695 | 8498.9377 | 8435.2137 | 2747.7077 | 4831.9987 | 114.2802 | 81.0572 | 81.0572 | 121.5924 | 148.7798 | 92.8641 | 173.0328 | 118.6535 | 173.0328 | 109.8767 | 129.3606 | 75.8517 | 81.0026 | 93.5127 | 81.6648 | 165681.9645 | 10798.5181 | 4144.8895 | 67027.5933 | 31687.838 | 14354.4251 | 4969.3165 | 5024.8019 | 4241.9831 | 4245.9875 | 25830.4604 | 5990.4525 | 7013.4823 | 4577.9167 | 6074.06 | 150080.5 | 22432.8126 | 10385.2647 | 65447.4061 | 37649.9088 | 21340.2556 | 13182.6984 | 6283.718 | 8761.0104 | 13204.9236 | 26166.0236 | 13894.4903 | 15257.396 | 7232.7244 | 9660.7424 | 62.1418 | 62.1418 | 62.1418 | 62.1418 | 62.1418 | 62.1418 | 62.1418 | 62.1418 | 62.1418 | 62.1418 | 62.1418 | 62.1418 | 62.1418 | 62.1418 | 62.1418 | 0.01391 | 4.6004e-10 | 1.006e-15 | 0.010032 | 0.0033463 | 3.0698e-10 | 5.0634e-05 | 1.9745e-20 | 8.8322e-09 | 4.3831e-15 | 0.0068154 | 3.8739e-16 | 8.7405e-13 | 4.7153e-20 | 1.6162e-09 | 0.01391 | 0.01391 | 0.01391 | 0.023942 | 0.027289 | 0.023942 | 0.027339 | 0.027289 | 0.027339 | 0.023942 | 0.020726 | 0.01391 | 0.023942 | 0.01391 | 0.01391
87 | 152141.7427 | 15567.9834 | 5897.4852 | 65488.2933 | 36444.112 | 15182.5038 | 12034.2051 | 3024.5876 | 5974.194 | 7723.7685 | 25809.6446 | 8298.8275 | 9576.9807 | 4006.3127 | 6902.1664 | n/a | 10498.1786 | 5454.2191 | 3526.0397 | 9315.4038 | 8602.8244 | 9818.393 | 1769.3983 | 4555.7163 | 5688.3041 | 4737.6222 | 6980.3462 | 7220.6922 | 4039.2885 | 5258.7217 | 106.3712 | 69.846 | 69.846 | 114.4147 | 145.0006 | 81.122 | 172.2963 | 111.0948 | 172.2963 | 100.2688 | 124.2094 | 61.9752 | 69.3976 | 83.8642 | 70.5298 | 164118.5611 | 10951.4515 | 4134.4303 | 65280.8356 | 31046.2987 | 14010.1103 | 5684.3464 | 5060.798 | 4176.8441 | 4317.6003 | 24007.4636 | 5739.0749 | 5983.3971 | 4591.5807 | 6141.0651 | 153482 | 18723.0443 | 8356.8494 | 65633.8 | 39605.2025 | 21060.2594 | 15495.1394 | 6719.3963 | 8732.5605 | 8673.7291 | 27836.7857 | 12498.9212 | 13141.2893 | 8383.8692 | 11339.8868 | 127.69 | 127.69 | 127.69 | 171.28 | 171.28 | 171.28 | 171.28 | 171.28 | 171.28 | 171.28 | 127.69 | 171.28 | 171.28 | 127.69 | 127.69 | 0.067162 | 1.8843e-05 | 7.7596e-09 | 0.034996 | 0.0025175 | 6.7364e-09 | 2.6444e-06 | 1.5512e-21 | 7.4299e-08 | 0.00031177 | 0.0020466 | 1.2638e-10 | 1.5357e-08 | 8.3424e-24 | 1.9331e-13 | 0.067162 | 0.067181 | 0.067181 | 0.10216 | 0.10468 | 0.10216 | 0.10468 | 0.10468 | 0.10468 | 0.10247 | 0.069209 | 0.067162 | 0.10216 | 0.067162 | 0.067162
88 | 154278.9673 | 15504.558 | 6014.0248 | 66356.599 | 36898.4033 | 15566.7722 | 11620.9676 | 3023.4085 | 6023.4576 | 7985.5618 | 26066.7125 | 8223.659 | 9988.5983 | 3936.381 | 7175.6175 | n/a | 9347.918 | 6535.5362 | 5308.5104 | 9185.5443 | 12341.6548 | 9350.7207 | 2012.9185 | 3957.8172 | 6315.4425 | 3227.2843 | 6111.7211 | 6148.3453 | 3105.839 | 6356.7199 | 74.0437 | 37.014 | 37.014 | 82.2062 | 114.4358 | 45.4558 | 143.2171 | 78.6845 | 143.2171 | 65.6448 | 94.3363 | 25.2669 | 35.8781 | 51.7952 | 37.7351 | 161542.654 | 9484.4957 | 4030.9378 | 65889.6733 | 30391.8182 | 14009.5823 | 5287.6703 | 5097.0068 | 4306.6518 | 4516.4768 | 25166.5928 | 5877.32 | 7305.7802 | 4411.8198 | 6202.0679 | 155231.8 | 18800.6137 | 10566.474 | 67482.8837 | 37599.8625 | 24983.8371 | 14164.691 | 7109.9253 | 7790.769 | 10475.1193 | 27833.3231 | 11833.6411 | 13332.6256 | 7367.4587 | 12285.2878 | 123.53 | 123.53 | 123.53 | 123.53 | 123.53 | 123.53 | 123.53 | 123.53 | 123.53 | 123.53 | 123.53 | 123.53 | 123.53 | 123.53 | 123.53 | 0.075824 | 1.2904e-05 | 2.1356e-14 | 0.021503 | 0.022289 | 1.1165e-12 | 2.6554e-05 | 1.338e-23 | 8.7864e-06 | 1.9626e-07 | 0.0031048 | 1.717e-09 | 6.7529e-08 | 1.9233e-19 | 1.1782e-14 | 0.075824 | 0.075837 | 0.075837 | 0.097328 | 0.11962 | 0.097328 | 0.11964 | 0.11962 | 0.11965 | 0.097328 | 0.078929 | 0.075824 | 0.097328 | 0.075824 | 0.075824
89 | 152647.4668 | 15428.9644 | 5709.2478 | 65702.5132 | 36370.8555 | 15312.3745 | 11713.4139 | 3043.0482 | 5932.0504 | 7507.0494 | 26036.1638 | 7713.4311 | 9630.0173 | 3990.4337 | 7246.4668 | n/a | 10762.8448 | 4297.3769 | 5069.9783 | 8242.6456 | 8087.831 | 7817.5933 | 2190.2484 | 5597.1556 | 9205.1225 | 4233.2402 | 5609.57 | 6233.2494 | 2950.5374 | 4100.0379 | 19.1781 | -21.4933 | -21.4933 | 28.1581 | 65.803 | -17.7192 | 99.4535 | 24.0032 | 99.4535 | 5.8854 | 45.5268 | -41.3237 | -23.9936 | -4.2114 | -20.6502 | 168948.6674 | 10442.2451 | 4114.509 | 70690.6173 | 30033.5717 | 14664.4511 | 5176.7639 | 5164.169 | 4440.3266 | 4097.767 | 25901.7472 | 5953.8876 | 6055.2981 | 4632.1797 | 5955.8185 | 153367.3 | 20499.7899 | 8268.9859 | 71524.6783 | 36600 | 21837.7821 | 13110.6419 | 7101.3173 | 9971.3822 | 12795.9895 | 27545.8873 | 11155.8576 | 11689.3475 | 6842.8669 | 9765.5564 | 106.35 | 106.35 | 106.35 | 106.35 | 116.5 | 106.35 | 116.5 | 116.5 | 116.5 | 106.35 | 106.35 | 106.35 | 106.35 | 106.35 | 106.35 | 0.081321 | 1.5392e-07 | 2.3845e-09 | 0.001217 | 0.033561 | 1.4167e-09 | 0.00075265 | 2.584e-23 | 1.483e-10 | 4.2895e-14 | 0.0045344 | 1.2921e-09 | 8.1263e-06 | 2.3948e-16 | 2.9907e-08 | 0.081321 | 0.081321 | 0.081321 | 0.082538 | 0.1161 | 0.082538 | 0.11685 | 0.1161 | 0.11685 | 0.082538 | 0.085855 | 0.081321 | 0.082546 | 0.081321 | 0.081321
90 | 155866.1724 | 15680.0273 | 5643.8438 | 66964.6072 | 37199.2041 | 15354.29 | 12039.2341 | 3126.9478 | 6191.5118 | 7800.7957 | 26643.3673 | 8077.542 | 9901.9521 | 3961.8371 | 7064.7023 | n/a | 6697.0121 | 5694.9367 | 3886.7776 | 8056.4879 | 7829.5349 | 8167.6986 | 1817.9303 | 4154.6297 | 6077.0206 | 5134.6148 | 5301.4546 | 6251.3165 | 3653.9221 | 5198.2367 | 113.9849 | 79.2147 | 79.2147 | 121.6389 | 150.2953 | 91.0745 | 175.862 | 118.5372 | 175.862 | 109.0086 | 130.1345 | 73.1406 | 79.0443 | 92.3449 | 79.8552 | 171099.4297 | 11604.2322 | 4164.5046 | 71775.8813 | 31619.8987 | 15014.0783 | 5644.8109 | 5164.2451 | 4339.7698 | 4826.7526 | 23172.9405 | 5794.2223 | 7130.0651 | 4684.9453 | 6092.536 | 158368 | 17961.2443 | 9680.9413 | 71040.159 | 37323.3867 | 22068.8132 | 13795.4095 | 6982.1754 | 8494.3995 | 10493.7731 | 27961.3553 | 10730.8769 | 12436.3816 | 8013.4674 | 10865.3727 | 89.4758 | 89.4758 | 89.4758 | 89.4758 | 175.7108 | 89.4758 | 175.7108 | 175.7108 | 175.7108 | 89.4758 | 89.4758 | 89.4758 | 89.4758 | 89.4758 | 89.4758 | 0.047775 | 0.00016698 | 1.0255e-13 | 0.0038167 | 0.03692 | 9.0713e-10 | 0.00030825 | 1.0258e-21 | 9.4748e-07 | 5.3141e-08 | 0.006305 | 1.2581e-07 | 1.5331e-06 | 2.0089e-22 | 1.3514e-11 | 0.047775 | 0.047942 | 0.047942 | 0.051592 | 0.088512 | 0.051592 | 0.08882 | 0.088512 | 0.088821 | 0.051592 | 0.05408 | 0.047776 | 0.051594 | 0.047775 | 0.047775
91 | 152731.595 | 15511.0382 | 5844.3936 | 65716.4168 | 36546.8702 | 15251.6956 | 11784.6587 | 2921.5857 | 6060.3598 | 7625.6731 | 25812.1704 | 7939.9941 | 9942.0753 | 3961.6441 | 6957.2788 | n/a | 10286.193 | 4775.9533 | 3069.6871 | 7953.9811 | 9600.6194 | 9437.1006 | 2243.0669 | 4790.5212 | 7731.4323 | 3853.993 | 5819.6725 | 6147.5455 | 3080.4338 | 5076.206 | 109.4326 | 75.3876 | 75.3876 | 116.9274 | 145.0647 | 86.8077 | 170.1694 | 113.8804 | 170.1694 | 104.4177 | 125.3874 | 69.1977 | 75.1769 | 88.2806 | 76.0165 | 162924.731 | 10789.1242 | 4286.7378 | 67558.1157 | 27885.7018 | 13449.4961 | 5098.6328 | 5121.5342 | 4205.7844 | 4150.1903 | 22550.9329 | 5927.7148 | 7125.5334 | 4560.434 | 5983.7216 | 151845.5 | 20175.5862 | 9001.991 | 67758.5028 | 34658.4829 | 22599.1155 | 14331.1334 | 7319.601 | 8879.0056 | 11851.5226 | 23318.1259 | 11326.4873 | 12262.579 | 7390.1678 | 10860.1276 | 206.64 | 206.64 | 206.64 | 206.64 | 234.0239 | 206.64 | 234.0239 | 234.0239 | 234.0239 | 206.64 | 222.9279 | 206.64 | 206.64 | 206.64 | 206.64 | 0.13273 | 4.4684e-07 | 7.4782e-11 | 0.013499 | 0.16945 | 1.5358e-10 | 2.9178e-05 | 4.8548e-26 | 6.7504e-08 | 1.5215e-11 | 0.69917 | 2.7871e-09 | 3.7451e-06 | 2.5497e-19 | 5.3301e-12 | 0.13273 | 0.13273 | 0.13273 | 0.14623 | 0.31567 | 0.14623 | 0.3157 | 0.31567 | 0.3157 | 0.14623 | 0.8319 | 0.13273 | 0.14623 | 0.13273 | 0.13273
92 | 151482.6283 | 15429.3038 | 6085.6846 | 65250.0755 | 36378.9461 | 15616.3703 | 11699.3039 | 2928.0448 | 6020.5833 | 7983.9891 | 25702.387 | 7955.0824 | 9486.8315 | 4207.0182 | 6875.9366 | n/a | 9848.8618 | 5503.1687 | 5012.8627 | 11148.3435 | 9908.2498 | 7308.9798 | 1536.4675 | 4383.2582 | 6650.4156 | 6035.5303 | 6032.1026 | 6689.0223 | 4079.2952 | 4630.8913 | 112.7175 | 77.4411 | 77.4411 | 120.4835 | 149.6629 | 89.2147 | 175.6977 | 117.3232 | 175.6977 | 107.4772 | 129.2934 | 70.9523 | 77.2092 | 90.8118 | 78.0933 | 162755.6211 | 9331.8351 | 4046.6762 | 67260.4035 | 27419.1082 | 15388.8519 | 5461.5491 | 5078.3174 | 4392.8154 | 4628.9653 | 24563.1605 | 6168.9279 | 6136.2511 | 4578.8514 | 6129.8131 | 155550.2211 | 18665.7969 | 9534.0449 | 69053.6662 | 36546.4517 | 24710.6017 | 12694.3289 | 6566.0849 | 8745.8737 | 10771.2809 | 29541.4908 | 12122.6305 | 12697.4734 | 8381.2466 | 10455.3044 | 67.7625 | 67.7625 | 67.7625 | 67.7625 | 170.4152 | 67.7625 | 170.4152 | 170.4152 | 170.4152 | 67.7625 | 67.7625 | 67.7625 | 67.7625 | 67.7625 | 67.7625 | 0.020165 | 1.4372e-05 | 2.7714e-11 | 0.0042427 | 0.035445 | 2.7544e-12 | 0.0023758 | 7.2284e-22 | 9.6041e-08 | 4.5649e-08 | 0.00013202 | 6.333e-11 | 5.8446e-08 | 8.0197e-22 | 2.7342e-11 | 0.020165 | 0.02018 | 0.02018 | 0.024408 | 0.059853 | 0.024408 | 0.062229 | 0.059853 | 0.062229 | 0.024408 | 0.020297 | 0.020165 | 0.024408 | 0.020165 | 0.020165
93 | 158013.7596 | 16001.1283 | 5932.3486 | 67815.7228 | 37769.0218 | 15793.0109 | 12018.1474 | 3063.3137 | 6018.3312 | 8028.7875 | 26940.2428 | 8542.8398 | 10195.3419 | 4004.6695 | 7305.8048 | n/a | 10331.8611 | 7105.2383 | 3989.0188 | 7030.5509 | 10064.3216 | 9260.7248 | 1345.9039 | 4581.8818 | 6370.2156 | 3467.5056 | 6150.7915 | 5369.2172 | 3345.5637 | 5267.2756 | 95.1775 | 58.7124 | 58.7124 | 103.2103 | 134.144 | 68.995 | 161.7562 | 99.845 | 161.7562 | 88.3639 | 113.7062 | 49.6262 | 58.0426 | 72.8932 | 59.4042 | 162378.6721 | 9968.1867 | 4166.5901 | 65834.621 | 29517.773 | 14224.3744 | 5015.2783 | 5138.9133 | 4304.1147 | 4669.466 | 25857.2738 | 5669.5802 | 7009.7237 | 4576.0031 | 5700.3631 | 155515.3416 | 19394.8478 | 11182.5284 | 66994.5092 | 34908.9934 | 24071.096 | 13663.2726 | 6471.8172 | 8885.9965 | 11024.8816 | 28042.5794 | 11617.5717 | 12233.7409 | 7875.7668 | 10919.8388 | 237.4939 | 237.4939 | 237.4939 | 239.4797 | 239.6111 | 239.4797 | 239.6111 | 239.6111 | 239.6111 | 239.4797 | 237.4939 | 239.4797 | 239.4797 | 237.4939 | 237.4939 | 0.21164 | 1.3149e-05 | 1.7192e-16 | 0.056171 | 0.31043 | 2.8189e-11 | 0.00041679 | 8.3071e-20 | 4.8867e-08 | 1.7842e-08 | 0.0087778 | 3.7078e-08 | 1.4099e-05 | 2.5625e-21 | 7.7929e-11 | 0.21164 | 0.21165 | 0.21165 | 0.26781 | 0.57824 | 0.26781 | 0.57866 | 0.57824 | 0.57866 | 0.26781 | 0.22042 | 0.21164 | 0.26782 | 0.21164 | 0.21164
94 | 158353.7945 | 16218.5128 | 6115.6831 | 67960.2925 | 37751.9868 | 15717.5838 | 12036.8794 | 3106.3277 | 6389.1775 | 8372.0702 | 26816.5234 | 8055.3116 | 10171.2188 | 4046.15 | 7097.3043 | n/a | 8668.4788 | 6556.344 | 3507.8812 | 9628.5278 | 8896.2732 | 6643.2412 | 1790.296 | 4622.0971 | 6797.9336 | 4605.0817 | 6682.5329 | 6968.5272 | 4211.6785 | 5011.1726 | 100.6373 | 66.0368 | 66.0368 | 108.257 | 137.2359 | 76.7071 | 163.0975 | 105.1114 | 163.0975 | 94.848 | 117.5439 | 58.5663 | 65.6093 | 79.3184 | 66.6846 | 164107.9574 | 8967.5864 | 4178.3141 | 68153.4306 | 32272.2284 | 13983.8717 | 5862.6058 | 5164.8478 | 4646.5729 | 4096.4729 | 24181.6264 | 5922.644 | 6009.9883 | 4701.6029 | 5809.9641 | 158623.2 | 17457.4652 | 10556.0581 | 69383.8544 | 40107.2988 | 22641.3449 | 12284.347 | 6836.7438 | 9189.97 | 10724.4065 | 27169.3082 | 12536.3769 | 12894.0155 | 8737.5813 | 10523.3367 | 161.46 | 161.46 | 161.46 | 161.46 | 161.46 | 161.46 | 161.46 | 161.46 | 161.46 | 161.46 | 161.46 | 161.46 | 161.46 | 161.46 | 161.46 | 0.093539 | 0.0023316 | 6.84e-14 | 0.018859 | 0.0055141 | 7.9808e-10 | 0.020712 | 3.3035e-21 | 1.4406e-07 | 6.529e-07 | 0.025704 | 1.7977e-11 | 9.6281e-07 | 4.0038e-25 | 1.2642e-10 | 0.093539 | 0.09587 | 0.09587 | 0.1124 | 0.11791 | 0.1124 | 0.13862 | 0.11791 | 0.13862 | 0.1124 | 0.11924 | 0.093539 | 0.1124 | 0.093539 | 0.093539
95 | 156826.0509 | 15844.561 | 5945.9685 | 67351.4417 | 37411.1559 | 16038.099 | 12285.6178 | 3066.8062 | 6441.0585 | 8263.5227 | 26659.3785 | 8507.0385 | 10083.7169 | 4187.4124 | 7608.8367 | n/a | 10238.8822 | 5135.0991 | 3670.9146 | 8788.3895 | 9820.1122 | 8658.7448 | 1971.8908 | 4631.5257 | 6086.3746 | 4665.1184 | 7499.3752 | 7745.5229 | 3170.4658 | 4521.917 | 141.7887 | 109.6328 | 109.6328 | 148.8586 | 174.0461 | 123.8188 | 196.4973 | 146.158 | 196.4973 | 139.5674 | 154.3476 | 108.0702 | 110.2084 | 121.163 | 110.1952 | 170511.8424 | 9490.5899 | 4189.319 | 71785.4029 | 30097.3498 | 14783.1176 | 5406.2607 | 5230.7588 | 4059.2068 | 5062.346 | 26327.4005 | 5656.9363 | 5635.6301 | 4607.2587 | 5817.2313 | 159294.1 | 19242.3721 | 9298.4181 | 73205.248 | 37869.8 | 23390.9298 | 14030.5055 | 7176.3497 | 8675.3325 | 10826.7206 | 28073.319 | 12266.0116 | 13700.4229 | 7534.6245 | 9935.1483 | 111.31 | 111.31 | 111.31 | 111.31 | 152.18 | 111.31 | 152.18 | 152.18 | 152.18 | 111.31 | 111.31 | 111.31 | 111.31 | 111.31 | 111.31 | 0.048675 | 1.202e-05 | 3.0815e-11 | 0.0013052 | 0.027701 | 3.8948e-10 | 0.00035072 | 2.0459e-23 | 1.9286e-06 | 2.0871e-07 | 0.0054915 | 1.5345e-09 | 2.6221e-08 | 5.1375e-18 | 1.629e-07 | 0.048675 | 0.048687 | 0.048687 | 0.049981 | 0.077682 | 0.049981 | 0.078033 | 0.077682 | 0.078035 | 0.049981 | 0.054167 | 0.048675 | 0.049981 | 0.048675 | 0.048676
96 | 156690.0972 | 15848.7908 | 6033.4572 | 67303.0362 | 37443.3142 | 15501.7882 | 11993.5398 | 3160.277 | 6015.0185 | 7737.1721 | 26504.3025 | 8163.6191 | 9885.4896 | 3932.2003 | 7253.4957 | n/a | 8372.083 | 5898.241 | 4772.9915 | 9667.65 | 10960.6949 | 9976.3634 | 1699.0256 | 3390.4641 | 7081.1456 | 3867.9544 | 7106.5953 | 5696.7975 | 3983.681 | 6100.9823 | 107.0147 | 72.7683 | 72.7683 | 114.5546 | 142.9692 | 83.9848 | 168.323 | 111.4754 | 168.323 | 101.7695 | 123.2643 | 66.2001 | 72.4946 | 85.7892 | 73.4035 | 166145.4379 | 10419.2517 | 4262.9077 | 71443.5633 | 30449.8256 | 13437.1298 | 5181.2537 | 5199.9152 | 4548.1263 | 4175.7443 | 24125.5671 | 5988.0718 | 7733.2728 | 4513.4212 | 5817.7847 | 159441.7379 | 18488.2347 | 10141.2487 | 73938.8548 | 39149.4755 | 24338.7247 | 15066.5171 | 6850.0407 | 7938.5903 | 11241.2899 | 26689.0215 | 13051.1671 | 13419.3703 | 8322.4022 | 11859.567 | 78.9983 | 78.9983 | 78.9983 | 78.9983 | 78.9983 | 78.9983 | 78.9983 | 78.9983 | 78.9983 | 78.9983 | 139.4556 | 78.9983 | 78.9983 | 78.9983 | 78.9983 | 0.044546 | 7.4779e-05 | 3.7568e-13 | 0.00080672 | 0.0094782 | 4.502e-12 | 7.5822e-06 | 1.1184e-20 | 4.1572e-06 | 7.9345e-10 | 0.032656 | 3.4582e-12 | 2.7482e-08 | 2.827e-24 | 2.6646e-13 | 0.044546 | 0.044621 | 0.044621 | 0.045353 | 0.054831 | 0.045353 | 0.054839 | 0.054831 | 0.054843 | 0.045353 | 0.077202 | 0.044546 | 0.045353 | 0.044546 | 0.044546
97 | 152923.3982 | 15349.0903 | 6018.5988 | 65806.295 | 36476.0163 | 15220.188 | 11497.4395 | 2930.7318 | 5848.6484 | 7804.8257 | 25999.2984 | 7888.8256 | 9417.0385 | 3880.7007 | 7169.7246 | n/a | 9131.4789 | 5394.2501 | 4051.0353 | 8464.8233 | 10500.966 | 8757.4324 | 2035.1625 | 4988.9532 | 8247.5001 | 3475.8315 | 5191.7601 | 8636.7406 | 4238.2427 | 3485.2352 | 100.5571 | 65.6342 | 65.6342 | 108.248 | 137.5335 | 76.314 | 163.6694 | 105.0684 | 163.6694 | 94.6473 | 117.6876 | 57.9808 | 65.1823 | 79.0568 | 66.289 | 167815.8387 | 11017.523 | 4459.1076 | 69403.2707 | 29582.8196 | 14822.0225 | 5188.5875 | 5206.9756 | 4207.9617 | 4532.1819 | 23968.6591 | 5704.5411 | 7034.0746 | 4655.596 | 6350.5828 | 154636.5 | 18863.8019 | 9726.7577 | 66915.606 | 36250.1428 | 24463.0885 | 13824.1199 | 7242.1381 | 9169.5149 | 12587.982 | 26111.5 | 10228.1012 | 14026.6153 | 8495.8387 | 9805.118 | 107.5 | 107.5 | 107.5 | 107.5 | 213.9435 | 107.5 | 213.9435 | 213.9435 | 213.9435 | 107.5 | 150.08 | 107.5 | 107.5 | 107.5 | 107.5 | 0.060047 | 6.9019e-06 | 4.299e-12 | 0.021586 | 0.050181 | 1.0171e-12 | 4.6249e-05 | 1.6977e-25 | 3.6682e-09 | 1.5386e-12 | 0.036188 | 4.3555e-07 | 1.473e-10 | 1.0347e-25 | 1.3345e-08 | 0.060047 | 0.060054 | 0.060054 | 0.081633 | 0.13181 | 0.081633 | 0.13186 | 0.13181 | 0.13186 | 0.081633 | 0.096236 | 0.060048 | 0.081633 | 0.060047 | 0.060047
98 | 149548.9222 | 14995.2213 | 5442.5984 | 64476.409 | 35907.8676 | 14950.468 | 11658.8464 | 3038.3705 | 5886.4102 | 7737.1412 | 25485.8988 | 7887.0721 | 9446.3994 | 3910.4922 | 6576.784 | n/a | 9619.4067 | 6443.3003 | 3854.1346 | 11606.6053 | 10395.9084 | 7956.4302 | 1833.745 | 3319.896 | 7868.1864 | 3683.0419 | 5092.0643 | 6286.215 | 3489.0295 | 4428.0441 | 124.4183 | 89.9908 | 89.9908 | 131.9941 | 159.9506 | 102.7561 | 184.8861 | 128.9763 | 184.8861 | 120.2475 | 139.6537 | 85.2648 | 90.055 | 102.7969 | 90.6155 | 166571.9044 | 10705.1533 | 4138.3292 | 65873.7889 | 28563.4852 | 13911.5113 | 4497.3701 | 5140.1131 | 3980.7055 | 4377.915 | 26192.6777 | 5640.3552 | 6840.5486 | 4545.1326 | 6207.297 | 151941.7 | 16398.7202 | 9169.0896 | 65601.1 | 38132.7904 | 23992.2433 | 12453.8003 | 6973.8581 | 7300.6014 | 11952.725 | 27561.0726 | 10710.6195 | 12925.8636 | 7953.0622 | 10630.0412 | 97.4637 | 97.4637 | 97.4637 | 97.667 | 97.667 | 97.667 | 97.667 | 97.667 | 97.667 | 97.667 | 97.4637 | 97.667 | 97.667 | 97.4637 | 97.4637 | 0.047999 | 0.0012093 | 3.2492e-13 | 0.021172 | 0.0055905 | 1.1238e-12 | 0.0041854 | 1.05e-22 | 3.9672e-05 | 2.1886e-11 | 0.0018306 | 3.9954e-08 | 1.7878e-08 | 1.2124e-22 | 5.6824e-13 | 0.047999 | 0.049208 | 0.049208 | 0.069171 | 0.074761 | 0.069171 | 0.078947 | 0.074761 | 0.078986 | 0.069171 | 0.049829 | 0.047999 | 0.069171 | 0.047999 | 0.047999
99 | 154971.6921 | 15399.367 | 6048.0944 | 66639.3251 | 37025.585 | 15524.2576 | 12047.0426 | 3057.1523 | 5933.0788 | 8204.527 | 26272.8037 | 8013.6978 | 9715.9032 | 4041.5935 | 7352.0764 | n/a | 10620 | 4269.5384 | 3022.4674 | 8031.501 | 9716.8472 | 6460.3087 | 1680.3118 | 3680.11 | 5463.8104 | 3522.2039 | 5873.8686 | 8797.0928 | 3114.0116 | 3797.7503 | 92.6309 | 58.8967 | 58.8967 | 100.0611 | 128.5127 | 68.8145 | 153.9067 | 96.969 | 153.9067 | 86.6275 | 109.4727 | 51.0017 | 58.3694 | 71.9383 | 59.5329 | 167213.8321 | 9837.4897 | 4209.9297 | 69924.9617 | 31567.3004 | 14049.6685 | 5001.6808 | 5084.6733 | 4143.7926 | 3959.0295 | 24654.8245 | 5833.2351 | 6926.5769 | 4638.6505 | 6031.1398 | 157945.1 | 20231.5897 | 8400.6681 | 69350.5291 | 37678.0014 | 23347.0157 | 10885.7895 | 6759.3851 | 7293.3026 | 9175.84 | 27164.7284 | 11534.6037 | 14558.9697 | 7721.7621 | 9802.8901 | 66.1586 | 66.1586 | 66.1586 | 66.1586 | 94.7551 | 66.1586 | 230.8601 | 94.7551 | 230.8601 | 66.1586 | 66.1586 | 66.1586 | 66.1586 | 66.1586 | 66.1586 | 0.041342 | 2.7138e-07 | 2.2309e-08 | 0.0087618 | 0.023309 | 6.3339e-11 | 0.54631 | 2.2838e-21 | 5.4173e-05 | 0.00037317 | 0.011495 | 1.6914e-09 | 1.0323e-10 | 3.2766e-20 | 5.3299e-08 | 0.041342 | 0.041342 | 0.041342 | 0.050104 | 0.073413 | 0.050104 | 0.61972 | 0.073413 | 0.61978 | 0.050477 | 0.052837 | 0.041342 | 0.050104 | 0.041342 | 0.041342
100 | 155916.7775 | 15853.3341 | 5806.7572 | 66994.299 | 37227.379 | 15636.5877 | 11935.7369 | 2838.9534 | 6035.4354 | 8239.0934 | 26418.2284 | 8245.4843 | 9878.2301 | 3997.9602 | 6714.6565 | n/a | 7951.4612 | 4336.8436 | 3844.8215 | 8536.1698 | 7979.2168 | 9394.1912 | 1940.2882 | 4081.2557 | 7093.6759 | 3749.2908 | 5374.0588 | 7549.0886 | 3997.0191 | 5564.843 | 156.1399 | 123.1469 | 123.1469 | 163.3913 | 188.8493 | 138.6453 | 211.5352 | 160.6696 | 211.5352 | 154.5586 | 168.3293 | 122.732 | 123.9524 | 134.7976 | 123.7152 | 167621.2392 | 10348.9663 | 4305.6859 | 70618.5721 | 32796.6641 | 13589.5616 | 5111.9854 | 5224.1508 | 4174.4517 | 4279.6068 | 24365.8896 | 5677.7758 | 6650.154 | 4702.8333 | 5917.5025 | 159472.9 | 18229.7275 | 8571.8295 | 69746.5544 | 39105.1467 | 21124.2783 | 14392.2766 | 7164.4389 | 8255.7074 | 11304.0827 | 28015.2804 | 10676.5346 | 14095.0426 | 8342.0524 | 11210.9454 | 103.1796 | 103.1796 | 103.1796 | 103.1796 | 103.1796 | 103.1796 | 103.1796 | 103.1796 | 103.1796 | 103.1796 | 103.1796 | 103.1796 | 103.1796 | 103.1796 | 103.1796 | 0.030102 | 0.0001411 | 8.3592e-10 | 0.0086196 | 0.0081015 | 2.8613e-08 | 4.1192e-05 | 2.4899e-26 | 1.0634e-06 | 1.8672e-08 | 0.0041215 | 4.6523e-07 | 1.759e-09 | 1.1001e-23 | 6.5684e-14 | 0.030102 | 0.030243 | 0.030243 | 0.038722 | 0.046823 | 0.038722 | 0.046864 | 0.046823 | 0.046865 | 0.038722 | 0.034224 | 0.030103 | 0.038722 | 0.030102 | 0.030102
101 | 156796.9787 | 15821.9024 | 5677.3352 | 67344.2817 | 37387.8289 | 15779.5263 | 11935.1846 | 2969.8874 | 6130.4778 | 8121.8759 | 26683.788 | 8285.0525 | 10276.2149 | 4117.3078 | 7100.9673 | n/a | 10096.4467 | 6349.4873 | 3606.7075 | 8409.2126 | 8096.3798 | 9279.7817 | 2042.1756 | 5476.7188 | 6982.9995 | 3812.3343 | 5753.5557 | 6156.9656 | 4123.3004 | 4090.3866 | 127.1877 | 93.2758 | 93.2758 | 134.6489 | 162.0192 | 106.2598 | 186.4293 | 131.6977 | 186.4293 | 123.3826 | 141.8922 | 89.1371 | 93.4325 | 105.8121 | 93.8873 | 167479.238 | 11321.8514 | 4460.395 | 67689.8046 | 27637.1799 | 15306.2923 | 5270.1731 | 5108.1277 | 4362.8039 | 4671.2093 | 25406.0565 | 6122.5217 | 7125.1574 | 4709.1768 | 6080.3213 | 157896.438 | 20957.5981 | 10690.8823 | 68348.1121 | 35430.7925 | 23082.1721 | 14549.9548 | 7150.3033 | 9839.5227 | 11376.5088 | 28728.4908 | 11833.2774 | 11390.5229 | 8766.5772 | 10122.8079 | 147.3507 | 147.3507 | 147.3507 | 147.3507 | 243.0288 | 147.3507 | 243.0288 | 243.0288 | 243.0288 | 147.3507 | 147.3507 | 147.3507 | 147.3507 | 147.3507 | 147.3507 | 0.073046 | 1.7972e-07 | 1.8486e-16 | 0.023022 | 0.17234 | 3.2756e-10 | 2.6385e-05 | 1.7294e-24 | 1.2767e-09 | 6.0839e-09 | 0.002204 | 2.6031e-09 | 0.00052862 | 1.5854e-24 | 1.2777e-09 | 0.073046 | 0.073046 | 0.073046 | 0.096068 | 0.26841 | 0.096068 | 0.26844 | 0.26841 | 0.26844 | 0.096068 | 0.07525 | 0.073046 | 0.096597 | 0.073046 | 0.073046
102 | 153785.0066 | 15509.6555 | 5849.1756 | 66182.4081 | 36860.9932 | 15526.8271 | 11384.8222 | 2986.9651 | 5763.3934 | 8051.0693 | 26329.4327 | 8151.8697 | 9704.3151 | 3977.5742 | 6784.4553 | n/a | 13131.4214 | 7288.8046 | 4446.0269 | 11796.4115 | 9876.456 | 8654.1654 | 1416.5926 | 4467.1387 | 6419.7968 | 3111.8773 | 5531.7354 | 8306.5662 | 3857.1036 | 5702.9385 | 131.2182 | 99.6303 | 99.6303 | 138.1651 | 163.199 | 112.8522 | 185.5181 | 135.4749 | 185.5181 | 128.5082 | 144.0821 | 97.1963 | 100.0332 | 111.0927 | 100.1895 | 165080.8821 | 10776.9246 | 4265.8134 | 67322.7083 | 31251.9372 | 13261.5536 | 5163.6863 | 5195.9788 | 4426.0209 | 4115.3344 | 26530.585 | 5885.7509 | 7131.6654 | 4545.6598 | 6104.8607 | 155708.9 | 23582.946 | 11513.7179 | 67977.4352 | 41487.4488 | 22570.6096 | 13624.9517 | 6586.2713 | 8748.1596 | 10363.8312 | 27486.8802 | 11021.3864 | 14518.0316 | 8381.5635 | 11509.9992 | 119.01 | 119.01 | 119.01 | 119.01 | 119.01 | 119.01 | 119.01 | 119.01 | 119.01 | 119.01 | 119.01 | 119.01 | 119.01 | 119.01 | 119.01 | 0.056513 | 1.0177e-10 | 7.4268e-18 | 0.015381 | 0.00072237 | 4.7199e-10 | 5.5818e-05 | 2.8442e-21 | 1.5108e-08 | 5.1078e-07 | 0.0078028 | 5.0427e-08 | 1.1366e-10 | 4.3082e-24 | 2.2116e-14 | 0.056513 | 0.056513 | 0.056513 | 0.071894 | 0.072617 | 0.071894 | 0.072672 | 0.072617 | 0.072672 | 0.071895 | 0.064316 | 0.056513 | 0.071894 | 0.056513 | 0.056513
103 | 156265.7757 | 15972.9488 | 6075.1536 | 67145.6793 | 37469.9013 | 15843.3187 | 12059.1773 | 3110.9917 | 5934.0132 | 7963.7034 | 26559.5534 | 8279.3583 | 9850.6061 | 4076.754 | 7185.4134 | n/a | 11977.4867 | 6301.3735 | 3850.9195 | 8485.7034 | 7231.9161 | 9759.6746 | 1958.5036 | 4356.5858 | 5707.0416 | 4356.4644 | 5630.0448 | 6332.2678 | 3120.0606 | 3916.4134 | 113.008 | 78.7788 | 78.7788 | 120.5428 | 148.7246 | 90.5246 | 173.8674 | 117.493 | 173.8674 | 108.1613 | 128.8544 | 72.8879 | 78.6271 | 91.6913 | 79.4087 | 160134.0184 | 10086.327 | 4228.743 | 66262.578 | 31715.0398 | 14667.7804 | 5345.5294 | 5101.0188 | 4231.6432 | 4626.5275 | 22827.2606 | 6256.3195 | 6890.5581 | 4583.0406 | 5960.6386 | 155737.1184 | 21524.7136 | 10472.0165 | 69233.4975 | 39682.9433 | 21762.6965 | 15089.304 | 7014.6224 | 8582.729 | 10226.6691 | 26892.4249 | 11856.2643 | 13172.8259 | 7426.1012 | 9877.052 | 196.0093 | 196.0093 | 196.0093 | 196.0093 | 196.0093 | 196.0093 | 196.0093 | 196.0093 | 196.0093 | 196.0093 | 196.0093 | 196.0093 | 196.0093 | 196.0093 | 196.0093 | 0.11867 | 7.4784e-08 | 7.4641e-14 | 0.013491 | 0.0061377 | 1.1564e-08 | 8.9526e-06 | 4.61e-22 | 1.1483e-07 | 5.7653e-07 | 0.02633 | 2.2493e-09 | 6.1221e-08 | 1.8713e-18 | 1.0043e-08 | 0.11867 | 0.11867 | 0.11867 | 0.13216 | 0.1383 | 0.13216 | 0.13831 | 0.1383 | 0.13831 | 0.13216 | 0.145 | 0.11867 | 0.13216 | 0.11867 | 0.11867
104 | 148597.3801 | 14957.2096 | 5774.2081 | 64110.6637 | 35834.3111 | 15082.9574 | 11436.406 | 2914.7646 | 5736.7411 | 7516.8987 | 25378.7266 | 7995.9981 | 9431.359 | 3829.5327 | 6789.0447 | n/a | 8831.8792 | 6439.9083 | 4228.1326 | 5156.2438 | 10855.8765 | 10141.5415 | 1975.5707 | 5211.593 | 8858.3723 | 4221.3572 | 5607.1565 | 7150.1082 | 4051.4546 | 6033.1477 | 118.1207 | 84.1973 | 84.1973 | 125.5867 | 153.2956 | 96.3797 | 178.0129 | 122.5924 | 178.0129 | 113.718 | 133.4256 | 79.0415 | 84.1703 | 96.8913 | 84.8165 | 161136.356 | 10030.2323 | 4278.1671 | 67733.4209 | 31516.9591 | 13086.1802 | 5588.0852 | 5035.9785 | 4375.4147 | 3948.9686 | 23827.7644 | 5715.8127 | 7136.7877 | 4678.6224 | 6122.0824 | 150975.756 | 18745.2116 | 10677.1754 | 68551.8536 | 35942.5029 | 23303.3567 | 15537.8267 | 6992.3492 | 9476.9078 | 12693.3409 | 26056.3216 | 10798.2692 | 13786.0959 | 8687.0769 | 11805.53 | 92.6826 | 92.6826 | 92.6826 | 92.6826 | 177.1139 | 92.6826 | 177.1139 | 177.1139 | 177.1139 | 92.6826 | 92.6826 | 92.6826 | 92.6826 | 92.6826 | 92.6826 | 0.047999 | 2.7338e-06 | 6.6436e-16 | 0.0026991 | 0.037301 | 1.2251e-11 | 2.4348e-07 | 2.3733e-24 | 3.372e-10 | 7.9771e-14 | 0.015218 | 5.3554e-08 | 4.4237e-10 | 2.8298e-27 | 3.9803e-15 | 0.047999 | 0.048002 | 0.048002 | 0.050698 | 0.087999 | 0.050698 | 0.087999 | 0.087999 | 0.087999 | 0.050698 | 0.063217 | 0.047999 | 0.050698 | 0.047999 | 0.047999
105 | 155822.5197 | 15667.2044 | 5922.5735 | 66969.3795 | 37338.3199 | 15628.4664 | 12004.922 | 3045.4165 | 6127.8838 | 7677.4955 | 26306.7457 | 8195.9267 | 10005.7603 | 4172.0196 | 7229.4952 | n/a | 8149.8594 | 6172.5567 | 5351.9316 | 8615.4948 | 9823.7374 | 8212.3295 | 1711.7005 | 4611.2737 | 6731.4595 | 4339.4004 | 7964.9796 | 6528.8006 | 3471.0977 | 4371.113 | 102.0104 | 64.4727 | 64.4727 | 110.2786 | 141.9765 | 75.4145 | 170.2685 | 106.8329 | 170.2685 | 95.2604 | 120.8206 | 55.5688 | 63.8644 | 79.0026 | 65.1814 | 162119.3535 | 10391.2367 | 4448.2872 | 66356.5681 | 28253.3368 | 14194.3823 | 5073.1431 | 5128.5144 | 4250.8123 | 4197.2938 | 23810.0469 | 6049.7652 | 7068.1435 | 4597.6851 | 5653.9796 | 156443.6535 | 18244.4961 | 10534.1439 | 69270.6997 | 35761.4316 | 23830.4196 | 13177.9726 | 6782.9149 | 8786.286 | 10918.0533 | 26932.7472 | 13837.7447 | 12592.1441 | 8052.1828 | 9851.1926 | 156.4908 | 156.4908 | 156.4908 | 156.4908 | 248.6818 | 156.4908 | 248.6818 | 248.6818 | 248.6818 | 156.4908 | 156.4908 | 156.4908 | 156.4908 | 156.4908 | 156.4908 | 0.084021 | 8.0822e-05 | 9.4419e-15 | 0.01211 | 0.13362 | 2.7469e-11 | 0.0015529 | 1.2611e-21 | 1.6387e-07 | 2.6421e-09 | 0.017028 | 1.0601e-13 | 1.3865e-06 | 1.3524e-20 | 1.6294e-08 | 0.084021 | 0.084102 | 0.084102 | 0.096131 | 0.22975 | 0.096131 | 0.2313 | 0.22975 | 0.2313 | 0.096131 | 0.10105 | 0.084021 | 0.096132 | 0.084021 | 0.084021
106 | 159311.4017 | 15984.9965 | 5852.7064 | 68373.6719 | 38071.285 | 16062.7387 | 12218.9256 | 3078.0714 | 6002.1033 | 8302.6619 | 26807.197 | 8531.8241 | 9779.6318 | 4160.2959 | 7431.4872 | n/a | 8981.0388 | 4233.5392 | 3870.5776 | 10003.143 | 9445.3022 | 8437.5859 | 2160.0757 | 3646.0201 | 7398.58 | 4170.1697 | 5800.5538 | 6670.8538 | 2511.9752 | 6703.3596 | 66.634 | 29.0537 | 29.0537 | 74.92 | 107.9365 | 36.8681 | 137.425 | 71.3066 | 137.425 | 57.5532 | 87.7845 | 16.1831 | 27.7293 | 44.1981 | 29.7924 | 164731.1736 | 10058.3908 | 4201.3162 | 69073.814 | 31123.0721 | 14085.5035 | 5709.4938 | 5004.5296 | 4237.536 | 4428.1474 | 23647.0099 | 5790.0818 | 7231.1342 | 4626.6498 | 6282.9576 | 158956.3 | 18627.2296 | 8398.9554 | 70840.6916 | 40149.915 | 23107.9057 | 13956.0797 | 7164.6053 | 7798.2561 | 11826.7274 | 27053.1796 | 11167.7357 | 13659.4879 | 7120.525 | 12986.3171 | 175.29 | 175.29 | 175.29 | 175.29 | 175.29 | 175.29 | 175.29 | 175.29 | 175.29 | 175.29 | 175.29 | 175.29 | 175.29 | 175.29 | 175.29 | 0.11221 | 7.8415e-05 | 3.9341e-09 | 0.011442 | 0.0070864 | 8.613e-10 | 0.00034905 | 3.2166e-23 | 7.4435e-06 | 2.4091e-09 | 0.029983 | 2.6878e-07 | 5.8068e-09 | 2.7792e-16 | 2.8147e-15 | 0.11221 | 0.11228 | 0.11228 | 0.12365 | 0.13074 | 0.12365 | 0.13108 | 0.13074 | 0.13109 | 0.12365 | 0.14219 | 0.11221 | 0.12365 | 0.11221 | 0.11221
107 | 154580.0542 | 15640.0886 | 5916.6696 | 66451.9024 | 36992.5492 | 15828.6224 | 12007.647 | 2980.7005 | 6207.3774 | 8330.9253 | 26375.614 | 8428.7266 | 9687.4318 | 4121.4544 | 7390.1894 | n/a | 10823.4134 | 5590.7381 | 4832.8473 | 10154.3874 | 8598.4228 | 6098.3253 | 1942.4476 | 4164.2127 | 8272.9541 | 3439.0377 | 6674.5971 | 7896.2673 | 4210.7495 | 4135.5791 | 97.666 | 61.5209 | 61.5209 | 105.6275 | 136.1697 | 72.0073 | 163.4305 | 102.3071 | 163.4305 | 91.1297 | 115.8149 | 52.8849 | 60.924 | 75.5212 | 62.2038 | 162540.798 | 10424.4226 | 4288.477 | 68180.4848 | 30555.0419 | 13731.4527 | 5961.6322 | 5168.0092 | 4528.0693 | 4410.3495 | 21592.2071 | 5848.8171 | 6085.8696 | 4661.5899 | 6141.0464 | 154373.4 | 21029.236 | 9791.3151 | 71649.7747 | 40165.8718 | 21832.6755 | 11974.4 | 6945.9568 | 8686.882 | 12359.2035 | 24002.9449 | 12350.3142 | 13694.337 | 8444.2394 | 10276.6255 | 182.45 | 182.45 | 182.45 | 182.45 | 182.45 | 182.45 | 210.74 | 182.45 | 210.74 | 182.45 | 227.8349 | 182.45 | 182.45 | 182.45 | 182.45 | 0.10759 | 8.3854e-08 | 9.989e-13 | 0.0018672 | 0.0025962 | 9.2093e-09 | 0.04533 | 2.9162e-23 | 4.3437e-07 | 2.3986e-10 | 0.57774 | 6.1807e-10 | 2.9743e-09 | 6.1111e-23 | 5.2611e-09 | 0.10759 | 0.10759 | 0.10759 | 0.10946 | 0.11206 | 0.10946 | 0.15739 | 0.11206 | 0.15739 | 0.10946 | 0.68534 | 0.10759 | 0.10946 | 0.10759 | 0.10759
108 | 159242.2414 | 15848.5129 | 5898.3036 | 68329.0786 | 38074.9175 | 16086.9272 | 12401.6727 | 3090.7013 | 6366.0748 | 8117.4362 | 26951.5749 | 8241.1933 | 10050.1298 | 4019.8065 | 7392.3722 | n/a | 11278.9567 | 4387.7663 | 4012.6922 | 8792.1052 | 10232.0529 | 9229.4038 | 1709.8077 | 3835.2951 | 6723.9624 | 4229.2213 | 5567.4965 | 5592.9953 | 2796.1833 | 4401.318 | 92.0312 | 55.189 | 55.189 | 100.1481 | 131.551 | 65.2125 | 159.5843 | 96.7289 | 159.5843 | 84.8768 | 111.0214 | 45.5483 | 54.429 | 69.586 | 55.8913 | 170467.5491 | 11013.5238 | 4343.3363 | 70139.3006 | 32122.5661 | 14545.1768 | 5650.826 | 5208.1793 | 4417.1148 | 4882.4189 | 25001.7766 | 5947.8369 | 6776.167 | 4675.0805 | 5946.6399 | 158559.9 | 21507.3805 | 8731.1026 | 70888.3437 | 39360.9713 | 23928.9806 | 14606.2299 | 6819.787 | 8090.4099 | 11441.0813 | 27252.4979 | 11304.1333 | 12040.4623 | 6973.3638 | 10260.658 | 199.94 | 199.94 | 199.94 | 199.94 | 199.94 | 199.94 | 199.94 | 199.94 | 199.94 | 199.94 | 199.94 | 199.94 | 199.94 | 199.94 | 199.94 | 0.12376 | 5.2071e-08 | 7.1654e-10 | 0.010935 | 0.013855 | 1.2212e-10 | 0.00010565 | 2.6879e-21 | 1.6651e-05 | 4.3281e-09 | 0.027762 | 2.3492e-08 | 1.5197e-05 | 9.679e-17 | 5.8379e-09 | 0.12376 | 0.12376 | 0.12376 | 0.13469 | 0.14855 | 0.13469 | 0.14865 | 0.14855 | 0.14867 | 0.13469 | 0.15152 | 0.12376 | 0.13471 | 0.12376 | 0.12376
109 | 156518.7662 | 15768.3067 | 5901.7395 | 67235.6384 | 37400.2417 | 15581.0524 | 12104.9793 | 3012.9296 | 6180.2322 | 7958.3496 | 26460.0294 | 8350.9151 | 9826.4768 | 4073.0011 | 7375.4032 | n/a | 11411.204 | 5589.4899 | 4562.0346 | 9098.2004 | 11096.6437 | 6791.7545 | 2039.9277 | 3821.856 | 6687.3787 | 3387.6936 | 5330.2798 | 6986.8392 | 4538.995 | 5257.3575 | 117.1233 | 82.0106 | 82.0106 | 124.8522 | 153.7181 | 94.1656 | 179.4705 | 121.7292 | 179.4705 | 112.2299 | 133.3003 | 76.1013 | 81.8791 | 95.2362 | 82.6557 | 163430.4563 | 11351.1313 | 4333.2712 | 66892.268 | 32196.7784 | 13921.7969 | 5479.7418 | 5154.8237 | 4640.0257 | 4037.5159 | 26119.5133 | 5828.078 | 6390.6884 | 4836.2697 | 5480.2366 | 157549.6 | 21953.9353 | 9913.6611 | 70102.1026 | 40582.3788 | 24763.8406 | 11997.3964 | 7180.7514 | 8381.6817 | 10576.7946 | 28246.6069 | 11051.8578 | 13030.5276 | 9134.5647 | 10397.1941 | 145.38 | 145.38 | 145.38 | 145.38 | 145.38 | 145.38 | 261.7685 | 145.38 | 261.7685 | 145.38 | 145.38 | 145.38 | 145.38 | 145.38 | 145.38 | 0.074422 | 1.358e-08 | 3.9082e-13 | 0.0080861 | 0.0026553 | 2.0819e-12 | 0.055668 | 4.2021e-24 | 1.4803e-06 | 1.0003e-07 | 0.0031353 | 1.5311e-07 | 9.5393e-08 | 9.1129e-27 | 2.4256e-09 | 0.074422 | 0.074422 | 0.074422 | 0.082508 | 0.085164 | 0.082508 | 0.14083 | 0.085164 | 0.14083 | 0.082508 | 0.077558 | 0.074422 | 0.082508 | 0.074422 | 0.074422
110 | 157705.9507 | 16018.5806 | 5745.2683 | 67718.1567 | 37570.8354 | 16214.7722 | 11955.6047 | 3012.1903 | 5938.7866 | 8400.9896 | 26605.3637 | 8290.5204 | 9991.5997 | 4181.4181 | 7378.7027 | n/a | 8203.0041 | 6305.0478 | 3330.6679 | 6791.3244 | 11573.5883 | 5910.4428 | 1604.8278 | 2767.6566 | 7881.0062 | 4566.7963 | 6252.5433 | 4218.2107 | 3313.9218 | 4941.1045 | 79.9508 | 41.6 | 41.6 | 88.4038 | 121.6653 | 50.6318 | 151.3663 | 84.7715 | 151.3663 | 71.466 | 100.7541 | 29.7978 | 40.4894 | 56.8535 | 42.344 | 168134.1668 | 10335.6089 | 4262.7606 | 70917.1526 | 32323.1838 | 14695.9442 | 4657.1759 | 5096.7849 | 4061.384 | 4707.711 | 27631.7702 | 5854.0756 | 6679.9367 | 4536.6477 | 6148.093 | 158434.9 | 17690.4129 | 9901.8084 | 71378.7738 | 37890.5615 | 25805.9324 | 10970.872 | 6529.2127 | 6829.0407 | 12418.7172 | 31257.3665 | 11813.0189 | 10677.1474 | 7675.3695 | 10285.3975 | 140.35 | 140.35 | 140.35 | 140.35 | 140.35 | 140.35 | 241.8992 | 140.35 | 241.8992 | 140.35 | 140.35 | 140.35 | 140.35 | 140.35 | 140.35 | 0.081701 | 0.00080173 | 7.5413e-14 | 0.0050513 | 0.031256 | 1.9104e-12 | 0.38655 | 1.1163e-20 | 0.00051417 | 2.9487e-10 | 4.924e-05 | 2.9691e-09 | 0.0025596 | 9.896e-19 | 4.5936e-09 | 0.081701 | 0.082503 | 0.082503 | 0.086753 | 0.11801 | 0.086753 | 0.50456 | 0.11801 | 0.50508 | 0.086753 | 0.08175 | 0.081701 | 0.089312 | 0.081701 | 0.081701
111 | 154257.3798 | 15815.9083 | 5985.0126 | 66370.8988 | 36799.038 | 15561.259 | 11703.7458 | 2928.3363 | 5887.4788 | 8052.7222 | 26278.4021 | 8238.8305 | 9802.5593 | 3996.2029 | 6937.2379 | n/a | 9653.2378 | 5544.0217 | 4957.7587 | 7252.8372 | 10009.5124 | 8107.9072 | 1869.2803 | 4165.7521 | 5605.8982 | 5179.5482 | 7388.1959 | 8135.5655 | 3220.9106 | 5322.8937 | 108.3754 | 74.6051 | 74.6051 | 115.8098 | 143.7264 | 85.9176 | 168.6343 | 112.7866 | 168.6343 | 103.3896 | 124.213 | 68.4458 | 74.3926 | 87.397 | 75.2291 | 156943.8099 | 9755.3092 | 4285.5166 | 62119.7671 | 29385.4798 | 14025.0672 | 4995.2058 | 5091.0481 | 4304.2252 | 4010.8291 | 23761.0244 | 5921.0831 | 5222.5539 | 4667.455 | 5944.1759 | 151842.1099 | 19098.2469 | 9805.9382 | 65248.2258 | 36257.717 | 23755.6797 | 13084.4129 | 6960.3284 | 8469.9773 | 9353.2273 | 27663.3726 | 13293.879 | 12309.3194 | 7777.8656 | 11157.0696 | 229.998 | 229.998 | 229.998 | 231.9211 | 232.0485 | 231.9211 | 232.0485 | 232.0485 | 232.0485 | 231.9211 | 229.998 | 231.9211 | 231.9211 | 229.998 | 229.998 | 0.21065 | 1.5647e-05 | 1.8563e-12 | 0.065829 | 0.066017 | 2.558e-11 | 0.00078667 | 5.3141e-24 | 1.4293e-07 | 6.9319e-05 | 0.0055628 | 1.9407e-12 | 1.5469e-06 | 6.4562e-21 | 7.8579e-13 | 0.21065 | 0.21067 | 0.21067 | 0.27648 | 0.3425 | 0.27648 | 0.34329 | 0.3425 | 0.34329 | 0.27655 | 0.21622 | 0.21065 | 0.27648 | 0.21065 | 0.21065
112 | 155016.7596 | 15799.1344 | 6028.7911 | 66640.0058 | 36985.6824 | 15522.3649 | 11523.9263 | 3081.218 | 5943.1391 | 8087.7986 | 26266.5203 | 8088.995 | 9897.9317 | 3862.538 | 7025.8808 | n/a | 11110.4194 | 5832.8328 | 4155.6881 | 9969.3013 | 10799.621 | 9011.4019 | 2206.4755 | 3632.6491 | 7973.013 | 4009.2038 | 5521.2664 | 8065.7163 | 3879.1441 | 4318.6909 | 125.9934 | 92.5212 | 92.5212 | 133.3578 | 160.3569 | 105.3771 | 184.4356 | 130.447 | 184.4356 | 122.2674 | 140.4776 | 88.4869 | 92.685 | 104.8873 | 93.1244 | 169444.1788 | 11006.3994 | 4031.2772 | 68915.3033 | 31154.0485 | 13573.882 | 5505.9862 | 5189.16 | 4503.8828 | 3900.2125 | 26468.6778 | 5521.9391 | 6504.2341 | 4756.0333 | 6159.3654 | 158774.0246 | 22060.1188 | 9864.1101 | 68380.4 | 39962.7499 | 23320.703 | 14501.2881 | 7347.3355 | 8125.632 | 11838.2255 | 28400.2816 | 10759.0055 | 14541.3504 | 8635.1774 | 9169.3935 | 80.6012 | 80.6012 | 80.6012 | 81.6173 | 81.6173 | 81.6173 | 81.6173 | 81.6173 | 81.6173 | 81.6173 | 80.6012 | 81.6173 | 81.6173 | 80.6012 | 80.6012 | 0.026253 | 1.1656e-08 | 2.0203e-12 | 0.0159 | 0.0030783 | 6.7284e-11 | 7.0556e-06 | 4.0153e-24 | 1.083e-06 | 5.2004e-10 | 0.001844 | 1.1824e-07 | 3.2997e-10 | 1.2577e-26 | 1.6725e-07 | 0.026253 | 0.026253 | 0.026253 | 0.042154 | 0.045232 | 0.042154 | 0.045239 | 0.045232 | 0.04524 | 0.042154 | 0.028097 | 0.026253 | 0.042154 | 0.026253 | 0.026253
113 | 157195.4046 | 15766.6615 | 6001.1892 | 67528.5963 | 37526.2904 | 15840.1096 | 12079.8686 | 2929.3793 | 6080.7652 | 8136.0973 | 26740.1613 | 8351.7065 | 10091.521 | 4150.5018 | 7147.3895 | n/a | 9250.1132 | 4199.3971 | 3436.6395 | 7596.8908 | 10781.7245 | 7486.911 | 1465.9351 | 3331.211 | 8017.3478 | 3315.3324 | 4850.2168 | 4980.6167 | 2785.8994 | 5593.7394 | 162.6741 | 134.7472 | 134.7472 | 168.8048 | 189.2512 | 150.5649 | 207.4527 | 166.6418 | 207.4527 | 163.3326 | 170.9984 | 137.7973 | 136.0441 | 144.095 | 135.2032 | 165432.137 | 10943.9306 | 4392.6826 | 67127.7414 | 31110.0146 | 13471.7309 | 5184.6903 | 5038.5007 | 4222.2977 | 4128.8557 | 23700.3118 | 5572.5751 | 6088.7595 | 4651.449 | 6287.4372 | 159957.5316 | 19798.6438 | 8509.3797 | 68992.9755 | 38083.7 | 23821.5554 | 12600.1013 | 6504.4358 | 7487.4087 | 11771.6036 | 25832.6442 | 10365.4919 | 10840.9763 | 6982.0484 | 11871.0767 | 120.0615 | 120.0615 | 120.0615 | 120.0615 | 151.91 | 120.0615 | 151.91 | 151.91 | 151.91 | 120.0615 | 256.4975 | 120.0615 | 120.0615 | 120.0615 | 120.0615 | 0.044546 | 2.4877e-06 | 7.4925e-09 | 0.018405 | 0.025481 | 6.3414e-11 | 0.0097279 | 1.6193e-21 | 5.1091e-05 | 1.0052e-09 | 0.11628 | 3.7518e-06 | 0.0020461 | 1.0538e-15 | 9.3499e-14 | 0.044546 | 0.044549 | 0.044549 | 0.062951 | 0.088433 | 0.062951 | 0.098161 | 0.088433 | 0.098212 | 0.062951 | 0.16083 | 0.04455 | 0.064997 | 0.044546 | 0.044546
114 | 155516.9839 | 15301.0199 | 5684.0615 | 66845.2202 | 37305.1853 | 15657.4088 | 11978.5276 | 3132.2943 | 6125.4273 | 7974.2153 | 26503.3686 | 8249.6554 | 9822.5819 | 4280.1201 | 6791.8229 | n/a | 9537.7714 | 5655.6741 | 4034.3852 | 10273.3908 | 9574.2673 | 6705.4998 | 1463.1893 | 5347.3686 | 7779.2371 | 5028.8729 | 6061.0377 | 7511.8082 | 3487.3917 | 7602.7447 | 170.9241 | 140.6375 | 140.6375 | 177.5742 | 199.9468 | 157.3056 | 219.8666 | 175.203 | 219.8666 | 171.2786 | 180.3108 | 143.3327 | 141.9332 | 150.8677 | 141.1366 | 163064.9977 | 11215.6359 | 4277.8575 | 65754.0784 | 29322.0603 | 14071.1055 | 5549.7508 | 5013.6841 | 4297.5326 | 4359.0525 | 22762.4402 | 6026.3994 | 6023.4214 | 4639.2049 | 6049.7285 | 156918.9471 | 20753.4073 | 9933.5316 | 66730.9129 | 37735.3005 | 23472.1728 | 12029.8 | 6374.8733 | 9426.2506 | 12058.4896 | 27402.5131 | 11994.0371 | 13300.1295 | 8047.4966 | 13593.2732 | 164.7697 | 164.7697 | 164.7697 | 223.7926 | 223.7926 | 223.7926 | 240.71 | 223.7926 | 240.71 | 223.7926 | 164.7697 | 223.7926 | 223.7926 | 164.7697 | 164.7697 | 0.066538 | 5.3518e-08 | 3.0382e-14 | 0.039847 | 0.02836 | 7.6721e-11 | 0.035776 | 1.4103e-18 | 8.3315e-09 | 7.8359e-11 | 0.011505 | 9.6191e-10 | 3.1501e-08 | 1.3028e-19 | 9.7031e-20 | 0.066538 | 0.066538 | 0.066538 | 0.10639 | 0.13475 | 0.10639 | 0.17052 | 0.13475 | 0.17052 | 0.10639 | 0.078044 | 0.066538 | 0.10639 | 0.066538 | 0.066538
115 | 154986.2542 | 15455.2549 | 5590.0709 | 66604.0726 | 37062.228 | 15701.3616 | 11947.7933 | 3217.2423 | 5918.9195 | 7913.4429 | 26192.3789 | 8381.6539 | 9898.0032 | 4101.5565 | 7058.1679 | n/a | 10495.0275 | 5834.6712 | 2651.7065 | 8442.4263 | 9810.9617 | 8820.8356 | 2158.2647 | 5533.0292 | 9310.5976 | 4402.0424 | 6496.4675 | 6559.8802 | 3056.0009 | 3841.1478 | 166.6462 | 138.0219 | 138.0219 | 172.93 | 193.8902 | 154.2266 | 212.5492 | 170.7125 | 212.5492 | 167.3152 | 175.1842 | 141.1381 | 139.3493 | 147.6046 | 138.4894 | 160104.0126 | 9750.0412 | 4352.6238 | 63703.7015 | 30081.6269 | 14580.9363 | 4944.2426 | 5291.4092 | 4143.0534 | 4044.3651 | 26207.8602 | 6187.055 | 6753.8133 | 4570.8317 | 6011.2592 | 155160.9126 | 20245.0687 | 10187.295 | 64595.408 | 37817.6532 | 24169.098 | 13759.5782 | 7449.6739 | 9670.5826 | 13344.5627 | 30290.5026 | 12471.1225 | 13208.7935 | 7444.9326 | 9852.407 | 196.9597 | 196.9597 | 196.9597 | 259.395 | 259.395 | 259.395 | 259.395 | 259.395 | 259.395 | 259.395 | 196.9597 | 259.395 | 259.395 | 196.9597 | 196.9597 | 0.096194 | 3.1467e-07 | 1.8176e-15 | 0.10193 | 0.021326 | 1.5393e-11 | 0.00025396 | 5.0025e-23 | 5.6377e-10 | 8.7352e-14 | 0.00010032 | 2.5637e-10 | 6.8319e-08 | 2.5058e-18 | 4.2438e-09 | 0.096194 | 0.096195 | 0.096195 | 0.19813 | 0.21945 | 0.19813 | 0.21971 | 0.21945 | 0.21971 | 0.19813 | 0.096295 | 0.096194 | 0.19813 | 0.096194 | 0.096194
116 | 153815.9754 | 15747.4206 | 6218.4299 | 66148.9923 | 36831.979 | 15567.594 | 11747.0936 | 3033.5802 | 6042.9467 | 7933.4213 | 26164.6574 | 8328.4339 | 9964.7519 | 3997.9504 | 7220.6859 | n/a | 9026.6407 | 6256.1972 | 3472.0538 | 7872.723 | 9268.9085 | 6619.7175 | 2121.4679 | 3753.2919 | 7785.4648 | 3281.7128 | 6740.7746 | 5473.7673 | 4224.4655 | 5608.1311 | 133.4704 | 100.6704 | 100.6704 | 140.6845 | 166.7797 | 114.1534 | 190.0465 | 137.8783 | 190.0465 | 130.4742 | 147.0098 | 97.8327 | 101.0326 | 112.6195 | 101.2533 | 157789.7018 | 10234.0058 | 4400.6379 | 62578.2982 | 26873.9684 | 14071.7445 | 5198.9044 | 5281.9565 | 4405.232 | 4232.0246 | 23552.4583 | 5659.3332 | 6992.7511 | 4544.4208 | 6180.1153 | 150930.4339 | 19317.7785 | 10598.7351 | 63105.952 | 33595.8914 | 22529.653 | 11776.9219 | 7303.4243 | 8131.1239 | 11940.0893 | 25714.4711 | 12400.1078 | 11820.2184 | 8758.9863 | 11788.2464 | 237.4093 | 237.4093 | 237.4093 | 239.3945 | 250.1696 | 239.3945 | 250.1696 | 250.1696 | 250.1696 | 239.3945 | 237.4093 | 239.3945 | 239.3945 | 237.4093 | 237.4093 | 0.24343 | 7.523e-06 | 1.5462e-13 | 0.17199 | 0.42134 | 6.1049e-10 | 0.03793 | 1.7341e-24 | 2.0023e-06 | 1.0359e-10 | 0.083231 | 2.4678e-10 | 2.4288e-05 | 9.6143e-26 | 2.9421e-13 | 0.24343 | 0.24344 | 0.24344 | 0.41542 | 0.83676 | 0.41542 | 0.87469 | 0.83676 | 0.8747 | 0.41542 | 0.32667 | 0.24343 | 0.41545 | 0.24343 | 0.24343
117 | 157415.1805 | 15906.8502 | 5888.323 | 67622.2276 | 37652.8126 | 15751.3387 | 12129.5708 | 2949.3278 | 6067.3498 | 8205.4195 | 26726.1462 | 8203.9513 | 10196.7243 | 4036.9833 | 7585.931 | n/a | 10372.6378 | 5319.5264 | 4178.7115 | 8722.0864 | 8536.8904 | 8004.973 | 2077.7193 | 4476.0645 | 5200.813 | 3531.3668 | 6818.453 | 5985.1506 | 4783.029 | 5301.9223 | 90.1596 | 53.9785 | 53.9785 | 98.131 | 128.9784 | 63.8026 | 156.5159 | 94.7721 | 156.5159 | 83.1192 | 108.8235 | 44.4862 | 53.2276 | 68.1208 | 54.6683 | 164721.4894 | 10618.0408 | 4336.3422 | 68783.4116 | 29515.8188 | 14196.4572 | 5090.2077 | 5193.3516 | 4074.9305 | 4064.8304 | 24169.5476 | 5875.8273 | 6918.3373 | 4729.5131 | 6192.9879 | 157946.575 | 19427.3786 | 9647.5686 | 70821.223 | 37566.7052 | 22059.7476 | 12973.2807 | 7229.0709 | 8429.095 | 8649.0433 | 26501.7 | 12637.2803 | 12853.5879 | 9295.1421 | 11494.9102 | 149.4144 | 149.4144 | 149.4144 | 149.4144 | 194.1655 | 149.4144 | 194.1655 | 194.1655 | 194.1655 | 149.4144 | 213.96 | 149.4144 | 149.4144 | 149.4144 | 149.4144 | 0.086406 | 9.2461e-06 | 1.8557e-12 | 0.0066702 | 0.044251 | 3.9494e-09 | 0.0039968 | 3.528e-25 | 5.7991e-07 | 0.004599 | 0.05919 | 3.3345e-11 | 1.2773e-06 | 6.02e-28 | 3.3843e-11 | 0.086406 | 0.086415 | 0.086415 | 0.093076 | 0.13733 | 0.093076 | 0.14132 | 0.13733 | 0.14132 | 0.097675 | 0.1456 | 0.086406 | 0.093078 | 0.086406 | 0.086406
118 | 152378.6406 | 15272.9485 | 5577.7554 | 65600.1325 | 36520.0749 | 15492.2755 | 11848.6416 | 3072.5965 | 6234.1028 | 7859.9657 | 26037.3365 | 8145.7942 | 9686.958 | 4060.2777 | 7023.0355 | n/a | 11293.6753 | 6208.5372 | 3999.1825 | 9426.549 | 10870.3878 | 6906.3902 | 2318.2979 | 3768.2839 | 8280.9921 | 4471.8564 | 7819.7789 | 8369.0157 | 3752.2042 | 5937.0023 | 98.7506 | 61.9133 | 61.9133 | 106.8649 | 138.0203 | 72.531 | 165.829 | 103.4772 | 165.829 | 92.0378 | 117.2985 | 53.0244 | 61.2891 | 76.195 | 62.61 | 167670.5369 | 9353.7509 | 4251.1591 | 70794.5477 | 31846.0794 | 15061.9256 | 5049.0117 | 4971.7192 | 3977.6975 | 4240.2831 | 24664.3281 | 5931.5968 | 7297.5938 | 4547.6943 | 5966.1305 | 155801.7 | 20523.7261 | 10418.7963 | 70508.6941 | 38851.0281 | 25198.7134 | 11894.1019 | 7246.7171 | 7684.6814 | 11935.6752 | 26888.3845 | 13603.3757 | 15542.6095 | 8114.0986 | 11611.3327 | 65.756 | 65.756 | 65.756 | 65.756 | 65.756 | 65.756 | 183.5798 | 65.756 | 183.5798 | 65.756 | 65.756 | 65.756 | 65.756 | 65.756 | 65.756 | 0.030998 | 8.6377e-08 | 3.2722e-16 | 0.0021474 | 0.0052647 | 4.7113e-13 | 0.036313 | 1.0407e-23 | 4.9161e-05 | 6.1139e-11 | 0.012071 | 2.1657e-13 | 1.549e-12 | 6.0493e-22 | 1.2704e-13 | 0.030998 | 0.030998 | 0.030998 | 0.033145 | 0.03841 | 0.033145 | 0.074723 | 0.03841 | 0.074772 | 0.033145 | 0.043069 | 0.030998 | 0.033145 | 0.030998 | 0.030998
119 | 149120.6238 | 15297.3643 | 5619.4725 | 64309.2871 | 35689.9871 | 14988.8718 | 11348.5292 | 2845.2767 | 5870.2573 | 7816.5438 | 25293.7104 | 7803.4008 | 9545.6464 | 3738.4037 | 6657.8942 | n/a | 9463.1226 | 6951.8947 | 4416.1271 | 8899.7791 | 9269.1456 | 10699.7658 | 1659.2269 | 4667.0896 | 8221.0164 | 4214.2372 | 7282.9399 | 7927.1809 | 3797.8151 | 4775.6717 | 124.5594 | 90.0801 | 90.0801 | 132.1466 | 160.1468 | 102.8605 | 185.1214 | 129.1241 | 185.1214 | 120.3793 | 139.8208 | 85.3419 | 90.1435 | 102.9062 | 90.7057 | 165698.5272 | 10011.3162 | 4491.6275 | 69770.0622 | 30707.7612 | 14667.758 | 5410.6003 | 5055.7529 | 4339.8989 | 4492.8676 | 24080.6932 | 5745.8145 | 6542.843 | 4636.5133 | 6190.8514 | 149895.3 | 18012.0388 | 11358.4222 | 69998.0893 | 37841.8403 | 22674.4036 | 15322.9661 | 6671.2799 | 8474.5885 | 11718.384 | 25346.1 | 12761.7543 | 14212.3239 | 8394.2284 | 10920.6231 | 156.61 | 156.61 | 156.61 | 156.61 | 156.61 | 156.61 | 156.61 | 156.61 | 156.61 | 156.61 | 173.84 | 156.61 | 156.61 | 156.61 | 156.61 | 0.079446 | 4.9295e-05 | 1.0157e-18 | 0.0012247 | 0.0058991 | 4.448e-11 | 3.2295e-07 | 1.7243e-23 | 1.2401e-07 | 1.3022e-10 | 0.039472 | 8.3029e-13 | 1.5092e-10 | 8.063e-27 | 2.1557e-13 | 0.079446 | 0.079495 | 0.079495 | 0.08067 | 0.08657 | 0.08067 | 0.08657 | 0.08657 | 0.08657 | 0.08067 | 0.11892 | 0.079446 | 0.08067 | 0.079446 | 0.079446
120 | 156958.6562 | 15753.5708 | 5940.61 | 67413.6685 | 37546.8432 | 16181.5077 | 12210.773 | 3003.7566 | 6205.4604 | 8724.3172 | 26705.9725 | 8664.1205 | 9916.5085 | 4025.1989 | 6960.2111 | n/a | 11377.241 | 6492.8959 | 5094.2127 | 9854.9156 | 10482.4383 | 7373.7382 | 1523.5196 | 3658.4227 | 9521.898 | 3056.4373 | 6887.7145 | 6685.6304 | 3522.0897 | 3667.763 | 130.8666 | 99.3056 | 99.3056 | 137.8077 | 162.8291 | 112.495 | 185.1371 | 135.1187 | 185.1371 | 128.1432 | 143.7354 | 96.8469 | 99.7033 | 110.7623 | 99.8645 | 165377.635 | 9051.4108 | 3971.6942 | 70108.8284 | 30012.1493 | 14381.0638 | 5751.1711 | 5076.3751 | 4485.2362 | 4424.9506 | 23292.3385 | 5829.352 | 6997.334 | 4711.1975 | 5850.4782 | 157678.7 | 18750.0352 | 10379.6901 | 72141.5227 | 38992.6649 | 24434.6021 | 13078.1094 | 6555.4948 | 8096.8589 | 13716.8485 | 24900.5758 | 12518.1664 | 12966.6644 | 8175.3873 | 9417.0412 | 157.12 | 157.12 | 157.12 | 157.12 | 157.12 | 157.12 | 157.12 | 157.12 | 157.12 | 157.12 | 220.7148 | 157.12 | 157.12 | 157.12 | 157.12 | 0.081701 | 3.0307e-05 | 3.0806e-14 | 0.0026053 | 0.011897 | 4.9582e-11 | 0.003804 | 6.4904e-21 | 6.361e-06 | 7.5069e-12 | 0.30472 | 1.3676e-09 | 1.9834e-07 | 1.3722e-22 | 2.4084e-08 | 0.081701 | 0.081732 | 0.081732 | 0.084307 | 0.096204 | 0.084307 | 0.10001 | 0.096204 | 0.10001 | 0.084307 | 0.38643 | 0.081701 | 0.084307 | 0.081701 | 0.081701
121 | 160375.8497 | 16111.3759 | 6058.976 | 68754.4375 | 38239.5943 | 16289.9051 | 12029.4452 | 3046.9401 | 6110.2026 | 8503.4038 | 27132.0859 | 8752.8402 | 10194.8561 | 4056.1141 | 7433.2413 | n/a | 9504.5276 | 5170.7999 | 4421.939 | 7809.2669 | 9533.8291 | 8109.3708 | 1923.1851 | 3511.7961 | 8270.5167 | 4828.0683 | 5346.8084 | 7851.4217 | 3666.6626 | 5288.4493 | 118.3371 | 88.2076 | 88.2076 | 124.9649 | 149.0895 | 100.2154 | 170.602 | 122.3674 | 170.602 | 115.3056 | 131.0529 | 85.1254 | 88.4544 | 99.2557 | 88.7466 | 168407.1706 | 10614.9531 | 4271.1613 | 69958.6346 | 32087.6096 | 13202.2578 | 5296.7682 | 5159.5635 | 4446.1786 | 3829.0017 | 27011.0376 | 5744.9299 | 6725.4534 | 4612.6773 | 5832.4112 | 161941.8706 | 19814.4807 | 9288.2612 | 72143.4736 | 39089.5765 | 22423.0869 | 13220.239 | 7068.7486 | 7812.7747 | 12099.5184 | 30569.9059 | 10778.7383 | 14308.7751 | 8157.9398 | 11111.9604 | 121.5345 | 121.5345 | 121.5345 | 121.5345 | 121.5345 | 121.5345 | 121.5345 | 121.5345 | 121.5345 | 121.5345 | 121.5345 | 121.5345 | 121.5345 | 121.5345 | 121.5345 | 0.0641 | 6.6793e-06 | 9.8455e-11 | 0.0061466 | 0.020096 | 1.0306e-08 | 0.0014878 | 4.2588e-23 | 1.3354e-05 | 2.5591e-09 | 0.00031733 | 5.4626e-06 | 4.4356e-09 | 3.3719e-22 | 7.7235e-11 | 0.0641 | 0.064107 | 0.064107 | 0.070247 | 0.090343 | 0.070247 | 0.091831 | 0.090343 | 0.091844 | 0.070247 | 0.064418 | 0.064106 | 0.070247 | 0.0641 | 0.0641
122 | 152952.4298 | 15675.91 | 5778.2477 | 65822.9066 | 36542.184 | 15358.7797 | 11738.3459 | 2891.6974 | 6142.6713 | 7877.296 | 25933.6974 | 8098.0117 | 9705.7802 | 3980.3672 | 7001.9868 | n/a | 8528.8847 | 5487.3627 | 4693.0828 | 8407.4248 | 8071.9798 | 6724.4777 | 1926.8533 | 4101.6019 | 6992.0821 | 3876.7931 | 6453.9833 | 5245.2219 | 3211.2001 | 4090.4712 | 130.3899 | 95.3466 | 95.3466 | 138.1004 | 166.4215 | 108.6717 | 191.6802 | 135.0459 | 191.6802 | 126.3898 | 145.6531 | 90.9538 | 95.4875 | 108.3187 | 95.9794 | 163650.9727 | 10344.8108 | 4306.6175 | 67767.9564 | 31419.757 | 14083.2275 | 6105.0976 | 5264.114 | 4498.5233 | 4980.869 | 23974.6243 | 6027.759 | 6990.0816 | 4677.2388 | 6212.2153 | 153953.8 | 18798.5955 | 9793.9802 | 68022.7665 | 37674.4818 | 22018.9073 | 12470.9752 | 7190.9673 | 8523.1252 | 11850.0511 | 25881.5174 | 12468.3423 | 11117.9308 | 7497.5389 | 10129.6864 | 154.15 | 154.15 | 154.15 | 154.15 | 154.15 | 154.15 | 154.15 | 154.15 | 154.15 | 154.15 | 198.2371 | 154.15 | 154.15 | 154.15 | 154.15 | 0.07477 | 2.1503e-05 | 2.2058e-13 | 0.012493 | 0.015157 | 1.0504e-09 | 0.0050804 | 9.5775e-26 | 6.0902e-07 | 1.0649e-10 | 0.046229 | 3.4278e-11 | 0.0001218 | 1.1149e-19 | 5.4332e-10 | 0.07477 | 0.074792 | 0.074792 | 0.087263 | 0.10242 | 0.087263 | 0.1075 | 0.10242 | 0.1075 | 0.087263 | 0.121 | 0.07477 | 0.087385 | 0.07477 | 0.07477
123 | 152107.1097 | 15251.0627 | 5896.9186 | 65489.2362 | 36382.4809 | 15254.855 | 11698.69 | 2898.5506 | 5920.0986 | 8131.122 | 25914.92 | 7935.4376 | 9773.0359 | 3997.7869 | 7269.876 | n/a | 11219.552 | 6117.1817 | 3614.0103 | 7373.1897 | 8949.9363 | 7862.4911 | 1897.4571 | 5038.1627 | 8114.1963 | 4275.5899 | 4661.7409 | 7927.4853 | 3522.2822 | 5330.1139 | 131.4259 | 97.3712 | 97.3712 | 138.9178 | 166.2696 | 110.7374 | 190.6611 | 135.9712 | 190.6611 | 127.8472 | 145.9505 | 93.6278 | 97.6032 | 109.8979 | 97.9823 | 162159.8924 | 10096.6663 | 3892.5961 | 65614.8866 | 31310.1924 | 13608.9066 | 5338.3786 | 5032.1621 | 4437.2584 | 4044.4355 | 24844.2115 | 6005.3853 | 6897.0544 | 4605.8921 | 6044.4378 | 153923.9955 | 21130.9183 | 9974.4778 | 65787.2 | 37677.0852 | 21835.0429 | 13167.8378 | 6929.6192 | 9436.8211 | 12083.1317 | 27804.2014 | 10018.8262 | 13756.2396 | 7791.5744 | 11333.1516 | 124.1807 | 124.1807 | 124.1807 | 167.51 | 167.51 | 167.51 | 167.51 | 167.51 | 167.51 | 167.51 | 124.1807 | 167.51 | 167.51 | 124.1807 | 124.1807 | 0.058118 | 1.7566e-08 | 2.5167e-13 | 0.032407 | 0.013072 | 1.1509e-09 | 0.0006092 | 3.2054e-24 | 1.7434e-09 | 2.1754e-10 | 0.0025457 | 1.6319e-06 | 3.7794e-09 | 5.7216e-21 | 5.792e-12 | 0.058118 | 0.058118 | 0.058118 | 0.090525 | 0.1036 | 0.090525 | 0.10421 | 0.1036 | 0.10421 | 0.090525 | 0.060663 | 0.058119 | 0.090525 | 0.058118 | 0.058118
124 | 157732.5093 | 15990.1231 | 6205.9405 | 67734.1582 | 37767.6083 | 15571.0923 | 11959.6114 | 3041.606 | 6349.7949 | 8257.7386 | 26870.2787 | 7917.9942 | 10058.5098 | 4093.9943 | 7325.0983 | n/a | 11557.4351 | 6443.4335 | 4707.7444 | 7370.2657 | 7311.4561 | 7813.8692 | 1842.6876 | 5326.1508 | 6492.0191 | 3176.4275 | 6683.0493 | 8744.4154 | 3723.018 | 4948.813 | 82.6512 | 47.282 | 47.282 | 90.4449 | 120.7983 | 56.4004 | 147.8977 | 87.1361 | 147.8977 | 75.4097 | 101.2546 | 37.3913 | 46.4374 | 61.1994 | 47.9609 | 165782.0471 | 9730.626 | 4303.3172 | 68034.7206 | 32170.5708 | 14080.9896 | 4978.0377 | 5009.895 | 4299.9406 | 4669.777 | 25684.5147 | 5928.1245 | 6167.9402 | 4603.6748 | 6128.5017 | 157821.5 | 21169.1612 | 10670.5506 | 70577.6601 | 38692.5365 | 21351.6458 | 12677.1069 | 6803.2826 | 9577.6914 | 11126.3961 | 26826.3 | 12605.7737 | 14446.4507 | 7783.7928 | 11005.4147 | 159.57 | 159.57 | 159.57 | 159.57 | 159.57 | 159.57 | 159.57 | 159.57 | 159.57 | 159.57 | 171.37 | 159.57 | 159.57 | 159.57 | 159.57 | 0.098465 | 1.8462e-07 | 8.7882e-14 | 0.0083065 | 0.018684 | 1.272e-08 | 0.0055104 | 8.916e-22 | 1.98e-08 | 4.882e-08 | 0.045563 | 4.4794e-12 | 1.214e-09 | 5.0008e-20 | 5.6962e-11 | 0.098465 | 0.098465 | 0.098465 | 0.10677 | 0.12546 | 0.10677 | 0.13097 | 0.12546 | 0.13097 | 0.10677 | 0.14403 | 0.098465 | 0.10677 | 0.098465 | 0.098465
125 | 148945.1817 | 14975.7208 | 5610.1389 | 64249.9299 | 35725.9308 | 15064.9168 | 11303.011 | 2906.2695 | 5714.7027 | 7828.5396 | 25457.2644 | 7898.7981 | 9575.1331 | 4085.9527 | 6868.4314 | n/a | 11941.6931 | 6528.7535 | 3593.9048 | 9891.6406 | 9076.5743 | 8414.2198 | 1671.0831 | 4931.9048 | 9886.1065 | 4195.5296 | 7399.6118 | 8237.5867 | 3915.1051 | 5111.0862 | 56.4396 | 19.49 | 19.49 | 64.5887 | 97.379 | 26.3703 | 126.6704 | 60.9941 | 126.6704 | 46.9171 | 77.8282 | 5.8236 | 18.0049 | 34.5331 | 20.2238 | 168598.689 | 10903.7399 | 4216.8416 | 69513.2606 | 32098.4633 | 13963.6494 | 5098.4926 | 4985.9615 | 4142.7936 | 4171.3609 | 25069.3165 | 5831.9912 | 6491.488 | 4677.6847 | 5826.6413 | 152185.8 | 21629.133 | 10736.495 | 65378.1 | 37789.6385 | 21805.3237 | 12920.1124 | 6543.4446 | 8526.5983 | 13150.4675 | 27277.5225 | 12903.7029 | 13389.2747 | 8082.6899 | 10919.7274 | 38.1711 | 38.1711 | 38.1711 | 47.68 | 47.68 | 47.68 | 47.68 | 47.68 | 47.68 | 47.68 | 38.1711 | 47.68 | 47.68 | 38.1711 | 38.1711 | 0.033192 | 1.8674e-09 | 5.8205e-17 | 0.021091 | 0.0063994 | 6.054e-10 | 0.00033867 | 5.1998e-22 | 3.1436e-08 | 1.1261e-13 | 0.0026875 | 8.8979e-13 | 5.448e-09 | 1.5181e-21 | 1.6574e-12 | 0.033192 | 0.033192 | 0.033192 | 0.054283 | 0.060683 | 0.054283 | 0.061022 | 0.060683 | 0.061022 | 0.054283 | 0.03588 | 0.033192 | 0.054283 | 0.033192 | 0.033192
126 | 156051.8702 | 16080.109 | 5960.7737 | 67049.2178 | 37218.1528 | 15743.6058 | 11620.1671 | 3044.9662 | 5755.6716 | 7918.6111 | 26218.102 | 8231.8395 | 9884.8903 | 3914.7844 | 7392.7375 | n/a | 9727.62 | 5210.1509 | 3995.0756 | 8124.7694 | 9641.0441 | 5836.1002 | 1660.2478 | 4127.1452 | 8807.1125 | 3870.3223 | 4976.6524 | 6239.3007 | 3504.0393 | 4279.7315 | 89.6696 | 51.0835 | 51.0835 | 98.1723 | 131.3043 | 60.9872 | 160.8848 | 94.5603 | 160.8848 | 81.7368 | 109.9975 | 40.2377 | 50.1521 | 66.2752 | 51.8246 | 160151.4965 | 10025.3421 | 4227.7966 | 66316.8175 | 28846.4363 | 14630.083 | 5170.8873 | 5205.2476 | 4023.7232 | 4964.9986 | 24212.9957 | 5953.8801 | 6637.5527 | 4565.5634 | 6002.5245 | 155754.3 | 18636.3621 | 9379.8475 | 69056.3931 | 36186.1057 | 24121.1272 | 10221.8875 | 6865.4954 | 8150.8684 | 13622.1111 | 26449.3181 | 10930.5324 | 12677.8534 | 8069.6027 | 10282.256 | 190.04 | 190.04 | 190.04 | 190.04 | 248.0104 | 190.04 | 248.0104 | 248.0104 | 248.0104 | 190.04 | 190.04 | 190.04 | 190.04 | 190.04 | 190.04 | 0.11065 | 9.9818e-05 | 2.1323e-11 | 0.014017 | 0.092754 | 2.0507e-11 | 0.98588 | 4.6241e-22 | 2.7051e-07 | 2.3204e-14 | 0.0304 | 1.2901e-07 | 5.3463e-07 | 3.468e-23 | 5.2014e-09 | 0.11065 | 0.11075 | 0.11075 | 0.12466 | 0.21742 | 0.12466 | 1.2033 | 0.21742 | 1.2033 | 0.12466 | 0.14105 | 0.11065 | 0.12466 | 0.11065 | 0.11065
127 | 155445.9945 | 15524.5253 | 5588.637 | 66820.8602 | 37212.7712 | 15560.9074 | 12046.9157 | 3097.3189 | 6247.0535 | 7746.6656 | 26140.5092 | 8165.894 | 9828.3519 | 3935.192 | 7151.4378 | n/a | 10800.5985 | 5916.9933 | 5141.9428 | 7790.9953 | 10209.3134 | 10292.5199 | 2208.2263 | 3746.7577 | 8446.3381 | 3938.8577 | 7664.9468 | 6505.7473 | 3238.5891 | 5530.9358 | 104.9133 | 69.6306 | 69.6306 | 112.6827 | 142.1502 | 80.714 | 168.4465 | 109.4857 | 168.4465 | 99.1599 | 122.0036 | 62.2683 | 69.2409 | 83.1355 | 70.2893 | 168053.5361 | 10499.382 | 4086.6688 | 68487.5014 | 30095.4149 | 15344.5331 | 5208.6197 | 5068.3027 | 4323.4559 | 4677.9246 | 24840.9785 | 5790.361 | 6067.8292 | 4619.3634 | 6119.8996 | 157558 | 20000.1804 | 9914.3621 | 71120.7339 | 37085.1 | 25259.4466 | 15394.0396 | 7230.429 | 8023.1136 | 12898.9628 | 27677.8362 | 13386.2078 | 12308.9764 | 7831.9525 | 11645.5354 | 97.1 | 97.1 | 97.1 | 97.1 | 204.53 | 97.1 | 204.53 | 204.53 | 204.53 | 97.1 | 97.1 | 97.1 | 97.1 | 97.1 | 97.1 | 0.053686 | 7.1797e-07 | 1.1237e-14 | 0.003306 | 0.045912 | 5.3693e-13 | 3.6687e-06 | 2.5099e-23 | 1.1374e-05 | 2.0001e-13 | 0.004392 | 7.1426e-13 | 1.7651e-06 | 8.7717e-22 | 3.4796e-13 | 0.053686 | 0.053687 | 0.053687 | 0.056992 | 0.1029 | 0.056992 | 0.10291 | 0.1029 | 0.10292 | 0.056992 | 0.058078 | 0.053686 | 0.056994 | 0.053686 | 0.053686
128 | 150752.2626 | 15234.324 | 5866.1477 | 64947.5379 | 36087.6987 | 15529.6087 | 11254.1543 | 2903.1847 | 5567.1055 | 7858.0184 | 25523.4459 | 8328.1988 | 9680.5567 | 4104.2126 | 6875.6883 | n/a | 9367.5953 | 4466.1907 | 5216.1596 | 5822.3907 | 9104.9937 | 6726.1852 | 1608.5001 | 4855.4832 | 9386.9511 | 4277.8813 | 8217.4752 | 6199.603 | 3059.2184 | 5464.918 | 160.8589 | 131.8988 | 131.8988 | 167.2183 | 188.7043 | 147.6086 | 207.8363 | 164.9391 | 207.8363 | 161.029 | 170.003 | 134.1883 | 133.0857 | 141.7243 | 132.3781 | 167688.6274 | 10911.7892 | 4410.1247 | 67242.0738 | 30922.3494 | 14257.7511 | 5423.607 | 5070.0014 | 4140.6475 | 4235.0702 | 25977.0848 | 5821.0962 | 7779.4283 | 4741.1221 | 5997.0638 | 154003.1274 | 19748.3844 | 8867.2155 | 67701.0334 | 35594.1401 | 23058.0447 | 11534.4922 | 6515.5015 | 8380.8307 | 13603.0213 | 29538.7661 | 13752.8714 | 11268.1313 | 7564.7405 | 11388.0818 | 109.2484 | 109.2484 | 109.2484 | 109.2484 | 283.0565 | 109.2484 | 283.0565 | 283.0565 | 283.0565 | 109.2484 | 109.2484 | 109.2484 | 109.2484 | 109.2484 | 109.2484 | 0.033847 | 5.2884e-07 | 2.203e-10 | 0.0081656 | 0.063856 | 1.3603e-10 | 0.017897 | 6.7733e-22 | 2.1514e-08 | 1.5199e-14 | 9.7052e-05 | 4.4666e-13 | 5.8531e-05 | 7.0137e-19 | 1.1269e-13 | 0.033847 | 0.033848 | 0.033848 | 0.042013 | 0.10587 | 0.042013 | 0.12377 | 0.10587 | 0.12377 | 0.042013 | 0.033944 | 0.033847 | 0.042071 | 0.033847 | 0.033847
129 | 155592.9319 | 15667.5539 | 6041.994 | 66849.9057 | 37221.6658 | 15466.9531 | 11647.5922 | 3138.7292 | 5862.8519 | 7744.3535 | 26373.5341 | 8108.1528 | 9918.7632 | 3897.0509 | 7125.4187 | n/a | 9847.4364 | 6788.2462 | 4521.6418 | 6204.8328 | 9688.3588 | 8150.535 | 1510.3406 | 3690.7222 | 7334.267 | 3308.7275 | 6900.485 | 6214.9652 | 3236.3056 | 4371.9501 | 199.8086 | 173.7784 | 173.7784 | 205.5116 | 222.8283 | 192.7843 | 238.2131 | 203.7178 | 238.2131 | 203.5762 | 204.4195 | 181.9925 | 175.9584 | 181.6795 | 174.1638 | 166001.4769 | 9866.2199 | 4222.8697 | 69463.9366 | 31732.03 | 14019.3752 | 5277.9825 | 5167.2746 | 4237.8509 | 4540.2515 | 24074.1082 | 5894.2835 | 6627.7291 | 4620.6582 | 5970.5437 | 159769.1142 | 19409.8563 | 10916.7159 | 71977.6156 | 37532.6 | 22787.434 | 13367.2175 | 6677.6152 | 7867.2731 | 11033.8185 | 26316.8357 | 12715.1686 | 12606.4943 | 7778.2638 | 10203.5938 | 120.1528 | 120.1528 | 120.1528 | 120.1528 | 218.88 | 120.1528 | 218.88 | 218.88 | 218.88 | 120.1528 | 260.1087 | 120.1528 | 120.1528 | 120.1528 | 120.1528 | 0.020363 | 4.7356e-06 | 3.2689e-15 | 0.0019875 | 0.031414 | 2.1525e-10 | 0.0002905 | 4.8354e-20 | 2.222e-06 | 2.3804e-09 | 0.046477 | 1.1316e-11 | 8.4557e-07 | 6.7691e-22 | 9.844e-10 | 0.020363 | 0.020368 | 0.020368 | 0.022351 | 0.053765 | 0.022351 | 0.054055 | 0.053765 | 0.054058 | 0.022351 | 0.06684 | 0.020363 | 0.022352 | 0.020363 | 0.020363
130 | 152078.9805 | 15504.243 | 5721.2379 | 65483.6693 | 36434.488 | 15552.7589 | 11850.199 | 2953.4427 | 6026.2947 | 7754.6888 | 25786.3844 | 8212.9457 | 9541.9236 | 3894.0431 | 7039.2301 | n/a | 10481.5522 | 5542.9908 | 3365.6254 | 7577.2966 | 7957.3803 | 7041.8082 | 1880.6448 | 3858.7766 | 6612.2511 | 3679.7282 | 7661.5966 | 6350.6027 | 3325.4893 | 5696.487 | 168.5832 | 139.6388 | 139.6388 | 174.9373 | 196.1293 | 156.0312 | 214.9946 | 172.6953 | 214.9946 | 169.2645 | 177.2119 | 142.798 | 140.9825 | 149.3274 | 140.1114 | 165105.7715 | 11103.8242 | 4268.8014 | 65475.8106 | 31116.9893 | 14250.8838 | 5624.694 | 5082.5807 | 4396.9125 | 4601.5631 | 26338.8982 | 5772.705 | 6622.8656 | 4676.1683 | 6130.3064 | 154224.7 | 19553.3764 | 8550.6922 | 67058.536 | 37576.3859 | 21926.5641 | 12560.6022 | 6612.2255 | 8249.4891 | 11150.7142 | 27920.3264 | 13215.7016 | 12931.3683 | 7958.9576 | 11742.1933 | 138.79 | 138.79 | 138.79 | 138.79 | 138.79 | 138.79 | 138.79 | 138.79 | 138.79 | 138.79 | 138.79 | 138.79 | 138.79 | 138.79 | 138.79 | 0.052448 | 2.0218e-06 | 4.1849e-10 | 0.017023 | 0.014985 | 2.7214e-09 | 0.0055187 | 8.2635e-22 | 1.0324e-06 | 1.4231e-09 | 0.0017387 | 2.3056e-12 | 3.0063e-08 | 7.6596e-23 | 6.9838e-14 | 0.052448 | 0.05245 | 0.05245 | 0.069471 | 0.084456 | 0.069471 | 0.089975 | 0.084456 | 0.089976 | 0.069471 | 0.054187 | 0.052448 | 0.069471 | 0.052448 | 0.052448
131 | 155804.003 | 15509.8243 | 5932.2128 | 66935.054 | 37326.3467 | 15700.4777 | 12096.5 | 2932.8121 | 6200.2668 | 7892.002 | 26515.1548 | 8044.0062 | 10024.6152 | 4087.0836 | 7095.0314 | n/a | 11630.7491 | 5177.5024 | 4834.5576 | 7820.1837 | 10164.5462 | 8836.8557 | 2305.0377 | 4785.6256 | 7444.7679 | 3338.0768 | 5980.2449 | 8928.0276 | 3812.8215 | 4198.1519 | 147.0672 | 117.1238 | 117.1238 | 153.6471 | 176.5583 | 131.6638 | 196.9714 | 151.2016 | 196.9714 | 145.9828 | 157.7797 | 117.3448 | 117.9629 | 127.6073 | 117.6352 | 161346.2982 | 10282.0561 | 4312.9478 | 64120.0044 | 28582.968 | 13462.7182 | 6003.4063 | 4933.1989 | 4649.0422 | 4026.1839 | 24061.4192 | 6081.9723 | 6486.6368 | 4689.6695 | 5694.452 | 156636.4 | 21581.9052 | 9490.4502 | 66562.0621 | 36083.6517 | 23607.0644 | 14791.862 | 7238.2366 | 9386.2678 | 11470.9519 | 27285.2977 | 12042.0172 | 14625.1644 | 8326.791 | 9856.9039 | 160.34 | 160.34 | 160.34 | 210.6199 | 264.8375 | 210.6199 | 264.8375 | 264.8375 | 264.8375 | 210.6199 | 160.34 | 210.6199 | 210.6199 | 160.34 | 160.34 | 0.079076 | 1.3992e-08 | 7.9429e-12 | 0.045267 | 0.10669 | 6.4145e-11 | 2.3271e-05 | 1.9002e-25 | 1.694e-08 | 7.7517e-10 | 0.013897 | 1.7993e-10 | 4.9434e-10 | 1.0309e-22 | 5.5471e-09 | 0.079076 | 0.079076 | 0.079076 | 0.12434 | 0.23104 | 0.12434 | 0.23106 | 0.23104 | 0.23106 | 0.12434 | 0.092973 | 0.079076 | 0.12434 | 0.079076 | 0.079076
132 | 151520.5048 | 15404.8478 | 5830.8315 | 65264.9087 | 36258.0547 | 15183.9625 | 11623.4087 | 2874.3677 | 5939.7936 | 7801.5944 | 25661.9562 | 8110.0705 | 9602.5128 | 3906.5318 | 6744.7116 | n/a | 9556.5827 | 4420.7683 | 3242.8656 | 9492.4143 | 10284.2477 | 7374.3508 | 1506.6425 | 4202.8705 | 9218.408 | 2735.9076 | 5858.3553 | 7767.9968 | 3454.6001 | 5147.0625 | 118.8873 | 83.3674 | 83.3674 | 126.7058 | 155.8918 | 95.6993 | 181.9295 | 123.5485 | 181.9295 | 113.9638 | 135.2255 | 77.4349 | 83.2426 | 96.7396 | 84.0197 | 166290.0378 | 10092.1483 | 4174.3819 | 69112.9092 | 30940.9411 | 14287.1071 | 5087.8134 | 5072.7476 | 4212.8292 | 3863.1318 | 23572.2642 | 5990.6389 | 6178.9105 | 4633.7347 | 6147.9824 | 153950.9 | 18837.5311 | 7950.9502 | 66993.3556 | 37256.6362 | 24332.1548 | 11717.0711 | 6573.1901 | 8415.6996 | 12995.4399 | 25853 | 11695.8942 | 12171.4073 | 7957.3347 | 9843.0981 | 93.285 | 93.285 | 93.285 | 93.285 | 93.285 | 93.285 | 180.1875 | 93.285 | 180.1875 | 93.285 | 147.21 | 93.285 | 93.285 | 93.285 | 93.285 | 0.047999 | 8.7285e-06 | 5.8008e-08 | 0.015709 | 0.016936 | 1.2316e-12 | 0.031514 | 1.429e-22 | 2.6528e-07 | 1.9505e-13 | 0.032061 | 1.518e-09 | 9.6944e-07 | 1.0504e-22 | 3.251e-10 | 0.047999 | 0.048008 | 0.048008 | 0.063708 | 0.080643 | 0.063708 | 0.11216 | 0.080643 | 0.11216 | 0.063708 | 0.08006 | 0.047999 | 0.063709 | 0.047999 | 0.047999
133 | 151033.117 | 15077.0516 | 5715.5287 | 65054.9866 | 36088.6082 | 14806.7182 | 11744.1238 | 2868.653 | 5937.2572 | 7524.0097 | 25853.0783 | 7621.4196 | 9533.0064 | 3989.0044 | 6749.7704 | n/a | 11039.1413 | 6125.3953 | 4433.2921 | 8724.9221 | 8874.1943 | 6336.6855 | 1698.5183 | 5343.7818 | 8540.2322 | 4414.5637 | 7042.6411 | 6893.5457 | 3232.443 | 4824.7303 | 103.6228 | 68.8727 | 68.8727 | 111.2748 | 140.2867 | 79.8148 | 166.1763 | 108.1273 | 166.1763 | 97.9754 | 120.4358 | 61.6543 | 68.4949 | 82.1688 | 69.5213 | 166529.076 | 10910.6364 | 4433.5891 | 69075.446 | 30688.2099 | 14118.4015 | 4985.1829 | 5116.3822 | 4182.7536 | 3985.2941 | 24366.8045 | 5728.7799 | 7398.9827 | 4691.2013 | 5676.2179 | 154326.5 | 21570.0777 | 10549.8845 | 70043.5621 | 37818.756 | 21895.4958 | 11321.8683 | 6771.2005 | 9526.5353 | 12051.4263 | 27120.5682 | 12148.4211 | 14146.4284 | 7441.8443 | 10459.9482 | 70.0071 | 70.0071 | 70.0071 | 70.0071 | 70.0071 | 70.0071 | 249.2645 | 70.0071 | 249.2645 | 70.0071 | 70.0071 | 70.0071 | 70.0071 | 70.0071 | 70.0071 | 0.033192 | 3.1406e-09 | 7.5191e-16 | 0.0019893 | 0.0087804 | 1.7307e-10 | 0.12307 | 9.705e-24 | 1.2943e-09 | 2.3749e-12 | 0.0064136 | 4.1537e-12 | 1.8352e-10 | 2.5312e-19 | 8.4195e-12 | 0.033192 | 0.033192 | 0.033192 | 0.035181 | 0.043962 | 0.035181 | 0.16703 | 0.043962 | 0.16703 | 0.035181 | 0.039606 | 0.033192 | 0.035181 | 0.033192 | 0.033192
134 | 155966.9478 | 15766.8317 | 5946.4271 | 67008.5204 | 37284.0796 | 15459.246 | 12154.875 | 3124.2288 | 5966.187 | 7809.7751 | 26365.733 | 7949.7502 | 10052.6712 | 3945.7074 | 7074.0657 | n/a | 10621.1364 | 4300.9192 | 4071.0412 | 8307.0758 | 10146.3303 | 8483.4053 | 2576.6583 | 4293.7705 | 9113.5847 | 3283.8706 | 5141.0035 | 6509.0385 | 3750.9984 | 4510.0539 | 106.4604 | 70.5891 | 70.5891 | 114.3594 | 144.3258 | 81.8395 | 171.0674 | 111.1081 | 171.0674 | 100.5977 | 123.849 | 63.0814 | 70.1888 | 84.3227 | 71.259 | 166709.0495 | 9726.2934 | 4287.6983 | 68011.0248 | 30532.0003 | 14360.279 | 5702.5195 | 5213.3884 | 4286.9503 | 4210.4004 | 25663.8553 | 5847.2077 | 7018.3591 | 4624.8452 | 6156.6446 | 159430.8734 | 20333.7298 | 8574.9175 | 69157.59 | 37620.9 | 23294.0093 | 14018.2487 | 7790.0467 | 8426.7447 | 12586.1852 | 28345.6259 | 10513.4111 | 13370.4976 | 8221.4436 | 10485.7985 | 71.2904 | 71.2904 | 71.2904 | 71.2904 | 146.36 | 71.2904 | 146.36 | 146.36 | 146.36 | 71.2904 | 71.2904 | 71.2904 | 71.2904 | 71.2904 | 71.2904 | 0.03192 | 6.8176e-07 | 3.0254e-09 | 0.013062 | 0.030733 | 5.6417e-11 | 0.00024018 | 7.5062e-26 | 3.0068e-07 | 1.6157e-12 | 0.0023388 | 1.5885e-07 | 8.1476e-08 | 1.2571e-23 | 1.2867e-10 | 0.03192 | 0.03192 | 0.03192 | 0.044982 | 0.075715 | 0.044982 | 0.075956 | 0.075715 | 0.075956 | 0.044982 | 0.034259 | 0.03192 | 0.044982 | 0.03192 | 0.03192
135 | 155355.2826 | 15631.0999 | 6003.8658 | 66771.9111 | 37325.4993 | 15628.3023 | 12067.9238 | 3036.3397 | 6119.4616 | 8069.4587 | 26430.8986 | 8305.4563 | 9992.844 | 4053.8795 | 7195.3977 | n/a | 7488.8029 | 8083.6978 | 4356.4274 | 9157.5069 | 12341.8845 | 9444.7106 | 1946.2351 | 3922.8214 | 8365.0889 | 4247.1276 | 5736.3251 | 8382.4521 | 2854.6057 | 6296.9555 | 123.3877 | 89.1847 | 89.1847 | 130.9142 | 158.6963 | 101.8474 | 183.4764 | 127.9151 | 183.4764 | 119.2298 | 138.5381 | 84.4652 | 89.2441 | 101.911 | 89.8055 | 164504.1497 | 10174.1094 | 4220.5783 | 69439.2192 | 30283.4837 | 14166.6088 | 5480.4151 | 5158.3847 | 4390.0201 | 4281.3898 | 23273.095 | 6007.91 | 6366.5303 | 4732.4072 | 6024.3681 | 157007.9 | 14949.7123 | 12304.2761 | 72180.5968 | 38683.0906 | 26315.3932 | 14696.3257 | 7045.7197 | 8230.6415 | 12585.2787 | 26843.1226 | 11612.3352 | 14627.0326 | 7189.3129 | 12281.7236 | 125.74 | 230.386 | 230.386 | 125.74 | 125.74 | 125.74 | 125.74 | 125.74 | 125.74 | 125.74 | 125.74 | 125.74 | 125.74 | 125.74 | 125.74 | 0.061752 | 0.15618 | 3.5208e-19 | 0.001665 | 0.012744 | 4.7714e-14 | 2.7544e-05 | 4.1794e-23 | 2.0345e-06 | 1.2295e-11 | 0.023387 | 8.389e-09 | 4.0833e-10 | 1.6679e-17 | 1.4543e-14 | 0.061752 | 0.21793 | 0.21793 | 0.063417 | 0.076161 | 0.063417 | 0.076189 | 0.076161 | 0.076191 | 0.063417 | 0.085139 | 0.061752 | 0.063417 | 0.061752 | 0.061752
136 | 150379.7011 | 15117.1506 | 5643.8518 | 64812.138 | 35987.2911 | 15235.5525 | 11672.6972 | 2922.7572 | 6076.302 | 7654.3668 | 25620.9353 | 8228.8726 | 9472.6432 | 3830.8802 | 6938.7018 | n/a | 10660.504 | 7512.8742 | 4728.5456 | 8315.6307 | 8799.7635 | 6998.6026 | 2062.1364 | 3774.3552 | 7557.2744 | 3103.0865 | 5810.5447 | 5699.632 | 3462.8799 | 6168.6448 | 112.2177 | 79.7484 | 79.7484 | 119.3639 | 145.9153 | 91.3344 | 169.6007 | 116.4941 | 169.6007 | 107.9488 | 126.9214 | 74.7201 | 79.7057 | 91.9125 | 80.3418 | 160426.9584 | 11853.4613 | 4286.3557 | 65411.7088 | 30150.2667 | 14425.7596 | 4689.3034 | 5092.2269 | 3974.8725 | 4322.5693 | 25501.6915 | 5722.2799 | 6329.3507 | 4724.8406 | 6132.341 | 153115.9274 | 22465.6652 | 11799.2298 | 68803.0233 | 37815.6664 | 23027.7231 | 11851.9749 | 7141.3632 | 7669.0277 | 11682.0437 | 27257.178 | 11532.8246 | 11618.4827 | 7553.0205 | 11715.8858 | 81.7891 | 81.7891 | 81.7891 | 81.7891 | 81.7891 | 81.7891 | 133.7707 | 81.7891 | 133.7707 | 81.7891 | 81.7891 | 81.7891 | 81.7891 | 81.7891 | 81.7891 | 0.043316 | 3.7858e-10 | 7.4487e-20 | 0.003706 | 0.0080067 | 4.6857e-11 | 0.024663 | 4.6791e-25 | 2.1335e-05 | 4.5347e-11 | 0.0036119 | 7.365e-09 | 4.9168e-06 | 2.0445e-21 | 3.0621e-14 | 0.043316 | 0.043316 | 0.043316 | 0.047022 | 0.055029 | 0.047022 | 0.079692 | 0.055029 | 0.079714 | 0.047022 | 0.046928 | 0.043316 | 0.047027 | 0.043316 | 0.043316
137 | 153903.3657 | 15565.6307 | 5894.3374 | 66209.4572 | 36853.7445 | 15645.1435 | 11831.148 | 3013.0779 | 6006.3121 | 8015.752 | 26213.9005 | 8362.2634 | 9814.8528 | 3898.1319 | 7128.6914 | n/a | 9709.2051 | 5567.6168 | 3637.4872 | 8314.9141 | 10712.3278 | 5043.7126 | 1552.233 | 4657.4689 | 8775.5112 | 5115.0433 | 5742.6884 | 5999.2299 | 3175.4986 | 4379.1637 | 109.653 | 71.665 | 71.665 | 118.0188 | 149.865 | 83.3059 | 178.2859 | 114.5614 | 178.2859 | 103.2421 | 128.2694 | 63.3698 | 71.1788 | 86.261 | 72.377 | 165780.9164 | 10928.609 | 4529.0829 | 68500.4128 | 28821.0656 | 13914.1937 | 5189.4694 | 5181.0179 | 4048.2737 | 4177.2697 | 24690.6516 | 5728.8795 | 6576.5961 | 4470.6819 | 6195.1649 | 154179.5 | 19623.1977 | 10082.1997 | 67198.6 | 35935.6797 | 22001.7215 | 9921.782 | 6733.2508 | 8663.9426 | 12752.9809 | 26737.9949 | 11450.868 | 12077.626 | 7497.6805 | 10236.7286 | 176.18 | 176.18 | 176.18 | 176.18 | 254.8836 | 176.18 | 267.4289 | 254.8836 | 267.4289 | 176.18 | 176.18 | 176.18 | 176.18 | 176.18 | 176.18 | 0.093103 | 2.0598e-06 | 1.2297e-13 | 0.022997 | 0.086401 | 3.1326e-09 | 2.7132 | 9.6151e-22 | 1.2822e-07 | 3.6121e-12 | 0.019728 | 2.57e-08 | 4.1938e-06 | 1.8289e-20 | 8.3762e-10 | 0.093103 | 0.093105 | 0.093105 | 0.1161 | 0.2025 | 0.1161 | 2.9157 | 0.2025 | 2.9157 | 0.1161 | 0.11283 | 0.093103 | 0.1161 | 0.093103 | 0.093103
138 | 155093.3982 | 15785.8088 | 6057.952 | 66653.1248 | 37100.1011 | 15522.3491 | 12067.5697 | 3065.3045 | 6044.8082 | 7957.5265 | 26291.9123 | 7992.4291 | 10067.9191 | 4095.0953 | 6885.6866 | n/a | 7731.6998 | 6122.7114 | 5593.3763 | 8339.4536 | 11439.4223 | 10357.8619 | 1942.6171 | 4927.861 | 8169.261 | 3940.357 | 7117.8241 | 5039.4667 | 2884.3003 | 5515.1613 | 84.3862 | 46.8158 | 46.8158 | 92.6658 | 125.0314 | 56.2002 | 153.9292 | 89.1354 | 153.9292 | 76.4709 | 104.3701 | 35.9296 | 45.85 | 61.6568 | 47.5398 | 157785.0521 | 10888.8708 | 4301.5311 | 63242.4212 | 29157.9056 | 13811.0279 | 5218.2591 | 5220.5011 | 4280.8245 | 4230.047 | 23550.6957 | 5656.7137 | 6238.4727 | 4546.7226 | 6196.5415 | 153922.3 | 17826.8705 | 9818.1424 | 67178.9975 | 36920.7592 | 25250.4502 | 15411.521 | 7163.1182 | 9044.0855 | 12399.3079 | 27396.5527 | 12774.5378 | 11246.8394 | 7281.0228 | 11701.6028 | 219.65 | 219.65 | 219.65 | 219.65 | 219.65 | 219.65 | 219.65 | 219.65 | 219.65 | 219.65 | 219.65 | 219.65 | 219.65 | 219.65 | 219.65 | 0.14436 | 0.00030969 | 3.617e-12 | 0.029024 | 0.048034 | 4.6772e-13 | 3.7608e-06 | 2.2973e-23 | 2.7963e-08 | 1.3002e-11 | 0.0084131 | 3.5082e-12 | 0.00037511 | 1.3566e-17 | 1.968e-14 | 0.14436 | 0.14467 | 0.14467 | 0.17338 | 0.22141 | 0.17338 | 0.22142 | 0.22141 | 0.22142 | 0.17338 | 0.15277 | 0.14436 | 0.17376 | 0.14436 | 0.14436
139 | 150487.0286 | 14955.1819 | 5427.5136 | 64848.5394 | 36015.1081 | 15434.205 | 11658.7335 | 2880.6301 | 5748.5237 | 7926.5192 | 25564.5015 | 7933.589 | 9506.2019 | 3932.9111 | 6875.261 | n/a | 8991.9791 | 6738.1075 | 4617.8012 | 10079.1479 | 10812.5013 | 8249.716 | 1842.6083 | 3447.6193 | 6411.8712 | 3759.1708 | 5926.086 | 6915.0249 | 3854.1136 | 5758.7298 | 80.2193 | 41.7543 | 41.7543 | 88.6974 | 122.0567 | 50.8158 | 151.8451 | 85.0544 | 151.8451 | 71.7112 | 101.0824 | 29.9204 | 40.641 | 57.0527 | 42.5006 | 163894.7216 | 10274.9701 | 4300.1473 | 67262.8531 | 29322.3378 | 13033.2353 | 5430.8753 | 4882.272 | 4239.5442 | 4059.9742 | 23894.6521 | 5766.6062 | 6463.8398 | 4687.6696 | 5641.3678 | 150203.5304 | 18185.9492 | 10973.8548 | 65636.9631 | 36087.7945 | 22963.9365 | 11677.7 | 6594.2804 | 6626.0723 | 9758.8454 | 26204.2229 | 11523.8921 | 12835.4647 | 8450.6831 | 10896.4975 | 184.0072 | 184.0072 | 184.0072 | 184.0072 | 184.0072 | 184.0072 | 185.66 | 184.0072 | 185.66 | 184.0072 | 184.0072 | 184.0072 | 184.0072 | 184.0072 | 184.0072 | 0.11065 | 1.1315e-05 | 9.9178e-19 | 0.025209 | 0.038523 | 1.2028e-10 | 0.03911 | 1.3114e-22 | 0.00047558 | 4.5656e-06 | 0.016238 | 1.0133e-09 | 3.6641e-08 | 6.5324e-25 | 2.0256e-12 | 0.11065 | 0.11066 | 0.11066 | 0.13586 | 0.17438 | 0.13586 | 0.21349 | 0.17438 | 0.21396 | 0.13586 | 0.12688 | 0.11065 | 0.13586 | 0.11065 | 0.11065
140 | 153957.6496 | 15434.6307 | 5836.2027 | 66229.1854 | 36818.286 | 15604.8448 | 11595.3132 | 2989.6161 | 5723.8049 | 8022.546 | 26251.0331 | 8094.6994 | 9561.4565 | 3866.2683 | 7131.9494 | n/a | 11282.2527 | 4735.1511 | 3649.2788 | 7459.3231 | 8968.9905 | 6664.5205 | 2125.6212 | 3229.5579 | 9572.9166 | 2671.9951 | 7460.5232 | 5905.4718 | 3287.4535 | 5475.0714 | 120.7928 | 84.3519 | 84.3519 | 128.8142 | 158.7995 | 96.8994 | 185.551 | 125.5696 | 185.551 | 115.6645 | 137.6315 | 78.1343 | 84.2002 | 98.0906 | 85.0221 | 159843.296 | 9358.6618 | 4068.7969 | 63597.9486 | 28413.9695 | 13889.3027 | 5770.9053 | 5065.643 | 4374.2496 | 4516.1176 | 24539.1384 | 5889.5408 | 7140.0592 | 4714.8525 | 5876.9226 | 155438.296 | 20640.9145 | 8803.948 | 66154.9274 | 35687.7925 | 22456.7932 | 12341.0257 | 7191.2643 | 7519.7075 | 13918.0341 | 26039.9335 | 13119.5641 | 13033.731 | 7878.506 | 11020.994 | 132.5658 | 132.5658 | 132.5658 | 199.0875 | 252.328 | 199.0875 | 252.328 | 252.328 | 252.328 | 199.0875 | 228.5135 | 199.0875 | 199.0875 | 132.5658 | 132.5658 | 0.064701 | 1.1062e-07 | 2.4743e-10 | 0.03908 | 0.099966 | 8.4467e-10 | 0.0047667 | 1.8733e-24 | 4.9331e-06 | 1.3122e-14 | 0.058379 | 1.4672e-12 | 2.1953e-08 | 1.0118e-22 | 1.005e-11 | 0.064701 | 0.064702 | 0.064702 | 0.10378 | 0.20375 | 0.10378 | 0.20851 | 0.20375 | 0.20852 | 0.10378 | 0.12308 | 0.064701 | 0.10378 | 0.064701 | 0.064701
141 | 153419.4613 | 15193.5022 | 5666.7428 | 66009.8563 | 36738.846 | 15111.7717 | 11572.5189 | 2756.4224 | 5890.7274 | 7776.2413 | 26062.3532 | 7733.5407 | 9921.4233 | 3972.9472 | 7163.7725 | n/a | 9274.158 | 6613.3524 | 4378.0194 | 9987.8991 | 8109.5608 | 7492.6439 | 1547.7959 | 4843.9869 | 6911.1307 | 3698.0393 | 7216.8488 | 7369.6421 | 3891.5304 | 6673.1028 | 98.0441 | 63.3954 | 63.3954 | 105.675 | 134.7929 | 73.8388 | 160.7801 | 102.5124 | 160.7801 | 92.0679 | 115.1528 | 55.6099 | 62.9123 | 76.7416 | 64.0465 | 165399.6092 | 10147.0048 | 4047.2346 | 69414.8406 | 30503.5858 | 14776.5936 | 4806.3504 | 5087.2353 | 4120.4293 | 4569.7781 | 23131.8806 | 5974.5363 | 7990.4108 | 4571.997 | 6095.0681 | 154391.6 | 18895.1628 | 10613.187 | 68214.06 | 37204.5848 | 21936.4544 | 12067.0943 | 6578.3313 | 8956.7162 | 10776.1088 | 25412.6199 | 12946.4851 | 14467.4529 | 8451.5275 | 12735.3709 | 133.4 | 133.4 | 133.4 | 133.4 | 133.4 | 133.4 | 133.4 | 133.4 | 133.4 | 133.4 | 220.5144 | 133.4 | 133.4 | 133.4 | 133.4 | 0.075471 | 3.9464e-06 | 2.7135e-16 | 0.012505 | 0.027332 | 5.1206e-10 | 0.0098359 | 3.7335e-24 | 1.4037e-08 | 1.0907e-08 | 0.11223 | 1.848e-13 | 5.0868e-10 | 1.7309e-24 | 8.2686e-16 | 0.075471 | 0.075475 | 0.075475 | 0.087976 | 0.11531 | 0.087976 | 0.12514 | 0.11531 | 0.12514 | 0.087976 | 0.1877 | 0.075471 | 0.087976 | 0.075471 | 0.075471
142 | 156804.7314 | 15676.0667 | 6065.4717 | 67345.7425 | 37324.4005 | 15690.1026 | 12019.3175 | 2940.2783 | 6224.6637 | 7858.2806 | 26537.7452 | 8158.8379 | 10112.7927 | 4019.4313 | 7194.643 | n/a | 6655.2671 | 4376.9067 | 3907.9911 | 9246.0547 | 6998.1946 | 8679.1053 | 1854.5219 | 4916.6654 | 7280.0663 | 3212.6549 | 8048.2547 | 6163.8768 | 3395.2977 | 4970.4553 | 118.2631 | 84.9674 | 84.9674 | 125.5903 | 152.7022 | 97.1304 | 176.8857 | 122.6622 | 176.8857 | 114.0942 | 133.1325 | 80.1667 | 84.9879 | 97.3873 | 85.5733 | 170476.6067 | 10690.3569 | 4466.8742 | 70451.1916 | 31770.6193 | 15025.1367 | 5758.8937 | 5129.5737 | 4422.6852 | 4523.8414 | 25633.431 | 6294.8849 | 7465.7434 | 4708.7645 | 6456.5887 | 159915.9 | 17276.3094 | 8843.7809 | 71174.3827 | 39970.4739 | 21098.3313 | 14323.699 | 6939.0956 | 9270.6506 | 11024.3077 | 27535.9859 | 14197.7396 | 13469.0202 | 7986.0622 | 11385.644 | 83.32 | 83.32 | 83.32 | 83.32 | 83.32 | 83.32 | 83.32 | 83.32 | 83.32 | 83.32 | 83.32 | 83.32 | 83.32 | 83.32 | 83.32 | 0.0402 | 0.00087482 | 1.6545e-09 | 0.0045023 | 0.0041932 | 3.6749e-08 | 6.6113e-05 | 9.8472e-24 | 3.3941e-08 | 5.5905e-09 | 0.0099743 | 1.416e-14 | 7.5764e-08 | 1.0224e-21 | 2.2292e-12 | 0.0402 | 0.041075 | 0.041075 | 0.044703 | 0.048896 | 0.044703 | 0.048962 | 0.048896 | 0.048962 | 0.044703 | 0.050175 | 0.040201 | 0.044703 | 0.0402 | 0.0402
143 | 152041.7708 | 15325.0365 | 5828.3799 | 65479.6406 | 36409.935 | 15061.9897 | 11506.2948 | 2896.5085 | 6186.1243 | 7894.92 | 25881.9607 | 7865.7826 | 9540.4391 | 4101.7188 | 6844.7251 | n/a | 12144.7548 | 7124.9924 | 4375.3298 | 10821.5239 | 10329.7104 | 9303.7252 | 2218.0367 | 3572.9345 | 7678.2792 | 3681.1378 | 7086.4187 | 6736.1602 | 3400.3987 | 4095.6193 | 119.0538 | 86.6997 | 86.6997 | 126.1728 | 152.3686 | 98.8846 | 175.7326 | 123.3466 | 175.7326 | 115.2735 | 133.2326 | 82.4957 | 86.803 | 98.6987 | 87.285 | 164824.9994 | 11258.5725 | 4420.2225 | 64304.1685 | 29937.243 | 13624.8073 | 5443.5041 | 5139.9475 | 4247.3064 | 4223.5487 | 26467.2458 | 5972.0431 | 6790.0967 | 4716.8843 | 6037.8602 | 154326.9012 | 20618.4273 | 11545.2149 | 65913.8 | 39265.8687 | 23007.8176 | 14471.8293 | 7254.5859 | 7649.441 | 11824.4279 | 28480.5837 | 13044.3618 | 13294.6569 | 7738.083 | 10032.2795 | 98.1312 | 98.1312 | 98.1312 | 145.08 | 145.08 | 145.08 | 145.08 | 145.08 | 145.08 | 145.08 | 98.1312 | 145.08 | 145.08 | 98.1312 | 98.1312 | 0.050291 | 8.1224e-08 | 4.6509e-18 | 0.030256 | 0.0032888 | 2.4627e-11 | 7.2069e-06 | 4.9907e-26 | 4.4059e-05 | 1.3781e-10 | 0.00087823 | 3.4019e-13 | 6.5973e-09 | 9.7651e-20 | 2.5179e-10 | 0.050291 | 0.050291 | 0.050291 | 0.080547 | 0.083836 | 0.080547 | 0.083843 | 0.083836 | 0.083887 | 0.080547 | 0.05117 | 0.050291 | 0.080547 | 0.050291 | 0.050291
144 | 153836.4448 | 15521.5297 | 5793.709 | 66186.4721 | 36838.3919 | 15525.3201 | 11555.726 | 3122.1762 | 5701.2789 | 8024.32 | 26144.7973 | 7892.9542 | 9849.2601 | 4052.2924 | 7465.7487 | n/a | 11403.678 | 5803.6809 | 4528.2108 | 7906.8499 | 11379.0504 | 7914.1489 | 1780.5215 | 4252.3774 | 6663.5607 | 4222.0857 | 6488.5004 | 4766.95 | 3523.6822 | 4107.9252 | 128.3928 | 95.9317 | 95.9317 | 135.5333 | 161.4925 | 108.9482 | 184.6402 | 132.739 | 184.6402 | 125.1855 | 142.034 | 92.711 | 96.2157 | 107.8197 | 96.5116 | 163868.5611 | 9638.6385 | 4295.4007 | 69026.3093 | 30548.9808 | 14605.3532 | 5221.0851 | 5169.6876 | 4223.2167 | 5073.3057 | 23960.9824 | 6175.9386 | 7755.3763 | 4618.41 | 5795.0606 | 157101.1 | 20267.9165 | 10099.0816 | 71337.4201 | 37701.2308 | 24975.5035 | 12551.7341 | 6950.2091 | 7892.0941 | 10821.5664 | 26390.8 | 12570.8389 | 12487.7263 | 8058.6922 | 9902.9858 | 87.848 | 87.848 | 87.848 | 87.848 | 105.2533 | 87.848 | 105.2533 | 105.2533 | 105.2533 | 87.848 | 138.35 | 87.848 | 87.848 | 87.848 | 87.848 | 0.035196 | 3.6825e-07 | 3.5993e-14 | 0.0018979 | 0.019337 | 9.6114e-13 | 0.0022864 | 1.3165e-21 | 6.6801e-07 | 4.6575e-08 | 0.029714 | 4.372e-12 | 9.5565e-07 | 9.4157e-22 | 7.0447e-08 | 0.035196 | 0.035197 | 0.035197 | 0.037094 | 0.056432 | 0.037094 | 0.058718 | 0.056432 | 0.058719 | 0.037094 | 0.06491 | 0.035196 | 0.037095 | 0.035196 | 0.035196
145 | 150639.2858 | 14948.2088 | 5679.1396 | 64895.4368 | 36090.3962 | 15241.0209 | 11587.3331 | 2913.5918 | 5806.477 | 8043.262 | 25803.9832 | 7845.5042 | 9577.9548 | 3744.3514 | 6628.2038 | n/a | 9757.6276 | 5936.6261 | 3531.1224 | 8079.6004 | 10102.3926 | 8369.0917 | 1880.1848 | 3463.9626 | 8700.9788 | 3578.4295 | 5368.701 | 7059.8034 | 4123.8003 | 5123.2381 | 154.7155 | 121.6644 | 121.6644 | 161.9801 | 187.5444 | 137.0397 | 210.326 | 159.2457 | 210.326 | 153.0201 | 167.0374 | 121.0593 | 122.437 | 133.3643 | 122.2351 | 165106.1246 | 10611.4558 | 4109.49 | 67338.5621 | 32157.3032 | 13329.79 | 5664.5157 | 5141.0217 | 4305.6949 | 4106.4403 | 24932.3963 | 5718.3712 | 5900.0378 | 4666.2479 | 6188.1452 | 153030.7 | 20037.1834 | 10046.1161 | 65912 | 36860.9036 | 22945.198 | 13071.5074 | 6970.6065 | 6990.4575 | 12599.319 | 25996.9 | 10808.1877 | 12662.7412 | 8549.3338 | 10783.5833 | 120.39 | 120.39 | 120.39 | 126.73 | 127.9665 | 126.73 | 127.9665 | 127.9665 | 127.9665 | 126.73 | 168.12 | 126.73 | 126.73 | 120.39 | 120.39 | 0.048223 | 9.8175e-08 | 1.3602e-14 | 0.022453 | 0.020672 | 5.9453e-11 | 0.00056008 | 3.0095e-24 | 0.00011118 | 9.4188e-12 | 0.032022 | 1.863e-08 | 1.1173e-07 | 1.443e-27 | 3.6966e-13 | 0.048223 | 0.048223 | 0.048223 | 0.070676 | 0.091348 | 0.070676 | 0.091908 | 0.091348 | 0.09202 | 0.070676 | 0.080245 | 0.048223 | 0.070676 | 0.048223 | 0.048223
146 | 156048.0787 | 15760.6114 | 5664.967 | 67046.249 | 37333.0779 | 15823.4612 | 12055.9903 | 2982.2579 | 6060.2287 | 8228.9294 | 26499.303 | 8505.4249 | 10013.3878 | 4141.4672 | 7233.1796 | n/a | 9189.5772 | 6430.6082 | 4091.6281 | 6390.8708 | 8247.0924 | 8126.908 | 1800.0087 | 3438.3529 | 7897.4051 | 4141.9965 | 6441.1148 | 7003.9886 | 3226.0639 | 4704.4597 | 120.6251 | 87.7169 | 87.7169 | 127.8662 | 154.5276 | 100.0691 | 178.3071 | 124.9894 | 178.3071 | 116.7495 | 135.0773 | 83.3887 | 87.8125 | 99.9293 | 88.3126 | 161859.3008 | 10677.6685 | 4129.4406 | 63781.546 | 29989.5194 | 12764.4393 | 5393.0733 | 5032.4547 | 4281.9959 | 4159.8576 | 24858.7429 | 5786.6731 | 6378.569 | 4632.4369 | 5802.3848 | 156462.0267 | 19797.3457 | 10560.0487 | 66400.2 | 35773.6902 | 20946.8318 | 13155.5813 | 6832.4634 | 7720.3488 | 11992.5627 | 27859.5394 | 12227.7879 | 13231.7575 | 7379.5008 | 10208.5445 | 163.8053 | 163.8053 | 163.8053 | 229.72 | 233.6545 | 229.72 | 233.6545 | 233.6545 | 233.6545 | 229.72 | 163.8053 | 229.72 | 229.72 | 163.8053 | 163.8053 | 0.089275 | 2.45e-06 | 3.7788e-16 | 0.051766 | 0.13207 | 8.4751e-08 | 0.0019321 | 1.2253e-22 | 1.5261e-05 | 6.6632e-10 | 0.0058664 | 1.808e-09 | 1.1471e-07 | 1.1378e-17 | 2.2701e-09 | 0.089275 | 0.089277 | 0.089277 | 0.14104 | 0.27311 | 0.14104 | 0.27504 | 0.27311 | 0.27506 | 0.14104 | 0.095141 | 0.089275 | 0.14104 | 0.089275 | 0.089275
147 | 151635.0018 | 15326.3277 | 5781.3728 | 65299.7577 | 36344.8171 | 14959.57 | 11498.2312 | 2829.9503 | 5646.8378 | 7659.4335 | 25821.9986 | 7513.8525 | 9660.0225 | 3933.2384 | 6989.3737 | n/a | 11540.0958 | 6259.678 | 3065.1547 | 5880.1453 | 11753.7324 | 5897.0843 | 1830.8952 | 4407.3261 | 8966.7721 | 3932.4816 | 6132.9662 | 7107.307 | 2556.3264 | 6229.1829 | 115.9591 | 82.5821 | 82.5821 | 123.3049 | 150.5768 | 94.5454 | 174.9045 | 120.3577 | 174.9045 | 111.6104 | 131.0343 | 77.4806 | 82.5504 | 95.076 | 83.1916 | 165521.733 | 10558.243 | 4427.495 | 66699.4258 | 31527.9322 | 14223.6143 | 5437.2515 | 5222.3332 | 4409.9041 | 4898.542 | 25443.759 | 5934.9601 | 6959.7817 | 4717.4503 | 6076.3987 | 154230.9 | 18659.5388 | 10583.473 | 66836.003 | 36370.5 | 25544.8467 | 11334.3358 | 6938.2285 | 8817.2302 | 13695.3141 | 28441.1406 | 11805.4264 | 13579.5886 | 6786.8767 | 12305.5816 | 86.3569 | 86.3569 | 86.3569 | 86.3569 | 184.39 | 86.3569 | 262.3568 | 184.39 | 262.3568 | 86.3569 | 86.3569 | 86.3569 | 86.3569 | 86.3569 | 86.3569 | 0.045598 | 1.0705e-05 | 1.3335e-15 | 0.01732 | 0.040185 | 1.8458e-14 | 0.06666 | 3.4485e-25 | 4.3926e-09 | 1.6459e-15 | 0.00084398 | 1.0087e-11 | 4.0618e-09 | 1.4725e-16 | 1.6539e-15 | 0.045598 | 0.045608 | 0.045608 | 0.062918 | 0.1031 | 0.062918 | 0.16976 | 0.1031 | 0.16976 | 0.062918 | 0.046442 | 0.045598 | 0.062918 | 0.045598 | 0.045598
148 | 154314.0071 | 15692.9288 | 5985.114 | 66378.8756 | 36891.1958 | 15202.4349 | 11530.3992 | 3072.3769 | 5796.262 | 7670.476 | 26477.2003 | 8212.6699 | 9992.1618 | 4058.3097 | 7084.8273 | n/a | 11630.7875 | 5529.2055 | 4225.7542 | 8320.017 | 9867.7748 | 6510.8024 | 1577.8268 | 2901.5295 | 7925.9443 | 3492.0553 | 3799.9429 | 6661.5274 | 4602.0743 | 5596.6344 | 112.6489 | 77.6082 | 77.6082 | 120.363 | 149.3228 | 89.3637 | 175.1613 | 117.2269 | 175.1613 | 107.4884 | 129.0695 | 71.239 | 77.3917 | 90.878 | 78.2555 | 169284.1123 | 10956.9172 | 4474.7296 | 71633.8282 | 30945.9372 | 15652.0731 | 5310.6912 | 5028.3394 | 4338.8098 | 5271.4979 | 25411.0206 | 5933.8366 | 6985.0792 | 4618.9363 | 6145.7681 | 156794.5 | 21843.7015 | 9990.1351 | 73012.4577 | 38527.7542 | 25155.6479 | 11806.8936 | 6574.2662 | 7240.3392 | 13037.5423 | 28269.276 | 9529.4796 | 12450.5819 | 8750.4106 | 10194.1744 | 88.3891 | 88.3891 | 88.3891 | 88.3891 | 88.3891 | 88.3891 | 88.3891 | 88.3891 | 88.3891 | 88.3891 | 88.3891 | 88.3891 | 88.3891 | 88.3891 | 88.3891 | 0.047775 | 1.3756e-08 | 5.8307e-13 | 0.00076344 | 0.0098531 | 1.5277e-13 | 0.018465 | 3.0836e-20 | 3.083e-05 | 5.1788e-14 | 0.0031155 | 8.6648e-05 | 2.2707e-06 | 4.6536e-25 | 7.4535e-10 | 0.047775 | 0.047775 | 0.047775 | 0.048539 | 0.058392 | 0.048539 | 0.076857 | 0.058392 | 0.076887 | 0.048539 | 0.050891 | 0.047862 | 0.048541 | 0.047775 | 0.047775
149 | 154705.5 | 15630.7594 | 5846.4237 | 66495.1512 | 36961.933 | 15540.3167 | 11724.1494 | 2824.7113 | 5943.3043 | 8004.6435 | 26145.428 | 8079.6145 | 9957.6094 | 3990.4672 | 6873.6422 | n/a | 10376.3169 | 5152.4104 | 4996.9565 | 10257.723 | 8267.781 | 8349.0524 | 1640.4156 | 3571.0557 | 8757.6599 | 4108.7503 | 5875.2022 | 6877.7814 | 2998.7133 | 4736.3035 | 132.9141 | 98.4817 | 98.4817 | 140.489 | 168.143 | 111.9988 | 192.804 | 137.5098 | 192.804 | 129.2976 | 147.5977 | 94.7002 | 98.7168 | 111.1468 | 99.0995 | 166689.5399 | 9850.7239 | 4198.7553 | 66327.8649 | 31892.5353 | 13601.71 | 4958.5929 | 4911.4349 | 4177.4035 | 4479.9653 | 26708.9157 | 5883.1635 | 6848.4783 | 4571.521 | 6110.8405 | 156922 | 19545.3408 | 9284.7657 | 68249.2214 | 40042.9584 | 21333.491 | 12749.3453 | 6536.8505 | 7256.0592 | 13237.6252 | 28837.5262 | 11222.3657 | 13546.4598 | 7437.0343 | 10766.744 | 112.77 | 112.77 | 112.77 | 112.77 | 112.77 | 112.77 | 112.77 | 112.77 | 112.77 | 112.77 | 112.77 | 112.77 | 112.77 | 112.77 | 112.77 | 0.051961 | 3.0438e-06 | 1.2344e-11 | 0.015763 | 0.0028071 | 1.1957e-08 | 0.0021923 | 5.2614e-23 | 6.8708e-05 | 3.1161e-13 | 0.00079528 | 1.1988e-08 | 2.447e-08 | 2.7582e-19 | 4.2826e-12 | 0.051961 | 0.051964 | 0.051964 | 0.067724 | 0.070531 | 0.067724 | 0.072724 | 0.070531 | 0.072792 | 0.067724 | 0.052756 | 0.051961 | 0.067724 | 0.051961 | 0.051961
150 | 155688.4496 | 15537.6711 | 5857.0138 | 66875.6161 | 37253.3063 | 15922.6986 | 11924.7457 | 3134.7116 | 6058.1848 | 7970.2579 | 26466.9986 | 8249.1422 | 10019.2934 | 4049.3523 | 6975.9739 | n/a | 10235.6668 | 5955.4819 | 3393.328 | 12185.9464 | 12183.5481 | 7306.3033 | 2149.7452 | 3785.724 | 6677.1037 | 3779.5169 | 6280.9463 | 8089.7361 | 3497.9188 | 6218.2807 | 95.0393 | 59.5668 | 59.5668 | 102.8529 | 132.8561 | 69.7865 | 159.6362 | 99.5905 | 159.6362 | 88.5717 | 112.9034 | 51.0013 | 58.9646 | 73.3202 | 60.2377 | 171580.4746 | 10470.4798 | 4407.026 | 71434.5815 | 31811.9147 | 14329.859 | 5125.2622 | 4972.2496 | 4355.2914 | 4500.8351 | 25394.3133 | 5767.1282 | 7547.3376 | 4604.6792 | 6120.9684 | 157381.6 | 19707.4465 | 10322.1079 | 68425.244 | 42036.3957 | 26285.6071 | 11964.2 | 6609.0948 | 8033.4154 | 11037.4388 | 26668.7 | 11960.7745 | 13587.8737 | 7767.5979 | 12013.349 | 106.18 | 106.18 | 106.18 | 106.18 | 106.18 | 106.18 | 179.04 | 106.18 | 179.04 | 106.18 | 131.32 | 106.18 | 106.18 | 106.18 | 106.18 | 0.060894 | 1.536e-06 | 1.744e-14 | 0.017524 | 0.00065833 | 1.7844e-13 | 0.036963 | 9.7305e-20 | 3.4822e-06 | 1.1317e-08 | 0.031843 | 1.1212e-09 | 2.8947e-08 | 2.3134e-20 | 7.8566e-15 | 0.060894 | 0.060895 | 0.060895 | 0.078417 | 0.079076 | 0.078417 | 0.11604 | 0.079076 | 0.11604 | 0.078417 | 0.092737 | 0.060894 | 0.078417 | 0.060894 | 0.060894
151 | 161911.9982 | 16239.3077 | 6074.1116 | 69354.6615 | 38526.9391 | 16238.3263 | 12761.671 | 3195.7542 | 6560.9943 | 8523.5148 | 27589.9318 | 8456.8909 | 9958.4185 | 4336.3088 | 7298.5124 | n/a | 6751.3432 | 5122.3521 | 4259.9628 | 7877.8752 | 10043.2696 | 7932.8465 | 2111.9825 | 5083.4953 | 8358.4048 | 4975.8421 | 7940.7593 | 8095.7771 | 3311.1559 | 6246.2457 | 113.0743 | 79.5186 | 79.5186 | 120.4602 | 148.0047 | 91.2358 | 172.5776 | 117.481 | 172.5776 | 108.4728 | 128.4592 | 73.999 | 79.4161 | 92.1385 | 80.1342 | 166490.4519 | 10868.951 | 4279.7795 | 68354.3817 | 32642.7174 | 13811.0934 | 5181.7058 | 5111.6779 | 4283.8281 | 3805.0893 | 25531.2979 | 5638.2614 | 6531.7939 | 4600.7062 | 5932.1583 | 161109.8 | 17536.5942 | 9402.1315 | 70531.8445 | 39760.9925 | 23836.563 | 13008.2523 | 7210.6605 | 9367.3234 | 12145.6942 | 29627.288 | 13579.0207 | 13457.171 | 7757.3621 | 12173.104 | 201.92 | 201.92 | 201.92 | 201.92 | 201.92 | 201.92 | 201.92 | 201.92 | 201.92 | 201.92 | 201.92 | 201.92 | 201.92 | 201.92 | 201.92 | 0.12787 | 0.0020405 | 5.6116e-11 | 0.021503 | 0.014656 | 2.6686e-10 | 0.02159 | 4.3579e-22 | 1.9477e-07 | 2.3613e-09 | 0.0024546 | 2.6369e-12 | 3.5057e-08 | 8.249e-18 | 7.046e-14 | 0.12787 | 0.12991 | 0.12991 | 0.14937 | 0.16402 | 0.14937 | 0.18561 | 0.16402 | 0.18561 | 0.14937 | 0.13032 | 0.12787 | 0.14937 | 0.12787 | 0.12787
152 | 153635.5012 | 15729.2308 | 5901.6785 | 66079.2383 | 36697.0781 | 15366.3199 | 11411.0852 | 3003.2961 | 5959.68 | 7903.052 | 26051.9236 | 8095.6783 | 9772.4612 | 4039.3835 | 7250.082 | n/a | 8890.6497 | 3812.3125 | 4318.8818 | 6580.3979 | 9572.2058 | 7473.7457 | 1623.5941 | 3936.1985 | 7759.4134 | 3789.7191 | 8418.3458 | 5994.231 | 3697.0724 | 4484.0184 | 119.2764 | 87.2164 | 87.2164 | 126.3305 | 152.2411 | 99.4059 | 175.3499 | 123.536 | 175.3499 | 115.6159 | 133.2411 | 83.196 | 87.345 | 99.0843 | 87.7953 | 161760.01 | 9563.8348 | 4233.5595 | 65926.9773 | 31083.8575 | 13772.8478 | 5327.4166 | 5016.9342 | 4472.7042 | 3899.4426 | 23561.7042 | 5774.1814 | 6098.2602 | 4612.3958 | 5897.1895 | 155135.5 | 17540.2845 | 7965.972 | 67413.6491 | 36544.9555 | 22257.0436 | 12664.4624 | 6634.9283 | 8328.6027 | 11049.3459 | 27013.0233 | 13714.0271 | 12019.6913 | 8284.4682 | 10381.208 | 124.78 | 124.78 | 124.78 | 124.78 | 202.2264 | 124.78 | 202.2264 | 202.2264 | 202.2264 | 124.78 | 124.78 | 124.78 | 124.78 | 124.78 | 124.78 | 0.0641 | 0.00053154 | 9.7634e-08 | 0.019334 | 0.04698 | 5.8154e-10 | 0.0010336 | 2.4384e-21 | 4.5911e-07 | 6.7375e-09 | 0.010258 | 8.5195e-14 | 4.293e-06 | 5.5613e-23 | 9.8938e-10 | 0.0641 | 0.064632 | 0.064632 | 0.083435 | 0.13041 | 0.083435 | 0.13145 | 0.13041 | 0.13145 | 0.083435 | 0.074358 | 0.0641 | 0.083439 | 0.0641 | 0.0641
153 | 154168.2234 | 15294.3201 | 5628.2346 | 66333.514 | 36956.5724 | 15349.0544 | 11866.5923 | 3016.9432 | 6041.0344 | 7867.1958 | 26328.5137 | 7954.6688 | 9930.3799 | 3990.1854 | 7039.3468 | n/a | 8558.549 | 6316.5621 | 3898.3227 | 9926.1042 | 9295.0468 | 8740.9186 | 1736.7127 | 4000.1438 | 7524.6627 | 3237.4972 | 5501.3902 | 6293.8555 | 3888.0717 | 5726.635 | 164.895 | 137.3542 | 137.3542 | 170.9399 | 190.9421 | 153.3486 | 208.7454 | 168.8274 | 208.7454 | 165.8369 | 172.8121 | 140.8604 | 138.7232 | 146.4974 | 137.8002 | 166556.244 | 10335.4401 | 4136.0694 | 66919.3919 | 31297.3786 | 13952.6811 | 5329.6767 | 5101.7913 | 4433.6138 | 4556.9419 | 27523.5381 | 5789.3689 | 5963.8342 | 4600.5231 | 6267.3312 | 156138.9 | 17987.1891 | 10372.1315 | 67373.3147 | 39498.9829 | 22769.9279 | 13960.1953 | 6824.504 | 8337.0575 | 11767.5045 | 30129.8353 | 11127.059 | 11937.7897 | 8385.8948 | 11682.5662 | 141.79 | 141.79 | 141.79 | 141.79 | 141.79 | 141.79 | 141.79 | 141.79 | 141.79 | 141.79 | 141.79 | 141.79 | 141.79 | 141.79 | 141.79 | 0.055728 | 5.1981e-05 | 8.4038e-16 | 0.022445 | 0.0044864 | 1.4332e-10 | 0.00011049 | 3.5339e-22 | 7.5242e-07 | 1.4876e-10 | 0.00016013 | 8.1794e-09 | 1.2915e-05 | 5.5504e-24 | 9.8498e-14 | 0.055728 | 0.05578 | 0.05578 | 0.078173 | 0.082659 | 0.078173 | 0.08277 | 0.082659 | 0.08277 | 0.078173 | 0.055888 | 0.055728 | 0.078186 | 0.055728 | 0.055728
154 | 151267.4097 | 15280.4873 | 5737.8251 | 65151.9362 | 36280.5122 | 15164.7889 | 11757.0542 | 2979.4996 | 5904.8381 | 7824.0787 | 25611.7247 | 7760.1916 | 9757.6249 | 4056.1934 | 6734.5114 | n/a | 10553.0121 | 6099.7496 | 4624.8821 | 11605.1856 | 12738.1468 | 9463.6509 | 1802.9844 | 4254.4963 | 6288.1643 | 4218.7277 | 7531.1231 | 5278.4103 | 3049.6273 | 4782.2815 | 127.3317 | 94.8763 | 94.8763 | 134.4712 | 160.4634 | 107.7986 | 183.6412 | 131.6726 | 183.6412 | 124.057 | 141.0384 | 91.5404 | 95.1393 | 106.7797 | 95.457 | 165939.044 | 9638.6988 | 4304.1178 | 67991.4117 | 30212.5596 | 14816.1029 | 5507.5324 | 5248.6122 | 4466.8117 | 4296.4207 | 24465.0059 | 6054.9776 | 6145.0007 | 4585.227 | 6283.9376 | 154929.9 | 17606.5614 | 10403.8674 | 69255.5938 | 39944.6452 | 27174.3497 | 14867.6832 | 6864.1966 | 8617.808 | 10307.185 | 27651.9336 | 13483.6007 | 11400.311 | 7256.7543 | 9805.8877 | 81.51 | 81.51 | 81.51 | 81.51 | 81.51 | 81.51 | 81.51 | 81.51 | 81.51 | 81.51 | 81.51 | 81.51 | 81.51 | 81.51 | 81.51 | 0.026253 | 0.00012912 | 2.5687e-15 | 0.0034969 | 0.0015908 | 6.341e-16 | 5.7273e-06 | 7.6827e-23 | 7.9227e-08 | 1.5766e-07 | 0.00196 | 1.5686e-14 | 4.9262e-05 | 8.2029e-18 | 3.7176e-10 | 0.026253 | 0.026382 | 0.026382 | 0.02975 | 0.031341 | 0.02975 | 0.031347 | 0.031341 | 0.031347 | 0.02975 | 0.028213 | 0.026253 | 0.0298 | 0.026253 | 0.026253
155 | 151760.6918 | 14895.1219 | 5499.22 | 65358.5641 | 36461.0443 | 15215.8454 | 11698.4545 | 3045.6473 | 5677.5548 | 7860.4547 | 25825.6958 | 7889.1654 | 9920.2837 | 3832.1225 | 7136.2482 | n/a | 11027.583 | 7020.9491 | 4262.9999 | 10475.4017 | 9191.0105 | 9608.6057 | 2019.4958 | 3859.2865 | 6421.0699 | 5241.3658 | 6786.6798 | 6939.7649 | 3990.7293 | 6318.4374 | 96.0932 | 61.4319 | 61.4319 | 103.7274 | 132.9277 | 71.7034 | 158.9895 | 100.5545 | 158.9895 | 89.9848 | 113.3379 | 53.4221 | 60.9086 | 74.8164 | 62.0848 | 163699.9572 | 9991.1663 | 4252.9617 | 67117.0374 | 29483.7508 | 14798.2392 | 5165.2465 | 4952.7681 | 4289.5617 | 4780.0658 | 26245.2455 | 5903.9814 | 7692.726 | 4610.3042 | 5778.7995 | 155743.5 | 18627.7493 | 11223.7108 | 68267.4802 | 38342.8525 | 23261.2926 | 14035.1522 | 6918.6639 | 7698.4482 | 11055.1357 | 31067.2113 | 12551.4612 | 14153.2909 | 8314.0335 | 11839.9369 | 58.6301 | 58.6301 | 58.6301 | 58.6301 | 58.6301 | 58.6301 | 58.6301 | 58.6301 | 58.6301 | 58.6301 | 58.6301 | 58.6301 | 58.6301 | 58.6301 | 58.6301 | 0.021593 | 3.0261e-06 | 4.8361e-19 | 0.0074855 | 0.0078018 | 2.3461e-11 | 5.0504e-05 | 2.4883e-22 | 1.4914e-06 | 4.87e-09 | 1.6594e-05 | 4.6691e-12 | 1.7714e-09 | 2.5319e-25 | 1.0044e-13 | 0.021593 | 0.021596 | 0.021596 | 0.029078 | 0.03688 | 0.029078 | 0.036931 | 0.03688 | 0.036932 | 0.029078 | 0.021609 | 0.021593 | 0.029078 | 0.021593 | 0.021593
156 | 158635.2143 | 16138.9708 | 6076.0698 | 68090.4097 | 37875.6472 | 15958.4115 | 12148.496 | 3071.3388 | 6264.1675 | 8272.6285 | 27029.5058 | 8438.9191 | 9955.9542 | 4196.995 | 7453.187 | n/a | 10927.9886 | 6065.1623 | 3360.909 | 7300.6008 | 10666.0146 | 7543.4462 | 1537.2334 | 5034.1227 | 9522.9292 | 4440.588 | 6262.8779 | 7368.4743 | 3643.9771 | 4686.2634 | 126.945 | 92.4698 | 92.4698 | 134.5308 | 162.4408 | 105.4611 | 187.3337 | 131.5196 | 187.3337 | 122.9225 | 142.0477 | 87.9998 | 92.5816 | 105.254 | 93.0934 | 169824.151 | 10173.2534 | 4245.1145 | 69926.2541 | 31173.3819 | 14141.982 | 4997.1973 | 5184.7332 | 4142.865 | 4848.3051 | 25186.8423 | 5839.1249 | 6634.8438 | 4595.9185 | 6281.4756 | 162217.2 | 21053.542 | 10310.2768 | 70997.7631 | 37028.5828 | 24514.1966 | 12460.0435 | 6677.5666 | 9096.3877 | 14371.2342 | 28976.0302 | 11808.2028 | 13928.2181 | 8211.7956 | 10282.588 | 84.314 | 84.314 | 84.314 | 84.314 | 245.0692 | 84.314 | 245.0692 | 245.0692 | 245.0692 | 84.314 | 84.314 | 84.314 | 84.314 | 84.314 | 84.314 | 0.030696 | 3.8665e-07 | 2.0541e-13 | 0.0080644 | 0.081037 | 1.7472e-11 | 0.01746 | 8.7834e-21 | 9.75e-08 | 1.1977e-14 | 0.0026347 | 8.0386e-09 | 5.3105e-09 | 4.0473e-21 | 8.1954e-09 | 0.030696 | 0.030697 | 0.030697 | 0.038761 | 0.1198 | 0.038761 | 0.13726 | 0.1198 | 0.13726 | 0.038761 | 0.033331 | 0.030696 | 0.038761 | 0.030696 | 0.030696
157 | 156422.699 | 15996.3911 | 5969.6179 | 67198.9188 | 37284.7137 | 15728.0415 | 11886.3099 | 2906.8338 | 6060.3321 | 8146.2115 | 26530.8668 | 8481.7219 | 9881.0595 | 4002.3614 | 6988.6658 | n/a | 11390.7263 | 6925.2161 | 3026.579 | 7518.8052 | 7960.7104 | 7558.2724 | 1575.9979 | 3760.0467 | 8216.313 | 3745.7268 | 7359.888 | 7054.0652 | 3103.365 | 5368.9721 | 120.2207 | 86.0022 | 86.0022 | 127.7513 | 155.6623 | 98.3855 | 180.5594 | 124.7359 | 180.5594 | 115.8499 | 135.5885 | 80.9212 | 85.9967 | 98.7885 | 86.6259 | 162834.4278 | 11412.1754 | 4163.7805 | 66459.1874 | 31056.9366 | 14472.8164 | 5420.4728 | 4914.5004 | 4185.078 | 4611.0243 | 25380.1637 | 5915.6947 | 6655.4954 | 4681.0722 | 5901.8249 | 156325.5278 | 22308.0016 | 11088.9966 | 66703.0664 | 37895.2418 | 21908.9268 | 12940.6453 | 6375.4983 | 7945.1247 | 12727.3372 | 27963.8906 | 12850.9827 | 12689.5606 | 7407.0371 | 11270.7971 | 184.9609 | 184.9609 | 184.9609 | 224.2116 | 224.2116 | 224.2116 | 224.2116 | 224.2116 | 224.2116 | 224.2116 | 184.9609 | 224.2116 | 224.2116 | 184.9609 | 184.9609 | 0.10413 | 1.2448e-08 | 4.8315e-16 | 0.048049 | 0.024264 | 5.333e-09 | 0.0021016 | 4.366e-21 | 5.334e-06 | 1.1046e-11 | 0.0052879 | 8.8969e-11 | 5.0017e-07 | 4.9874e-19 | 6.5662e-13 | 0.10413 | 0.10413 | 0.10413 | 0.15218 | 0.17645 | 0.15218 | 0.17855 | 0.17645 | 0.17855 | 0.15218 | 0.10942 | 0.10413 | 0.15218 | 0.10413 | 0.10413
158 | 155406.7187 | 15552.6302 | 5839.3077 | 66803.8101 | 37161.683 | 15569.8476 | 11819.0233 | 2942.9895 | 6077.1537 | 7897.3801 | 26374.244 | 8157.0523 | 10051.5988 | 4044.7488 | 7003.9942 | n/a | 10596.6945 | 6365.4779 | 5199.9726 | 8631.3307 | 9151.3797 | 9085.829 | 1653.3684 | 4375.9497 | 7757.6379 | 4083.9551 | 6916.0462 | 6224.5573 | 4773.0497 | 5002.3417 | 135.59 | 103.2571 | 103.2571 | 142.7004 | 168.2787 | 116.9037 | 191.0824 | 139.9527 | 191.0824 | 132.8996 | 148.6739 | 100.9079 | 103.6952 | 114.9683 | 103.8284 | 168225.611 | 11071.1375 | 4256.3966 | 68229.9203 | 32263.8699 | 13649.6839 | 5540.6649 | 5088.7573 | 4258.3786 | 3592.5898 | 25198.9347 | 6022.7148 | 6329.6008 | 4634.6646 | 5786.0304 | 156875 | 21357.032 | 10607.6746 | 69618.0819 | 39999.6006 | 21125.2526 | 14544.2939 | 6742.1258 | 8552.1282 | 10765.5167 | 26915.0899 | 12702.8611 | 11644.7581 | 9217.5144 | 10367.5721 | 137.88 | 137.88 | 137.88 | 137.88 | 137.88 | 137.88 | 137.88 | 137.88 | 137.88 | 137.88 | 137.88 | 137.88 | 137.88 | 137.88 | 137.88 | 0.065308 | 2.8117e-08 | 2.2608e-15 | 0.0082563 | 0.0035157 | 2.2644e-08 | 1.7932e-05 | 1.231e-22 | 3.4804e-07 | 2.6358e-08 | 0.019339 | 1.7292e-11 | 7.2773e-05 | 1.7606e-27 | 1.398e-10 | 0.065308 | 0.065308 | 0.065308 | 0.073564 | 0.07708 | 0.073564 | 0.077098 | 0.07708 | 0.077098 | 0.073564 | 0.084647 | 0.065308 | 0.073637 | 0.065308 | 0.065308
159 | 154138.3863 | 15450.0678 | 5769.9048 | 66294.7038 | 36776.3411 | 15303.0348 | 11741.8668 | 3059.1341 | 5794.7334 | 8059.8551 | 26090.2093 | 8160.885 | 9892.3065 | 3989.0478 | 6948.1335 | n/a | 7961.358 | 5232.893 | 3448.7687 | 8492.7607 | 10194.903 | 9141.1275 | 2077.2459 | 4064.5208 | 5454.611 | 3924.6349 | 7072.8816 | 7548.1469 | 3585.5819 | 5469.1541 | 70.1404 | 31.2981 | 31.2981 | 78.7043 | 112.7835 | 39.4872 | 143.2206 | 74.9754 | 143.2206 | 60.8377 | 91.9182 | 18.1368 | 29.9549 | 46.9297 | 32.0607 | 164541.8314 | 10122.1037 | 4280.3447 | 69424.3478 | 29448.0654 | 14662.463 | 5110.5727 | 5047.1306 | 4170.8017 | 4035.7979 | 24635.3465 | 6345.836 | 6327.9654 | 4773.6407 | 5914.8701 | 155184.4 | 17989.3616 | 9513.2377 | 70765.6165 | 37042.6261 | 24505.166 | 14251.7002 | 7124.3764 | 8235.3225 | 9328.209 | 27207.4814 | 13228.7177 | 13743.6123 | 8250.3225 | 10887.2241 | 120.52 | 120.52 | 120.52 | 120.52 | 138.9348 | 120.52 | 138.9348 | 138.9348 | 138.9348 | 120.52 | 120.52 | 120.52 | 120.52 | 120.52 | 120.52 | 0.073731 | 8.1278e-05 | 1.2569e-12 | 0.0029108 | 0.03256 | 1.2902e-12 | 3.1556e-05 | 3.072e-23 | 2.3456e-07 | 8.1455e-05 | 0.0081538 | 1.4541e-12 | 7.786e-09 | 2.5311e-23 | 4.1889e-12 | 0.073731 | 0.073812 | 0.073812 | 0.076642 | 0.1092 | 0.076642 | 0.10923 | 0.1092 | 0.10923 | 0.076723 | 0.081885 | 0.073731 | 0.076642 | 0.073731 | 0.073731
160 | 156685.9644 | 15649.7599 | 5643.1452 | 67301.9806 | 37411.4098 | 15642.512 | 11923.7598 | 3075.3898 | 6214.3938 | 7939.1932 | 26685.6489 | 7827.3135 | 9902.0572 | 4039.9491 | 7406.9243 | n/a | 7846.6528 | 5373.5375 | 4403.5666 | 7604.0691 | 11285.5759 | 8857.3469 | 2058.7323 | 4227.3802 | 7847.899 | 4154.1278 | 5746.569 | 5432.5698 | 3961.1899 | 5695.397 | 83.3337 | 46.3604 | 46.3604 | 91.4816 | 123.3223 | 55.6212 | 151.7513 | 88.0086 | 151.7513 | 75.5631 | 102.981 | 35.6794 | 45.4158 | 60.9606 | 47.0726 | 165376.2503 | 10543.1776 | 4332.1424 | 65830.6418 | 28031.4641 | 13657.822 | 4914.0025 | 5205.6105 | 4238.2521 | 4635.7768 | 24984.8699 | 5818.6534 | 6922.1971 | 4574.421 | 6027.1513 | 157137.1 | 18106.0304 | 9530.1799 | 66864.7 | 34744.5828 | 23834.3398 | 13684.199 | 7264.3428 | 8383.4323 | 11380.0178 | 28274.7977 | 11559.8224 | 11423.7669 | 8485.1108 | 11714.6483 | 150.32 | 150.32 | 150.32 | 212.2 | 236.3465 | 212.2 | 236.3465 | 236.3465 | 236.3465 | 212.2 | 150.32 | 212.2 | 212.2 | 150.32 | 150.32 | 0.088445 | 0.00010781 | 2.7825e-13 | 0.04667 | 0.27761 | 2.8725e-11 | 0.00029046 | 9.1279e-24 | 1.8142e-06 | 1.6988e-09 | 0.0042679 | 3.9389e-10 | 8.8088e-05 | 5.896e-24 | 2.3153e-12 | 0.088445 | 0.088553 | 0.088553 | 0.13512 | 0.41272 | 0.13512 | 0.41301 | 0.41272 | 0.41301 | 0.13512 | 0.092713 | 0.088445 | 0.1352 | 0.088445 | 0.088445
161 | 160013.1063 | 16228.7688 | 6286.0612 | 68651.1994 | 38231.4579 | 15905.6352 | 12158.8807 | 3139.6878 | 6145.7431 | 7907.928 | 27119.0969 | 8068.0753 | 10217.4434 | 4311.664 | 7400.3107 | n/a | 10011.1971 | 5779.8457 | 3789.7341 | 10758.4826 | 10926.0737 | 8849.3136 | 2437.7256 | 4358.4162 | 8405.5965 | 3972.3998 | 8079.8975 | 5779.7941 | 3878.6095 | 5381.88 | 134.529 | 99.0257 | 99.0257 | 142.3401 | 170.9453 | 112.7404 | 196.4559 | 139.2567 | 196.4559 | 130.6352 | 149.8339 | 94.8458 | 99.2174 | 112.1271 | 99.6648 | 168339.4353 | 10612.0425 | 4282.3337 | 69413.3307 | 32818.1653 | 13544.8832 | 5867.2171 | 5077.6821 | 4591.3484 | 4373.6556 | 25791.4832 | 5525.896 | 7207.928 | 4596.3036 | 6228.1941 | 159020.0353 | 20491.6396 | 10062.1794 | 69478.7647 | 42409.9479 | 23636.4569 | 14633.9308 | 7473.0078 | 8908.0646 | 12677.9522 | 28554.083 | 12872.5936 | 12754.922 | 8191.4131 | 11272.4741 | 228.7573 | 228.7573 | 228.7573 | 228.7573 | 228.7573 | 228.7573 | 228.7573 | 228.7573 | 228.7573 | 228.7573 | 228.7573 | 228.7573 | 228.7573 | 228.7573 | 228.7573 | 0.13523 | 1.9085e-06 | 7.6791e-12 | 0.025295 | 0.0012177 | 1.2934e-10 | 4.4432e-05 | 4.7125e-24 | 1.0514e-07 | 2.2428e-12 | 0.0055177 | 3.9164e-12 | 2.0719e-06 | 5.3402e-20 | 2.4534e-11 | 0.13523 | 0.13523 | 0.13523 | 0.16052 | 0.16174 | 0.16052 | 0.16179 | 0.16174 | 0.16179 | 0.16052 | 0.14075 | 0.13523 | 0.16053 | 0.13523 | 0.13523
162 | 157980.1596 | 15963.7086 | 5902.0576 | 67847.2722 | 37622.0481 | 15949.4444 | 12241.5735 | 2986.8362 | 6263.6979 | 8413.7471 | 26983.0872 | 8487.3118 | 9839.8465 | 4088.9025 | 7459.0229 | n/a | 9894.0194 | 5214.0662 | 3425.3274 | 7192.7694 | 11135.3635 | 9332.0411 | 1655.8117 | 3587.567 | 7715.6639 | 2929.1068 | 6784.8846 | 6381.9689 | 3758.2658 | 5431.6004 | 125.3218 | 92.9588 | 92.9588 | 132.4414 | 158.4191 | 105.6986 | 181.585 | 129.6431 | 181.585 | 121.9486 | 139.0971 | 89.4487 | 93.1878 | 104.8561 | 93.5392 | 162072.6681 | 10761.7904 | 4249.7931 | 65812.683 | 29305.9013 | 13632.7546 | 4818.5056 | 5095.2669 | 4070.5589 | 3697.4099 | 24234.9772 | 6013.072 | 7105.8019 | 4727.1097 | 5773.3408 | 157025.272 | 19005.4098 | 9399.4593 | 68402.2143 | 36106.2745 | 24660.6181 | 14375.6506 | 6751.0786 | 7658.1258 | 11312.2738 | 26609.584 | 12791.2566 | 13402.4708 | 8386.3755 | 11169.2412 | 209.1491 | 209.1491 | 209.1491 | 209.1491 | 237.6287 | 209.1491 | 237.6287 | 237.6287 | 237.6287 | 209.1491 | 222.0865 | 209.1491 | 209.1491 | 209.1491 | 209.1491 | 0.13397 | 2.9928e-05 | 1.0434e-11 | 0.028747 | 0.12724 | 1.1695e-11 | 0.00011855 | 3.7717e-22 | 6.5398e-05 | 5.4655e-08 | 0.073072 | 1.2158e-10 | 2.2924e-08 | 5.5398e-23 | 6.9769e-11 | 0.13397 | 0.134 | 0.134 | 0.16272 | 0.28996 | 0.16272 | 0.29008 | 0.28996 | 0.29014 | 0.16272 | 0.20704 | 0.13397 | 0.16272 | 0.13397 | 0.13397
163 | 154967.884 | 15693.3102 | 5681.54 | 66616.5361 | 37155.0505 | 15727.8168 | 11819.5451 | 3133.6716 | 5915.7513 | 8168.8602 | 26397.2288 | 8358.7927 | 9702.0646 | 4034.0482 | 7141.7101 | n/a | 8361.6954 | 7132.7611 | 4165.371 | 10142.6435 | 8092.6244 | 9452.4041 | 2071.3819 | 4022.5092 | 8849.0377 | 4248.7583 | 5863.1922 | 7772.868 | 2796.268 | 5747.3672 | 166.1021 | 135.6527 | 135.6527 | 172.7892 | 195.4896 | 151.9024 | 215.7048 | 170.3788 | 215.7048 | 166.0826 | 175.9143 | 137.7223 | 136.8395 | 146.0345 | 136.1591 | 165491.2589 | 10947.1372 | 4277.7797 | 67319.3456 | 30066.0976 | 14012.0062 | 5432.8936 | 5103.7828 | 4390.7954 | 4380.4222 | 25812.3977 | 5848.4808 | 6786.9855 | 4521.555 | 6135.1238 | 158359.7589 | 19249.2326 | 11360.7407 | 68431.4166 | 39253.9411 | 21886.4306 | 14880.0977 | 7175.1647 | 8413.3046 | 13131.4599 | 29582.7561 | 11591.473 | 13000.9535 | 7308.623 | 11882.491 | 112.0173 | 112.0173 | 112.0173 | 112.0173 | 112.0173 | 112.0173 | 112.0173 | 112.0173 | 112.0173 | 112.0173 | 112.0173 | 112.0173 | 112.0173 | 112.0173 | 112.0173 | 0.032869 | 7.5628e-06 | 2.2974e-18 | 0.015319 | 0.0066676 | 5.6423e-09 | 6.9203e-06 | 1.2868e-22 | 2.2792e-07 | 1.8956e-12 | 0.00040074 | 1.3074e-08 | 5.4884e-08 | 2.9264e-18 | 8.3082e-14 | 0.032869 | 0.032877 | 0.032877 | 0.048189 | 0.054856 | 0.048189 | 0.054863 | 0.054856 | 0.054863 | 0.048189 | 0.03327 | 0.032869 | 0.048189 | 0.032869 | 0.032869
164 | 155319.5452 | 15207.8953 | 5693.6181 | 66766.0946 | 37161.8291 | 15584.201 | 11627.5495 | 2978.1127 | 6055.5907 | 8025.8457 | 26152.4088 | 8090.1372 | 10106.1025 | 4005.4132 | 7164.039 | n/a | 9494.7161 | 5946.9467 | 5532.5841 | 9978.9841 | 7056.1222 | 9131.7884 | 1852.9169 | 5584.9448 | 6837.9146 | 3522.0961 | 6067.8078 | 4429.286 | 3610.3051 | 4981.9482 | 124.2843 | 93.0936 | 93.0936 | 131.1452 | 156.0553 | 105.6818 | 178.2672 | 128.4644 | 178.2672 | 121.2626 | 137.3318 | 90.1011 | 93.3849 | 104.5009 | 93.6501 | 163691.0755 | 10369.2529 | 4252.2378 | 70362.7291 | 32738.9166 | 13045.8739 | 5409.9446 | 5073.1962 | 4303.4318 | 3517.6742 | 22626.2525 | 6078.001 | 6236.2198 | 4672.0569 | 6048.9773 | 153890.9755 | 19659.569 | 10199.1845 | 70482.9132 | 40858.6008 | 18183.7961 | 13607.533 | 6926.113 | 9397.9765 | 9618.7888 | 24393.6486 | 11698.0088 | 9974.4058 | 7936.562 | 10484.6254 | 218.6982 | 218.6982 | 218.6982 | 218.6982 | 218.6982 | 218.6982 | 218.6982 | 218.6982 | 218.6982 | 218.6982 | 218.6982 | 218.6982 | 219.6188 | 218.6982 | 218.6982 | 0.15555 | 6.0642e-07 | 5.8539e-15 | 0.0047267 | 0.0016704 | 4.4958e-05 | 0.00013581 | 3.455e-23 | 5.7499e-09 | 1.6361e-05 | 0.30167 | 1.3088e-09 | 0.064956 | 1.307e-21 | 2.751e-10 | 0.15555 | 0.15555 | 0.15555 | 0.16027 | 0.16194 | 0.16032 | 0.16208 | 0.16194 | 0.16208 | 0.16033 | 0.45721 | 0.15559 | 0.22523 | 0.15555 | 0.15555
165 | 158422.8197 | 15883.9226 | 6153.4771 | 67948.035 | 37842.531 | 16033.0604 | 12047.406 | 2986.1744 | 6190.9047 | 8358.9413 | 26862.7323 | 8436.7856 | 9882.769 | 4176.9116 | 7379.8569 | n/a | 9708.2641 | 7146.6215 | 3842.3029 | 8873.768 | 10545.0941 | 9988.5221 | 2102.2609 | 4519.9519 | 5402.2441 | 4145.7884 | 6322.3923 | 8263.4888 | 4283.0595 | 6025.4286 | 159.1982 | 129.5468 | 129.5468 | 165.7108 | 187.9084 | 145.145 | 207.6775 | 163.3517 | 207.6775 | 159.0123 | 168.92 | 131.2778 | 130.6511 | 139.6996 | 130.0421 | 164069.0989 | 9759.378 | 4198.1339 | 68053.2761 | 30742.0838 | 13247.7829 | 4834.6574 | 5166.3765 | 4199.6178 | 3985.7187 | 25169.1866 | 5843.9718 | 5591.5354 | 4635.4703 | 5999.9243 | 159004.2989 | 19349.8421 | 11344.7554 | 70169.579 | 38855.9518 | 23173.577 | 14816.3795 | 7268.6374 | 8719.5697 | 8795.0629 | 28046.275 | 12139.9641 | 13513.8242 | 8908.5298 | 11980.553 | 169.46 | 169.46 | 169.46 | 169.46 | 169.46 | 169.46 | 169.46 | 169.46 | 169.46 | 169.46 | 169.46 | 169.46 | 169.46 | 169.46 | 169.46 | 0.085205 | 1.0415e-05 | 8.1671e-16 | 0.012796 | 0.017356 | 6.5741e-10 | 1.8385e-05 | 6.5659e-25 | 3.3649e-07 | 0.0049513 | 0.0077731 | 1.7198e-09 | 1.8545e-08 | 1.346e-24 | 4.261e-13 | 0.085205 | 0.085215 | 0.085215 | 0.098001 | 0.11536 | 0.098001 | 0.11538 | 0.11536 | 0.11538 | 0.10295 | 0.092978 | 0.085205 | 0.098001 | 0.085205 | 0.085205
166 | 157430.7522 | 15935.1018 | 6039.9591 | 67583.8542 | 37575.6697 | 15721.437 | 12082.3634 | 3082.8173 | 6033.2733 | 8195.5191 | 26577.5916 | 8319.1832 | 9970.7825 | 4168.8406 | 7418.8413 | n/a | 11544.3678 | 5205.1039 | 3236.2671 | 9773.3177 | 10623.1674 | 5790.1658 | 1725.3035 | 3747.4165 | 7120.3085 | 4175.1888 | 5051.5152 | 6608.9591 | 3539.5946 | 5441.7838 | 135.7813 | 104.5206 | 104.5206 | 142.6549 | 167.2156 | 118.1294 | 189.1093 | 140.0199 | 189.1093 | 133.487 | 148.1252 | 102.7719 | 105.0387 | 115.7645 | 105.0691 | 165222.2938 | 9868.0129 | 4144.5456 | 67894.4596 | 30381.3404 | 13904.3425 | 4950.9503 | 5129.9567 | 4303.3383 | 4466.9628 | 25247.7108 | 5710.5601 | 6348.2085 | 4664.2565 | 6165.6682 | 158276.8 | 20692.9807 | 9232.1495 | 70256.6266 | 39718.258 | 24236.91 | 10741.116 | 6735.9602 | 8050.7548 | 11296.6714 | 28097.4995 | 10762.0753 | 12880.7676 | 8193.851 | 11327.352 | 155.82 | 155.82 | 155.82 | 155.82 | 155.82 | 155.82 | 283.664 | 155.82 | 283.664 | 155.82 | 155.82 | 155.82 | 155.82 | 155.82 | 155.82 | 0.078708 | 4.8496e-07 | 1.1648e-10 | 0.010205 | 0.0065546 | 1.4014e-11 | 0.78337 | 5.9086e-21 | 2.748e-06 | 1.4548e-08 | 0.0046767 | 4.8722e-07 | 3.6985e-07 | 2.6996e-21 | 2.1214e-11 | 0.078708 | 0.078708 | 0.078708 | 0.088913 | 0.095468 | 0.088913 | 0.87884 | 0.095468 | 0.87885 | 0.088913 | 0.083385 | 0.078708 | 0.088913 | 0.078708 | 0.078708
167 | 149577.0683 | 15175.7062 | 5679.6475 | 64514.8503 | 35968.5193 | 15223.2803 | 11390.7299 | 3075.557 | 5807.6025 | 7785.981 | 25702.4709 | 7865.7308 | 9668.1737 | 3791.9167 | 6813.8874 | n/a | 5733.3044 | 6150.2939 | 4412.1868 | 10415.7382 | 10404.3493 | 7697.8019 | 1621.1814 | 3499.9534 | 8107.2265 | 3572.4168 | 6370.2798 | 7679.7929 | 3634.0261 | 5187.1363 | 126.9595 | 95.7637 | 95.7637 | 133.8208 | 158.6391 | 108.5888 | 180.7674 | 131.1519 | 180.7674 | 124.111 | 139.8356 | 93.0666 | 96.1086 | 107.1281 | 96.3181 | 164190.489 | 10016.7716 | 4330.0659 | 66209.8781 | 31444.0429 | 14073.9767 | 5308.1525 | 5265.4134 | 4329.8683 | 4601.978 | 25657.832 | 5754.8235 | 6394.3935 | 4954.4809 | 6249.2342 | 153373 | 15750.076 | 10480.3598 | 67396.3672 | 40009.9833 | 23815.626 | 12403.1545 | 5705.497 | 7227.0217 | 12107.8045 | 27514.3488 | 12063.8033 | 13828.7864 | 8577.507 | 10086.4987 | 79.0847 | 79.0847 | 79.0847 | 79.0847 | 79.0847 | 79.0847 | 79.0847 | 79.0847 | 79.0847 | 79.0847 | 79.0847 | 79.0847 | 79.0847 | 79.0847 | 79.0847 | 0.023349 | 0.010148 | 7.6852e-16 | 0.0074372 | 0.0011032 | 5.6398e-12 | 0.002089 | 1.0192e-15 | 3.5257e-05 | 1.468e-11 | 0.0027944 | 4.3218e-11 | 1.5337e-09 | 3.7838e-27 | 1.3952e-10 | 0.023349 | 0.033496 | 0.033496 | 0.030786 | 0.031889 | 0.030786 | 0.033978 | 0.031889 | 0.034013 | 0.030786 | 0.026143 | 0.023349 | 0.030786 | 0.023349 | 0.023349
168 | 154939.9955 | 15635.5896 | 6076.7928 | 66607.7108 | 37155.2833 | 15622.002 | 12046.755 | 2964.3851 | 5933.359 | 8047.352 | 26372.9464 | 8044.3206 | 9794.3032 | 4024.7793 | 7100.5628 | n/a | 7291.8005 | 6539.1038 | 3235.2733 | 8736.1016 | 9049.7972 | 7484.1219 | 1835.51 | 4148.4581 | 7604.391 | 4280.5889 | 5273.8958 | 7837.3163 | 3498.4971 | 4548.64 | 125.945 | 93.2966 | 93.2966 | 133.1275 | 159.3517 | 106.1061 | 182.7377 | 130.3023 | 182.7377 | 122.5105 | 139.8733 | 89.7018 | 93.5179 | 105.3069 | 93.8825 | 162474.6636 | 10714.9862 | 4479.2469 | 66326.481 | 29833.1101 | 14994.5268 | 5720.1004 | 4991.4356 | 4315.3206 | 4887.7275 | 23784.8651 | 5805.7628 | 6206.7642 | 4525.9343 | 5964.2886 | 155448 | 17993.4867 | 11018.3507 | 66034.2542 | 37684.6116 | 23184.824 | 13204.2223 | 6781.9456 | 8463.7787 | 11705.1185 | 26971.6541 | 11007.1586 | 13539.8805 | 7975.1314 | 10175.3285 | 163.2 | 163.2 | 163.2 | 225.9855 | 225.9855 | 225.9855 | 225.9855 | 225.9855 | 225.9855 | 225.9855 | 163.2 | 225.9855 | 225.9855 | 163.2 | 163.2 | 0.08681 | 0.00013631 | 2.5709e-15 | 0.050041 | 0.025985 | 1.397e-10 | 0.0016404 | 1.3788e-22 | 2.0183e-07 | 7.4433e-10 | 0.017764 | 2.6756e-08 | 1.0233e-08 | 1.3041e-21 | 9.4414e-10 | 0.08681 | 0.086946 | 0.086946 | 0.13685 | 0.16284 | 0.13685 | 0.16448 | 0.16284 | 0.16448 | 0.13685 | 0.10457 | 0.08681 | 0.13685 | 0.08681 | 0.08681
169 | 153135.3797 | 15187.3923 | 5564.6011 | 65880.0296 | 36579.2047 | 15598.6725 | 11700.6398 | 2872.3539 | 6051.6555 | 7922.0621 | 25975.8102 | 8245.4321 | 9795.9722 | 3838.9403 | 6937.3337 | n/a | 10571.4667 | 6912.4654 | 4370.8232 | 9761.8338 | 8970.7732 | 8247.6613 | 1469.2016 | 3979.437 | 8140.2863 | 3240.4308 | 6229.2402 | 7599.1752 | 2389.8006 | 5498.1717 | 150.9011 | 120.2192 | 120.2192 | 157.6433 | 181.112 | 135.1361 | 202.0218 | 155.1384 | 202.0218 | 149.8035 | 161.8643 | 120.4687 | 121.0832 | 130.9578 | 120.7431 | 161811.2376 | 9468.488 | 4168.1901 | 65000.3904 | 30065.3212 | 14220.8234 | 4883.5048 | 4944.7833 | 4010.4734 | 4531.9907 | 25151.6017 | 5771.2342 | 6743.4924 | 4592.9609 | 6065.5981 | 154193.224 | 19869.8548 | 11010.8554 | 65718 | 38673.1414 | 23050.0966 | 12904.8932 | 6072.3849 | 7948.2103 | 12605.3771 | 27745.6326 | 11925.8744 | 12976.4676 | 6376.2615 | 11510.3698 | 157.3989 | 157.3989 | 157.3989 | 202.31 | 202.31 | 202.31 | 202.31 | 202.31 | 202.31 | 202.31 | 157.3989 | 202.31 | 202.31 | 157.3989 | 157.3989 | 0.073388 | 3.3451e-07 | 5.0393e-18 | 0.040845 | 0.0065077 | 1.8055e-10 | 0.0013037 | 7.8943e-20 | 4.9846e-06 | 3.5862e-12 | 0.0030617 | 1.2885e-09 | 1.0079e-07 | 2.7712e-15 | 1.0018e-13 | 0.073388 | 0.073388 | 0.073388 | 0.11423 | 0.12074 | 0.11423 | 0.12204 | 0.12074 | 0.12205 | 0.11423 | 0.07645 | 0.073388 | 0.11423 | 0.073388 | 0.073388
170 | 156705.1981 | 15816.5787 | 6019.8756 | 67333.7941 | 37602.5022 | 15559.7574 | 11989.357 | 3127.3736 | 6164.709 | 7760.3845 | 26632.8552 | 8185.1953 | 10211.6175 | 4150.0683 | 7240.0792 | n/a | 9804.6397 | 5758.2504 | 3788.2641 | 9220.8256 | 9801.6188 | 5876.369 | 2414.8476 | 2968.3091 | 8583.6516 | 3921.8237 | 7156.737 | 6290.9788 | 2671.9815 | 4700.2708 | 132.2638 | 97.9624 | 97.9624 | 139.8099 | 167.3639 | 111.4153 | 191.9358 | 136.8414 | 191.9358 | 128.6516 | 146.901 | 94.1791 | 98.1937 | 110.5817 | 98.5779 | 160533.2922 | 10421.1104 | 4330.1667 | 64548.1266 | 29554.3442 | 14368.1808 | 4879.4022 | 5211.6029 | 4126.4811 | 4263.8991 | 23377.2726 | 5959.5628 | 6476.911 | 4508.4014 | 5983.5459 | 156441.3 | 20046.7502 | 10088.417 | 67631.7908 | 38376.7698 | 24096.8996 | 10755.7712 | 7626.4505 | 7094.7902 | 12774.6508 | 26883.6963 | 13116.2997 | 12754.5897 | 7175.3829 | 10683.8167 | 198.01 | 198.01 | 198.01 | 198.01 | 198.01 | 198.01 | 287.9037 | 198.01 | 287.9037 | 198.01 | 198.01 | 198.01 | 198.01 | 198.01 | 198.01 | 0.10962 | 1.5905e-06 | 4.5325e-13 | 0.03254 | 0.021183 | 1.0585e-11 | 0.64124 | 5.567e-25 | 0.00050026 | 4.1938e-13 | 0.029703 | 2.99e-12 | 2.0169e-06 | 1.2582e-16 | 1.6831e-10 | 0.10962 | 0.10962 | 0.10962 | 0.14216 | 0.16334 | 0.14216 | 0.80458 | 0.16334 | 0.80508 | 0.14216 | 0.13932 | 0.10962 | 0.14216 | 0.10962 | 0.10962
171 | 150407.334 | 15089.3412 | 5448.2166 | 64794.9757 | 35996.6691 | 15040.295 | 11583.8846 | 3000.0297 | 5829.8708 | 8105.8462 | 25631.8702 | 7869.1356 | 9447.0372 | 4023.849 | 6969.9419 | n/a | 9225.3836 | 5763.1222 | 3800.265 | 9028.8544 | 9292.6423 | 11712.3454 | 2068.7026 | 4512.1484 | 7873.5946 | 4161.7264 | 7199.3043 | 5544.8841 | 3249.6554 | 4420.3785 | 126.0558 | 90.2822 | 90.2822 | 133.9286 | 163.0948 | 103.2612 | 189.1112 | 130.7779 | 189.1112 | 121.5107 | 142.0978 | 85.0117 | 90.2839 | 103.6434 | 90.934 | 164488.4247 | 9746.1991 | 4148.99 | 66878.9858 | 31553.7294 | 13668.3949 | 5371.6147 | 5120.3417 | 4145.5928 | 4372.0425 | 25397.8808 | 5495.6215 | 6223.6816 | 4573.3916 | 5845.5512 | 152272.4 | 18492.7828 | 9863.7122 | 65605.1 | 37534.8838 | 22480.1371 | 16245.5601 | 7052.4443 | 7981.0412 | 12055.7372 | 27889.4073 | 12403.9258 | 10801.215 | 7701.2469 | 9974.1297 | 119.39 | 119.39 | 119.39 | 124.11 | 124.11 | 124.11 | 124.11 | 124.11 | 124.11 | 124.11 | 119.39 | 124.11 | 124.11 | 119.39 | 119.39 | 0.056778 | 7.8676e-06 | 2.8501e-15 | 0.024923 | 0.010384 | 9.1651e-11 | 5.5947e-08 | 1.3794e-23 | 1.0302e-06 | 2.0714e-10 | 0.0014151 | 8.2666e-12 | 0.00013263 | 2.8168e-20 | 1.0242e-09 | 0.056778 | 0.056786 | 0.056786 | 0.081701 | 0.092085 | 0.081701 | 0.092085 | 0.092085 | 0.092086 | 0.081701 | 0.058193 | 0.056778 | 0.081834 | 0.056778 | 0.056778
172 | 158089.5415 | 16016.4212 | 5999.3009 | 67868.6014 | 37916.6089 | 15934.8557 | 12138.7366 | 3089.2819 | 6411.771 | 7884.4865 | 26887.6606 | 8084.1501 | 10471.1061 | 4128.8224 | 7340.3092 | n/a | 12177.3269 | 5962.0127 | 4805.3077 | 9308.5108 | 8316.6536 | 7057.3126 | 1970.193 | 3565.509 | 8461.3912 | 4676.6263 | 5860.5371 | 7625.0019 | 2842.2205 | 6399.539 | 84.1524 | 45.2188 | 45.2188 | 92.7331 | 126.3922 | 54.6521 | 156.4466 | 89.0594 | 156.4466 | 75.7341 | 105.0767 | 33.5701 | 44.1515 | 60.6538 | 45.9717 | 165399.5728 | 9565.7827 | 4590.0896 | 67223.3581 | 29727.6931 | 13670.7438 | 5527.5089 | 5086.8485 | 4395.5772 | 3582.9102 | 24636.9749 | 6230.3302 | 7862.1704 | 4659.5419 | 6227.8473 | 158952.3728 | 21680.3096 | 10489.3023 | 70643.0658 | 38580.9039 | 21369.5974 | 12486.6215 | 7012.1415 | 7908.4861 | 11426.5015 | 29051.2013 | 12090.8673 | 15342.7723 | 6881.7624 | 12615.2863 | 138.7954 | 138.7954 | 138.7954 | 138.7954 | 138.7954 | 138.7954 | 138.7954 | 138.7954 | 138.7954 | 138.7954 | 138.7954 | 138.7954 | 138.7954 | 138.7954 | 138.7954 | 0.078342 | 5.9352e-08 | 2.947e-14 | 0.0086916 | 0.023385 | 4.2487e-08 | 0.01578 | 2.6602e-22 | 4.8129e-05 | 9.1518e-10 | 0.0018997 | 1.8992e-10 | 3.8481e-10 | 2.1272e-15 | 9.0416e-15 | 0.078342 | 0.078342 | 0.078342 | 0.087033 | 0.11042 | 0.087033 | 0.1262 | 0.11042 | 0.12625 | 0.087033 | 0.080241 | 0.078342 | 0.087033 | 0.078342 | 0.078342
173 | 156102.1473 | 15878.0272 | 5854.8553 | 67094.3314 | 37182.6285 | 15525.5177 | 11809.6778 | 3025.2 | 6164.4606 | 7874.8575 | 26707.0811 | 8091.6957 | 9901.7994 | 3951.2522 | 6758.0524 | n/a | 9980.7165 | 6007.8 | 4582.7147 | 9615.1087 | 9925.8333 | 8769.8679 | 1598.9648 | 4025.4854 | 7618.8522 | 3419.5793 | 5110.1525 | 7707.6107 | 3524.529 | 4936.8498 | 61.8239 | 21.0599 | 21.0599 | 70.8142 | 107.0054 | 28.6114 | 139.335 | 66.8465 | 139.335 | 51.2894 | 85.4492 | 5.9335 | 19.4126 | 37.6634 | 21.8698 | 167394.0205 | 11460.9769 | 4189.034 | 67272.2317 | 30316.3107 | 13040.6942 | 5009.2273 | 5149.4705 | 4143.8221 | 3600.981 | 24121.5139 | 5589.9489 | 6713.5498 | 4883.0787 | 6211.9175 | 156718.2 | 20129.7934 | 9034.934 | 68807.1258 | 38689.5194 | 22128.2275 | 13582.0951 | 6399.3352 | 7999.3074 | 10558.8331 | 27020.0932 | 10522.8014 | 14301.0605 | 7707.6077 | 10587.8673 | 139.34 | 139.34 | 139.34 | 139.34 | 139.34 | 139.34 | 139.34 | 139.34 | 139.34 | 139.34 | 139.34 | 139.34 | 139.34 | 139.34 | 139.34 | 0.084414 | 1.5709e-06 | 6.7109e-11 | 0.016212 | 0.011148 | 1.4669e-09 | 0.00026761 | 7.5381e-20 | 7.79e-06 | 6.3077e-08 | 0.027172 | 3.7408e-07 | 8.8266e-10 | 5.2955e-21 | 4.227e-12 | 0.084414 | 0.084415 | 0.084415 | 0.10063 | 0.11177 | 0.10063 | 0.11204 | 0.11177 | 0.11205 | 0.10063 | 0.11159 | 0.084414 | 0.10063 | 0.084414 | 0.084414
174 | 157929.2979 | 15752.4971 | 5846.1478 | 67828.7962 | 37692.2575 | 15875.6391 | 11964.6095 | 3034.9542 | 5682.2309 | 8254.6048 | 26879.2246 | 8572.2472 | 9911.5032 | 3942.3552 | 7169.9164 | n/a | 8293.0263 | 4953.0334 | 4382.0395 | 11912.0977 | 10328.3536 | 7686.1977 | 1595.2136 | 3860.5574 | 7758.3251 | 4008.9967 | 4030.0695 | 6499.4454 | 2790.1247 | 5124.339 | 27.5998 | -12.4674 | -12.4674 | 36.4443 | 73.2154 | -7.9792 | 106.0805 | 32.3914 | 106.0805 | 15.0744 | 52.9883 | -31.0327 | -14.7551 | 4.411 | -11.6441 | 166680.0894 | 11303.2618 | 4186.3886 | 67658.2624 | 29511.145 | 14748.0135 | 5418.6845 | 5110.0949 | 4604.0061 | 4378.8579 | 25284.9068 | 6186.6005 | 6676.2018 | 4646.6891 | 5900.3693 | 156755 | 19532.2881 | 9125.622 | 67136 | 40381.2427 | 23832.6652 | 12962.9821 | 6586.9084 | 8322.6636 | 11423.483 | 27448.4159 | 9686.6681 | 11934.7472 | 7285.3138 | 11024.7082 | 200.73 | 200.73 | 200.73 | 223.29 | 223.29 | 223.29 | 223.29 | 223.29 | 223.29 | 223.29 | 200.73 | 223.29 | 223.29 | 200.73 | 200.73 | 0.14302 | 4.5424e-06 | 3.4313e-11 | 0.052763 | 0.0041333 | 7.0544e-11 | 0.0025074 | 1.0095e-20 | 6.83e-08 | 1.1739e-08 | 0.018845 | 0.00028169 | 1.194e-05 | 5.6403e-19 | 1.3705e-11 | 0.14302 | 0.14302 | 0.14302 | 0.19578 | 0.19991 | 0.19578 | 0.20242 | 0.19991 | 0.20242 | 0.19578 | 0.16186 | 0.1433 | 0.19579 | 0.14302 | 0.14302
175 | 157646.9946 | 15724.5523 | 5890.6021 | 67702.523 | 37736.4461 | 15854.7224 | 11949.5991 | 3152.9391 | 5968.1727 | 8194.4554 | 26775.3587 | 8021.0538 | 9744.8059 | 4123.9738 | 7398.2094 | n/a | 9894.0908 | 5348.9003 | 4292.4797 | 10820.7649 | 10529.0534 | 8187.82 | 2052.7546 | 4224.1865 | 7507.8119 | 4686.9311 | 7729.9862 | 7499.1707 | 4393.3225 | 4646.2576 | 43.687 | -0.11752 | -0.11752 | 53.3533 | 93.066 | 5.9848 | 128.5533 | 48.9847 | 128.5533 | 30.8778 | 70.5608 | -18.9081 | -2.3462 | 18.1077 | 0.77158 | 166831.7555 | 10574.8509 | 4275.4885 | 70557.1788 | 30139.6239 | 15218.1609 | 4867.5961 | 5041.888 | 4230.4883 | 4481.4663 | 24867.3309 | 5769.8467 | 7401.9373 | 4515.8332 | 6016.4768 | 158327.2 | 20302.6418 | 9624.3888 | 70580.703 | 39096.3888 | 25440.0143 | 12733.516 | 7043.7427 | 8303.6748 | 11978.8783 | 28159.662 | 13203.0329 | 13097.4525 | 8456.8556 | 10605.0344 | 132.44 | 132.44 | 132.44 | 132.44 | 132.44 | 132.44 | 132.44 | 132.44 | 132.44 | 132.44 | 132.44 | 132.44 | 132.44 | 132.44 | 132.44 | 0.082853 | 6.4407e-07 | 2.2041e-12 | 0.0081265 | 0.012882 | 1.1334e-12 | 0.0045645 | 9.8466e-22 | 5.4682e-07 | 5.598e-10 | 0.005783 | 5.4914e-13 | 4.6795e-08 | 5.6292e-23 | 9.2792e-10 | 0.082853 | 0.082854 | 0.082854 | 0.090979 | 0.10386 | 0.090979 | 0.10843 | 0.10386 | 0.10843 | 0.090979 | 0.088636 | 0.082853 | 0.090979 | 0.082853 | 0.082853
176 | 148094.5319 | 14964.6236 | 5881.6009 | 63907.005 | 35559.1346 | 14838.5358 | 11332.3866 | 2817.8278 | 5825.5783 | 7593.2996 | 25422.3777 | 7720.8907 | 9155.6351 | 4019.2043 | 6708.5882 | n/a | 8986.1579 | 5722.2091 | 4362.2821 | 10972.6979 | 12700.0204 | 6789.9196 | 2092.6981 | 4981.3328 | 7142.0071 | 4273.5413 | 7250.3728 | 8755.414 | 4039.7851 | 4747.6358 | 80.6103 | 41.7828 | 41.7828 | 89.1685 | 122.8555 | 50.8973 | 152.9367 | 85.4895 | 152.9367 | 71.9982 | 101.6941 | 29.7966 | 40.6516 | 57.2316 | 42.5364 | 161048.1761 | 10721.5233 | 4152.2816 | 65965.2641 | 29624.3651 | 14760.6972 | 5290.7538 | 5230.1258 | 4327.4907 | 4319.162 | 24203.7139 | 5718.3717 | 6539.1772 | 4745.1872 | 6009.3136 | 150285.2761 | 18536.2812 | 8703.0907 | 66566.3462 | 39988.263 | 26981.6176 | 12068.6734 | 7322.8238 | 9308.8235 | 11295.869 | 26638.7552 | 12654.9445 | 14168.1912 | 8076.3723 | 10756.9494 | 73.6603 | 73.6603 | 73.6603 | 73.6603 | 73.6603 | 73.6603 | 73.6603 | 73.6603 | 73.6603 | 73.6603 | 73.6603 | 73.6603 | 73.6603 | 73.6603 | 73.6603 | 0.050763 | 4.7689e-06 | 7.3178e-10 | 0.0084332 | 0.00074491 | 2.2067e-16 | 0.0046621 | 1.598e-27 | 1.5613e-09 | 2.0456e-10 | 0.0067132 | 7.2068e-13 | 1.4813e-11 | 3.6634e-22 | 9.553e-13 | 0.050763 | 0.050768 | 0.050768 | 0.059196 | 0.059941 | 0.059196 | 0.064603 | 0.059941 | 0.064603 | 0.059196 | 0.057476 | 0.050763 | 0.059196 | 0.050763 | 0.050763
177 | 157436.2483 | 15845.1935 | 5840.6342 | 67609.6102 | 37678.0594 | 15662.1982 | 11959.0492 | 3008.6412 | 5913.7859 | 7790.4716 | 26636.4891 | 8303.9964 | 9885.5286 | 4161.0854 | 6859.6767 | n/a | 9089.5216 | 5928.1238 | 4028.0395 | 9944.7017 | 7328.1783 | 7091.2131 | 1895.631 | 4119.2171 | 7715.3125 | 4338.9862 | 4742.6624 | 6917.1847 | 3341.6679 | 6153.6222 | 89.4794 | 51.7247 | 51.7247 | 97.7985 | 130.1537 | 61.5691 | 159.0397 | 94.2723 | 159.0397 | 81.8316 | 109.2556 | 41.3068 | 50.8485 | 66.5597 | 52.4484 | 165066.8123 | 10400.808 | 4269.05 | 68940.8081 | 30512.8748 | 13993.0659 | 4991.4208 | 5019.2672 | 4255.2536 | 4601.2581 | 24280.5053 | 5724.6056 | 6211.3954 | 4511.4421 | 6013.4787 | 158470.9 | 19280.5296 | 10148.7738 | 69920.3477 | 39387.3765 | 21173.1442 | 12077.4338 | 6870.4982 | 8374.4707 | 12300.7706 | 27210.3915 | 10334.968 | 11434.08 | 7853.1101 | 12155.0009 | 132.52 | 132.52 | 132.52 | 132.52 | 132.52 | 132.52 | 150.6867 | 132.52 | 150.6867 | 132.52 | 132.52 | 132.52 | 132.52 | 132.52 | 132.52 | 0.074422 | 1.0985e-05 | 4.4271e-14 | 0.012185 | 0.0095395 | 2.759e-08 | 0.029625 | 1.6088e-22 | 2.7091e-07 | 5.7798e-12 | 0.018577 | 3.2804e-06 | 7.8305e-05 | 9.4473e-20 | 1.0454e-15 | 0.074422 | 0.074433 | 0.074433 | 0.086607 | 0.096147 | 0.086607 | 0.12577 | 0.096147 | 0.12577 | 0.086607 | 0.092999 | 0.074426 | 0.086685 | 0.074422 | 0.074422
178 | 160727.2217 | 16299.2759 | 6156.7753 | 68927.2419 | 38311.4775 | 16393.8064 | 11964.0173 | 2876.4531 | 6225.1883 | 8079.0998 | 27399.8706 | 8671.7613 | 9824.1447 | 4330.9861 | 7404.0435 | n/a | 8138.5761 | 4781.8334 | 3941.3661 | 10458.9647 | 9115.7649 | 10942.1113 | 1753.5405 | 4512.633 | 7082.4509 | 4206.2884 | 7727.4881 | 7870.2842 | 3210.4564 | 6468.6135 | 93.9774 | 60.3289 | 60.3289 | 101.3883 | 129.7104 | 70.3614 | 154.988 | 98.3113 | 154.988 | 88.0927 | 110.673 | 52.6302 | 59.8348 | 73.3106 | 60.9621 | 164986.4276 | 11101.4812 | 4183.9749 | 66862.8115 | 30217.6178 | 15083.6739 | 5458.5589 | 5063.1255 | 4265.9287 | 5045.3758 | 24187.3301 | 5942.5875 | 6652.1668 | 4630.4696 | 6067.6363 | 157830.1276 | 19030.9572 | 8901.4083 | 67595.3776 | 39317.8825 | 23721.0388 | 16037.2702 | 6487.366 | 8529.0617 | 11884.9267 | 27072.5186 | 13434.5757 | 13394.6511 | 7467.826 | 12220.3498 | 222.2072 | 222.2072 | 222.2072 | 224.0652 | 224.0652 | 224.0652 | 224.0652 | 224.0652 | 224.0652 | 224.0652 | 222.2072 | 224.0652 | 224.0652 | 222.2072 | 222.2072 | 0.23452 | 7.1825e-05 | 2.6257e-09 | 0.071275 | 0.017644 | 6.1695e-10 | 4.4814e-07 | 4.5185e-22 | 9.9862e-07 | 3.902e-10 | 0.067905 | 2.3647e-11 | 2.1703e-08 | 1.5579e-16 | 1.4242e-13 | 0.23452 | 0.23459 | 0.23459 | 0.30579 | 0.32343 | 0.30579 | 0.32344 | 0.32343 | 0.32344 | 0.30579 | 0.30242 | 0.23452 | 0.30579 | 0.23452 | 0.23452
179 | 154144.5284 | 15549.7096 | 5864.4319 | 66291.3498 | 36969.6062 | 15550.5577 | 11727.6511 | 3041.915 | 6098.7551 | 8084.2374 | 26259.3463 | 8328.3965 | 9751.1418 | 3971.5892 | 7471.6482 | n/a | 7633.2263 | 4994.7259 | 5601.7582 | 7814.8871 | 12426.0727 | 10051.4632 | 2155.7942 | 4902.1517 | 8532.825 | 5204.5884 | 5207.0796 | 8041.3835 | 3672.2848 | 4576.8312 | 122.7694 | 87.6106 | 87.6106 | 130.5071 | 159.2124 | 100.2674 | 184.8184 | 127.4054 | 184.8184 | 118.2291 | 138.6088 | 82.3058 | 87.5897 | 100.761 | 88.2521 | 164437.955 | 10335.1933 | 4216.2278 | 66856.3802 | 29580.4063 | 14396.4908 | 4831.8378 | 5134.4827 | 4011.0779 | 3975.7481 | 24615.7905 | 6144.83 | 6131.306 | 4635.3455 | 5999.4372 | 157691.6 | 17618.1196 | 9197.2537 | 70165.1598 | 35883.3148 | 26564.0636 | 14200.5225 | 7277.2768 | 8907.8296 | 12420.7731 | 29161.8789 | 11181.2096 | 14103.3894 | 8148.5304 | 10079.4683 | 80.7595 | 80.7595 | 80.7595 | 80.7595 | 246.5726 | 80.7595 | 246.5726 | 246.5726 | 246.5726 | 80.7595 | 80.7595 | 80.7595 | 80.7595 | 80.7595 | 80.7595 | 0.02952 | 0.00026869 | 2.6018e-11 | 0.0042177 | 0.096696 | 1.7987e-14 | 3.4774e-05 | 3.0216e-24 | 7.6687e-08 | 3.0419e-11 | 0.00059339 | 7.2853e-08 | 8.1405e-10 | 5.3673e-23 | 2.8261e-08 | 0.02952 | 0.029788 | 0.029788 | 0.033737 | 0.13043 | 0.033737 | 0.13047 | 0.13043 | 0.13047 | 0.033737 | 0.030113 | 0.02952 | 0.033737 | 0.02952 | 0.02952
180 | 157183.3967 | 15793.9908 | 5674.3198 | 67488.2207 | 37527.4625 | 15528.7961 | 11870.1291 | 3166.8285 | 5942.8894 | 7730.4027 | 26841.6214 | 7991.7713 | 10089.362 | 4201.3735 | 7211.5133 | n/a | 8327.3966 | 5065.2612 | 5300.1308 | 8063.3275 | 8551.8569 | 7525.4603 | 1658.5338 | 5175.4905 | 5334.6809 | 4329.7764 | 6864.3351 | 6464.3143 | 3260.2429 | 4327.631 | 127.6516 | 92.6269 | 92.6269 | 135.3586 | 163.7612 | 105.7087 | 189.0941 | 132.2934 | 189.0941 | 123.4788 | 143.0811 | 87.9388 | 92.7139 | 105.637 | 93.2615 | 169038.5309 | 9841.65 | 4344.3308 | 71138.2792 | 32015.29 | 14580.8827 | 5478.2704 | 4993.4129 | 4339.3557 | 4234.9209 | 25704.4641 | 5905.0622 | 7021.0222 | 4564.443 | 6026.3545 | 159842 | 17909.5466 | 9341.992 | 73564.9409 | 38693.0174 | 22622.1705 | 12412.7306 | 6285.7467 | 9007.3462 | 9477.7018 | 28137.3788 | 12754.7973 | 13336.5365 | 7703.1858 | 10318.3855 | 95.451 | 95.451 | 95.451 | 95.451 | 95.451 | 95.451 | 95.451 | 95.451 | 95.451 | 95.451 | 95.451 | 95.451 | 95.451 | 95.451 | 95.451 | 0.046025 | 0.00025934 | 1.3761e-12 | 0.0011475 | 0.015122 | 4.1639e-10 | 0.0089011 | 8.8796e-18 | 1.6096e-08 | 5.5792e-06 | 0.0066031 | 3.842e-12 | 1.1276e-07 | 1.0886e-18 | 1.0325e-09 | 0.046025 | 0.046284 | 0.046284 | 0.047173 | 0.062295 | 0.047173 | 0.071196 | 0.062295 | 0.071196 | 0.047178 | 0.052628 | 0.046025 | 0.047173 | 0.046025 | 0.046025
181 | 153335.7564 | 15600.0756 | 5955.1638 | 65967.707 | 36689.5244 | 15320.6904 | 11818.4714 | 2823.0612 | 5954.8706 | 7886.2351 | 26188.8385 | 7843.8314 | 9722.5932 | 4014.8677 | 7074.4529 | n/a | 7734.7981 | 7429.7275 | 3991.2554 | 8129.9889 | 11269.0951 | 10524.8096 | 1903.8866 | 3697.1594 | 7583.0459 | 4838.6354 | 6067.4883 | 6066.8199 | 4017.1114 | 5775.1926 | 81.6762 | 43.2444 | 43.2444 | 90.1467 | 123.4222 | 52.433 | 153.1349 | 86.5139 | 153.1349 | 73.2754 | 102.4217 | 31.5908 | 42.1628 | 58.5039 | 43.9888 | 164808.0462 | 10237.6749 | 4209.2349 | 67498.034 | 29669.1903 | 14306.6529 | 5371.4813 | 5267.2277 | 4589.5605 | 5012.2432 | 24115.7822 | 5747.0313 | 6832.1257 | 4719.019 | 6229.5898 | 154167.1 | 17498.573 | 11638.9624 | 67238.9894 | 36409.4792 | 24358.148 | 15887.1909 | 6731.8143 | 8286.7199 | 11682.5891 | 26780.3176 | 11509.6196 | 12247.9456 | 8541.0305 | 11933.3824 | 136.35 | 136.35 | 136.35 | 136.35 | 227.907 | 136.35 | 227.907 | 227.907 | 227.907 | 136.35 | 136.35 | 136.35 | 136.35 | 136.35 | 136.35 | 0.078708 | 0.00041386 | 1.2584e-17 | 0.019932 | 0.052563 | 2.0383e-12 | 3.9434e-07 | 4.0118e-24 | 5.428e-07 | 2.6079e-10 | 0.017845 | 5.7003e-10 | 1.3195e-06 | 1.7245e-24 | 3.2744e-14 | 0.078708 | 0.079122 | 0.079122 | 0.09864 | 0.1512 | 0.09864 | 0.1512 | 0.1512 | 0.1512 | 0.09864 | 0.096553 | 0.078708 | 0.098641 | 0.078708 | 0.078708
182 | 153324.6518 | 15725.4595 | 6014.8166 | 65981.0825 | 36577.3086 | 15280.3625 | 11666.243 | 2940.583 | 5977.1992 | 7617.4134 | 26073.6475 | 7970.1524 | 9885.5194 | 3950.6421 | 6815.0915 | n/a | 12123.9684 | 5995.0667 | 3946.3038 | 7387.0309 | 9241.7973 | 8033.7352 | 1626.2917 | 2996.042 | 8694.9069 | 5155.5535 | 5184.5192 | 7284.9853 | 4579.1902 | 4804.6024 | 53.6676 | 13.7289 | 13.7289 | 62.4777 | 98.1857 | 20.5167 | 130.0874 | 58.5584 | 130.0874 | 42.8945 | 77.2658 | -1.861 | 11.9757 | 30.1126 | 14.5281 | 168047.1413 | 10831.7449 | 4176.5125 | 68424.4817 | 29631.2305 | 14585.3751 | 5236.3608 | 5109.9209 | 4451.1296 | 4899.6826 | 24493.9084 | 5825.8993 | 7020.786 | 4579.7221 | 5975.9742 | 153213.8 | 21065.2133 | 10099.2791 | 69351.1543 | 35402.8302 | 23639.4724 | 13224.7648 | 6600.7126 | 7394.2717 | 13525.2895 | 27465.0619 | 10892.0185 | 13290.9712 | 8839.9123 | 10272.0766 | 165.66 | 165.66 | 165.66 | 165.66 | 237.0763 | 165.66 | 237.0763 | 237.0763 | 237.0763 | 165.66 | 165.66 | 165.66 | 165.66 | 165.66 | 165.66 | 0.10462 | 1.0153e-07 | 4.0155e-13 | 0.0057111 | 0.10356 | 1.1293e-11 | 0.00046554 | 6.6664e-22 | 4.34e-05 | 2.677e-15 | 0.0054223 | 2.8598e-08 | 4.5979e-08 | 1.1502e-26 | 4.6852e-11 | 0.10462 | 0.10462 | 0.10462 | 0.11033 | 0.2139 | 0.11033 | 0.21436 | 0.2139 | 0.21441 | 0.11033 | 0.11004 | 0.10462 | 0.11033 | 0.10462 | 0.10462
183 | 152158.9294 | 15945.2722 | 5990.9789 | 65490.6718 | 36318.6483 | 15388.7717 | 11503.0739 | 2933.2135 | 5954.3444 | 8193.3365 | 25778.4249 | 7860.3426 | 9875.3587 | 3917.9013 | 6985.4764 | n/a | 8175.4172 | 5368.1515 | 3154.9921 | 9878.1789 | 9547.7011 | 6500.3416 | 1952.1486 | 4772.2094 | 8640.9989 | 4328.2691 | 6495.6798 | 6865.7265 | 3473.0174 | 5275.5214 | 67.4801 | 27.9758 | 27.9758 | 76.1908 | 110.9902 | 35.9633 | 142.0725 | 72.3806 | 142.0725 | 57.7664 | 89.8809 | 14.1604 | 26.5319 | 43.9387 | 28.7545 | 169366.2025 | 9992.8897 | 4368.7913 | 70328.6295 | 32888.406 | 14130.6755 | 5387.2336 | 5191.5621 | 4171.598 | 4724.4128 | 26836.7962 | 5868.3216 | 7756.8057 | 4589.5124 | 6217.4532 | 154752.7 | 17010.7069 | 9695.3428 | 69474.5464 | 40511.2096 | 23471.5766 | 11604.2 | 7090.1107 | 8660.4322 | 13294.1117 | 30419.7653 | 12228.5014 | 14384.8321 | 7859.7298 | 11445.2746 | 50.3259 | 50.3259 | 50.3259 | 50.3259 | 50.3259 | 50.3259 | 146.23 | 50.3259 | 146.23 | 50.3259 | 50.3259 | 50.3259 | 50.3259 | 50.3259 | 50.3259 | 0.045811 | 0.0033596 | 3.9561e-12 | 0.0038215 | 0.00099912 | 2.6999e-11 | 0.030748 | 1.2184e-24 | 9.1234e-08 | 1.0533e-12 | 4.0272e-05 | 1.8376e-11 | 5.4119e-10 | 4.2636e-22 | 2.3198e-13 | 0.045811 | 0.04917 | 0.04917 | 0.049632 | 0.050631 | 0.049632 | 0.081379 | 0.050631 | 0.081379 | 0.049632 | 0.045851 | 0.045811 | 0.049632 | 0.045811 | 0.045811
184 | 151732.0754 | 15376.3376 | 5589.8809 | 65320.9256 | 36287.3038 | 15245.321 | 11694.6441 | 2910.1763 | 5772.0234 | 8134.6766 | 25625.8726 | 8229.3314 | 9718.7442 | 4089.916 | 7064.6611 | n/a | 12884.1173 | 6023.8098 | 3199.6272 | 8305.0533 | 9276.4946 | 8340.5845 | 1913.2324 | 3873.8268 | 8467.4716 | 4687.1376 | 5630.3506 | 8485.9661 | 3981.4694 | 5687.2852 | 131.0891 | 97.0986 | 97.0986 | 138.5668 | 165.8703 | 110.4317 | 190.2187 | 135.6254 | 190.2187 | 127.5112 | 145.5921 | 93.3523 | 97.3283 | 109.6032 | 97.7086 | 168372.726 | 10194.3168 | 4273.1243 | 70146.325 | 30698.5205 | 14419.8593 | 5397.3872 | 5051.5351 | 4356.8048 | 4495.6676 | 25077.8905 | 5814.8874 | 6574.5553 | 4494.4171 | 6040.768 | 154086.3521 | 22933.5341 | 10174.6341 | 69193.7784 | 36822.1 | 22875.8539 | 13073.9717 | 6958.4676 | 7566.6316 | 12774.3392 | 28416.0281 | 10813.538 | 14400.5215 | 7720.2865 | 11668.1532 | 104.9258 | 104.9258 | 104.9258 | 104.9258 | 133.68 | 104.9258 | 133.68 | 133.68 | 133.68 | 104.9258 | 104.9258 | 104.9258 | 104.9258 | 104.9258 | 104.9258 | 0.049132 | 3.0835e-10 | 1.9749e-15 | 0.004072 | 0.025577 | 7.2526e-11 | 0.00078727 | 3.1632e-24 | 5.3477e-06 | 8.0845e-12 | 0.00063259 | 2.2068e-07 | 2.0035e-10 | 9.2919e-20 | 1.3608e-13 | 0.049132 | 0.049132 | 0.049132 | 0.053204 | 0.07878 | 0.053204 | 0.079568 | 0.07878 | 0.079573 | 0.053204 | 0.049764 | 0.049132 | 0.053204 | 0.049132 | 0.049132
185 | 153152.832 | 15620.8641 | 5870.6556 | 65922.231 | 36796.2869 | 15885.0058 | 11976.0849 | 2946.7523 | 6393.7917 | 7947.3742 | 25881.107 | 8545.8995 | 10045.1218 | 3863.0562 | 7064.2433 | n/a | 8068.9663 | 5465.4657 | 4296.9404 | 8101.1384 | 10535.1954 | 7739.117 | 1781.6102 | 3838.7889 | 5690.08 | 3815.962 | 5984.8047 | 4854.8615 | 4370.2104 | 4794.3071 | 162.1508 | 130.9559 | 130.9559 | 169.0036 | 192.5493 | 146.8942 | 213.5225 | 166.4971 | 213.5225 | 161.6061 | 172.7271 | 132.1824 | 132.0102 | 141.7271 | 131.4814 | 167698.0233 | 10403.8539 | 4095.3934 | 70195.6445 | 31854.3947 | 14615.2812 | 5597.6856 | 5120.1419 | 4362.3816 | 4127.0733 | 26715.0473 | 6062.3852 | 6247.6314 | 4529.3851 | 6122.7564 | 159029.9 | 18029.4202 | 9512.459 | 70477.1848 | 37723.1331 | 24569.0766 | 13180.4025 | 6516.9521 | 8195.6705 | 9669.2534 | 29081.086 | 11613.69 | 10981.093 | 8868.8956 | 10917.0635 | 69.9245 | 69.9245 | 69.9245 | 69.9245 | 120.4786 | 69.9245 | 120.4786 | 120.4786 | 120.4786 | 69.9245 | 69.9245 | 69.9245 | 69.9245 | 69.9245 | 69.9245 | 0.006555 | 0.0001198 | 3.6668e-12 | 0.0027189 | 0.018268 | 1.1459e-11 | 0.0014113 | 2.2372e-21 | 1.2205e-05 | 8.0436e-06 | 0.0003573 | 3.846e-08 | 0.00096744 | 8.153e-28 | 1.001e-11 | 0.006555 | 0.0066748 | 0.0066748 | 0.0092739 | 0.027542 | 0.0092739 | 0.028954 | 0.027542 | 0.028966 | 0.009282 | 0.0069123 | 0.006555 | 0.010241 | 0.006555 | 0.006555
186 | 153099.9209 | 15564.8201 | 5643.7883 | 65879.7946 | 36592.3065 | 15462.3602 | 11529.3817 | 2893.4557 | 5532.6923 | 7901.7702 | 25700.8375 | 8443.6099 | 9462.2276 | 3920.8757 | 7095.1684 | n/a | 11909.0749 | 3644.5034 | 5136.9228 | 12054.8839 | 8686.2669 | 5721.6327 | 1451.0576 | 4337.5735 | 7685.1485 | 4069.9897 | 4614.2189 | 5532.6832 | 2977.326 | 5226.1342 | 158.5045 | 127.9561 | 127.9561 | 165.2153 | 188.2835 | 143.5388 | 208.8314 | 162.7595 | 208.8314 | 157.9524 | 168.8803 | 129.1253 | 128.9828 | 138.5088 | 128.4709 | 164119.7127 | 10665.3345 | 4345.3908 | 66242.6235 | 31593.5013 | 14167.9076 | 5626.965 | 5152.568 | 4449.3253 | 4418.5739 | 24430.7326 | 5965.0985 | 6672.2929 | 4680.9974 | 5922.3786 | 157055.3 | 22507.9094 | 7940.0942 | 68744.6464 | 41685.9852 | 22609.3745 | 10974.3977 | 6552.9256 | 8725.5987 | 12103.7224 | 27662.8223 | 10334.5174 | 12092.2761 | 7648.3234 | 10945.4129 | 97.66 | 97.66 | 97.66 | 97.66 | 97.66 | 97.66 | 313.2471 | 97.66 | 313.2471 | 97.66 | 97.66 | 97.66 | 97.66 | 97.66 | 97.66 | 0.022454 | 1.7438e-09 | 1.1371e-08 | 0.007807 | 0.00046485 | 3.3514e-10 | 0.16619 | 3.204e-22 | 2.818e-09 | 3.6469e-11 | 0.0022287 | 7.3142e-06 | 6.4138e-07 | 5.2973e-21 | 1.1184e-11 | 0.022454 | 0.022454 | 0.022454 | 0.030261 | 0.030725 | 0.030261 | 0.19692 | 0.030725 | 0.19692 | 0.030261 | 0.024682 | 0.022461 | 0.030261 | 0.022454 | 0.022454
187 | 151875.2489 | 15190.7834 | 5409.1867 | 65396.8651 | 36437.7733 | 14712.7756 | 11862.8603 | 3141.9921 | 5948.5782 | 7723.8993 | 25618.276 | 7818.0903 | 9698.3251 | 3870.158 | 6740.9958 | n/a | 11656.4412 | 5229.139 | 3455.8649 | 5515.0391 | 9667.5751 | 7385.5184 | 1915.6222 | 4382.3997 | 8084.1105 | 3330.7374 | 5505.122 | 8939.6645 | 2820.2788 | 4441.7227 | 159.7293 | 127.1052 | 127.1052 | 166.8984 | 191.8789 | 142.9023 | 214.1361 | 164.2317 | 214.1361 | 158.5149 | 171.4338 | 127.2898 | 128.0093 | 138.5358 | 127.6628 | 165515.7226 | 10293.9593 | 4146.0389 | 70091.7787 | 30873.0508 | 14836.5645 | 5309.024 | 4930.3597 | 4229.4953 | 4433.2675 | 23669.6682 | 5878.1482 | 6737.7209 | 4464.4768 | 5818.7624 | 155298.8 | 20901.8005 | 9367.4778 | 70474.0109 | 36162.1899 | 23659.7397 | 12694.5424 | 6845.9819 | 8611.895 | 11784.778 | 26121.5 | 11271.4702 | 13904.9526 | 7168.2556 | 10217.8852 | 106.1787 | 106.1787 | 106.1787 | 106.1787 | 272.8466 | 106.1787 | 272.8466 | 272.8466 | 272.8466 | 106.1787 | 121.2869 | 106.1787 | 106.1787 | 106.1787 | 106.1787 | 0.030998 | 2.5323e-08 | 5.5168e-14 | 0.0019127 | 0.052446 | 9.8393e-13 | 0.0039236 | 7.3938e-21 | 1.1048e-07 | 4.6129e-11 | 0.019997 | 1.5435e-09 | 1.3401e-09 | 4.6545e-19 | 3.3179e-11 | 0.030998 | 0.030998 | 0.030998 | 0.03291 | 0.085356 | 0.03291 | 0.08928 | 0.085356 | 0.08928 | 0.03291 | 0.050994 | 0.030998 | 0.03291 | 0.030998 | 0.030998
188 | 151356.4265 | 15269.9914 | 5834.0122 | 65209.3312 | 36302.925 | 14903.4216 | 11527.4646 | 3009.115 | 5725.3306 | 7895.0923 | 25841.3149 | 7769.1008 | 9774.3174 | 3799.0782 | 6854.0014 | n/a | 9397.9401 | 4241.0879 | 4105.4476 | 10179.6446 | 9599.1301 | 7976.6906 | 1688.5819 | 4399.8353 | 5188.5662 | 3378.9598 | 4305.6674 | 7036.749 | 4171.4154 | 4751.0209 | 124.215 | 90.3789 | 90.3789 | 131.6602 | 159.0665 | 103.0961 | 183.5103 | 128.7032 | 183.5103 | 120.2425 | 139.0623 | 85.9498 | 90.4811 | 102.9325 | 90.9913 | 163523.6896 | 10965.6503 | 4301.7929 | 66128.6607 | 28156.9066 | 14289.9489 | 5242.4876 | 5248.7722 | 4264.541 | 4194.3933 | 23415.7563 | 5934.1191 | 6729.6416 | 4576.208 | 5898.2693 | 154811.9 | 19926.4904 | 8542.8808 | 66719.0324 | 36852.6348 | 22306.0195 | 12968.4618 | 6937.3542 | 8664.3763 | 8000.9 | 25908.3161 | 10038.7865 | 13681.1906 | 8747.6234 | 10399.6765 | 82.043 | 82.043 | 82.043 | 86.3356 | 126.5166 | 86.3356 | 126.5166 | 126.5166 | 126.5166 | 110.03 | 169.3461 | 86.3356 | 86.3356 | 82.043 | 82.043 | 0.030102 | 3.8038e-07 | 1.3065e-09 | 0.017535 | 0.025246 | 8.4462e-11 | 0.00062111 | 7.2362e-23 | 1.7185e-08 | 0.022501 | 0.038683 | 5.1653e-07 | 5.1603e-09 | 6.0015e-28 | 3.1185e-11 | 0.030102 | 0.030102 | 0.030102 | 0.047638 | 0.072883 | 0.047638 | 0.073504 | 0.072883 | 0.073504 | 0.070139 | 0.068785 | 0.030103 | 0.047638 | 0.030102 | 0.030102
189 | 157248.0276 | 16224.1305 | 5960.4124 | 67531.8 | 37625.35 | 15634.2418 | 11723.9962 | 2937.5999 | 5757.539 | 7981.2295 | 26759.6621 | 8221.4092 | 10069.2804 | 4082.8873 | 7341.0244 | n/a | 8681.0897 | 5045.7122 | 3465.1899 | 7814.119 | 9112.9639 | 7294.755 | 2265.4668 | 4070.6325 | 8077.7376 | 4804.0095 | 4857.8491 | 6951.1282 | 3521.4169 | 5544.1062 | 151.4341 | 121.7545 | 121.7545 | 157.9547 | 180.4593 | 136.6673 | 200.5069 | 155.5569 | 200.5069 | 150.7299 | 161.6822 | 122.6048 | 122.7004 | 132.0503 | 122.2568 | 169487.865 | 9883.6984 | 4331.9322 | 70202.8021 | 31832.8628 | 14653.0848 | 5353.5983 | 5039.9141 | 4148.252 | 4266.7313 | 25632.9732 | 6052.2514 | 6661.3664 | 4697.1998 | 5882.2183 | 159022 | 17963.988 | 9264.9444 | 68868.6102 | 38121.6 | 22272.6487 | 12217.0715 | 7299.081 | 8033.6845 | 11597.1689 | 29291.9828 | 10164.0004 | 12429.6946 | 8027.9167 | 11393.1245 | 137.09 | 137.09 | 137.09 | 137.09 | 153.16 | 137.09 | 153.16 | 153.16 | 153.16 | 137.09 | 137.09 | 137.09 | 137.09 | 137.09 | 137.09 | 0.059768 | 0.00071856 | 4.3913e-11 | 0.01959 | 0.026884 | 1.5069e-09 | 0.010063 | 1.0324e-25 | 4.8809e-07 | 7.8846e-10 | 0.001098 | 4.5279e-06 | 3.5975e-06 | 2.6108e-21 | 7.6696e-12 | 0.059768 | 0.060486 | 0.060486 | 0.079358 | 0.10624 | 0.079358 | 0.11631 | 0.10624 | 0.11631 | 0.079358 | 0.060866 | 0.059772 | 0.079362 | 0.059768 | 0.059768
190 | 157398.7475 | 15737.7707 | 5928.8171 | 67584.7995 | 37578.443 | 15800.4366 | 11970.3664 | 2998.3811 | 6057.1853 | 8125.4764 | 26679.1749 | 8397.0249 | 9994.6071 | 4141.8016 | 7146.3798 | n/a | 10912.0686 | 6174.4151 | 4513.9021 | 9462.8722 | 12197.759 | 9220.2406 | 1931.9653 | 4161.2662 | 5375.589 | 3380.5774 | 6121.7824 | 7040.1488 | 4097.0405 | 5221.7772 | 129.1448 | 95.9269 | 95.9269 | 136.4523 | 163.0979 | 109.0485 | 186.8589 | 133.5825 | 186.8589 | 125.7161 | 143.2506 | 92.3811 | 96.1722 | 108.1298 | 96.5221 | 164779.3831 | 9628.6025 | 4200.5086 | 67473.8771 | 30377.4544 | 14721.1949 | 5991.9776 | 5128.3733 | 4482.9864 | 4635.328 | 25033.9039 | 5635.8872 | 5593.7338 | 4703.9388 | 6206.2847 | 158635.2831 | 20357.7712 | 10367.2237 | 69774.0792 | 39456.9265 | 26845.2538 | 14883.7182 | 7034.0387 | 8644.2526 | 9998.317 | 27307.2814 | 11696.5695 | 11173.9826 | 8752.6793 | 11428.0619 | 142.9702 | 142.9702 | 142.9702 | 142.9702 | 142.9702 | 142.9702 | 142.9702 | 142.9702 | 142.9702 | 142.9702 | 142.9702 | 142.9702 | 142.9702 | 142.9702 | 142.9702 | 0.070042 | 5.8729e-07 | 2.9254e-14 | 0.012924 | 0.0082204 | 2.6e-14 | 1.1669e-05 | 1.6467e-23 | 1.9824e-07 | 4.6874e-06 | 0.017195 | 1.0274e-08 | 0.00036191 | 3.2726e-24 | 1.1377e-12 | 0.070042 | 0.070043 | 0.070043 | 0.082967 | 0.091187 | 0.082967 | 0.091199 | 0.091187 | 0.091199 | 0.082971 | 0.087238 | 0.070042 | 0.083329 | 0.070042 | 0.070042
191 | 152225.6946 | 15110.2603 | 5709.8852 | 65555.9827 | 36412.3944 | 15279.2051 | 11922.909 | 2930.8961 | 6087.5271 | 7956.9527 | 25651.3553 | 8271.5242 | 9497.9913 | 3987.8596 | 6836.9543 | n/a | 9122.1096 | 6232.6425 | 3861.7945 | 10882.2892 | 10061.0696 | 8380.8026 | 1622.1022 | 4465.2781 | 7782.56 | 5232.5075 | 5807.2075 | 6122.5603 | 3224.836 | 5923.3129 | 102.7934 | 65.9499 | 65.9499 | 110.908 | 141.9232 | 76.9256 | 169.6045 | 107.5384 | 169.6045 | 96.343 | 121.0813 | 57.5084 | 65.4068 | 80.1662 | 66.6434 | 165338.7604 | 9908.8212 | 4164.2349 | 72558.3503 | 31019.8323 | 14204.7234 | 5596.2804 | 5087.3649 | 4386.9564 | 4556.8913 | 23986.2387 | 5968.6652 | 7419.1722 | 4637.3145 | 6187.0689 | 154690 | 18784.4308 | 10382.4774 | 70993.8448 | 39111.6215 | 23096.1929 | 13047.7829 | 6667.4671 | 8356.3344 | 12051.8513 | 28149.5462 | 11749.0727 | 12725.4325 | 7769.9505 | 12093.8818 | 80.6 | 80.6 | 80.6 | 80.6 | 80.6 | 80.6 | 80.6 | 80.6 | 80.6 | 80.6 | 80.6 | 80.6 | 80.6 | 80.6 | 80.6 | 0.047553 | 4.0189e-06 | 2.1177e-15 | 0.0015367 | 0.0037783 | 4.6553e-11 | 0.0017388 | 2.2109e-22 | 9.2741e-07 | 7.122e-11 | 0.00098683 | 3.5309e-09 | 5.5357e-08 | 5.8719e-21 | 1.1828e-15 | 0.047553 | 0.047557 | 0.047557 | 0.04909 | 0.052868 | 0.04909 | 0.054607 | 0.052868 | 0.054608 | 0.04909 | 0.04854 | 0.047553 | 0.04909 | 0.047553 | 0.047553
192 | 152620.4748 | 15630.4817 | 5862.0838 | 65706.4889 | 36629.359 | 15154.0159 | 11577.4471 | 2892.7059 | 6064.6155 | 7905.9817 | 25893.6238 | 7930.827 | 9691.9782 | 3881.5726 | 7206.1685 | n/a | 9649.7265 | 5669.6576 | 5161.9479 | 8972.429 | 7508.4871 | 6764.5756 | 1908.0972 | 4907.3192 | 8134.799 | 2478.5439 | 7209.0938 | 6882.8654 | 3682.9756 | 5104.9336 | 46.8388 | 5.5884 | 5.5884 | 55.9401 | 93.1313 | 11.8391 | 126.3625 | 51.8525 | 126.3625 | 35.1495 | 71.7733 | -11.4713 | 3.6045 | 22.6549 | 6.4209 | 164802.9513 | 11222.4114 | 4391.1812 | 68545.8972 | 29984.2156 | 14418.7731 | 4887.8827 | 5216.982 | 4074.6024 | 4019.7863 | 23097.0517 | 6039.7672 | 6870.9975 | 4612.4379 | 5994.41 | 154894.7513 | 20623.6379 | 10054.7388 | 70745.9451 | 37515.2446 | 21848.4601 | 11652.4583 | 7066.0792 | 8981.9216 | 12118.2853 | 21771.2956 | 13206.361 | 12488.063 | 7919.5135 | 11081.9436 | 49.0536 | 49.0536 | 49.0536 | 49.0536 | 59.6508 | 49.0536 | 149.9837 | 59.6508 | 149.9837 | 49.0536 | 229.1485 | 49.0536 | 49.0536 | 49.0536 | 49.0536 | 0.050527 | 2.187e-07 | 1.0292e-13 | 0.0019881 | 0.018868 | 7.5919e-10 | 0.03323 | 4.7903e-25 | 4.2953e-08 | 3.5036e-11 | 4.1913 | 2.6093e-13 | 4.2244e-07 | 9.0193e-23 | 1.359e-11 | 0.050527 | 0.050527 | 0.050527 | 0.052515 | 0.071383 | 0.052515 | 0.10461 | 0.071383 | 0.10461 | 0.052515 | 4.2418 | 0.050527 | 0.052515 | 0.050527 | 0.050527
193 | 154648.6122 | 15551.7944 | 5819.0215 | 66463.6246 | 36900.8031 | 15535.9002 | 11693.4325 | 2951.7304 | 5987.0949 | 7736.6127 | 26391.3598 | 8297.4162 | 9853.2989 | 4091.1794 | 7393.3979 | n/a | 11322.9315 | 3926.4901 | 4517.1603 | 9532.5543 | 9434.4353 | 9041.1152 | 1379.5512 | 3829.7491 | 5806.9126 | 3748.8684 | 5521.3303 | 7827.6357 | 3652.5873 | 5395.3213 | 64.5779 | 25.5105 | 25.5105 | 73.1928 | 107.6853 | 33.219 | 138.4947 | 69.4148 | 138.4947 | 54.8306 | 86.8719 | 11.6075 | 24.0391 | 41.3332 | 26.2823 | 162882.7959 | 9699.1549 | 4267.4433 | 66820.5894 | 31605.8509 | 13443.0801 | 5217.8714 | 5080.3264 | 4298.4441 | 4447.5989 | 24643.0607 | 5881.6491 | 6039.9519 | 4665.6807 | 6092.9956 | 153303.8 | 20578.5864 | 8046.5334 | 68033.9731 | 39618.3287 | 22351.5154 | 14046.3101 | 6332.0775 | 8121.9931 | 9806.5114 | 25311.429 | 11324.9794 | 13325.8876 | 8241.868 | 11476.9169 | 224.18 | 224.18 | 224.18 | 224.18 | 224.18 | 224.18 | 224.18 | 224.18 | 224.18 | 224.18 | 226.6791 | 224.18 | 224.18 | 224.18 | 224.18 | 0.15196 | 1.8933e-07 | 2.8155e-08 | 0.017262 | 0.0038378 | 8.5794e-10 | 4.8073e-05 | 2.5303e-20 | 1.4646e-06 | 1.103e-06 | 0.142 | 3.0576e-08 | 3.3571e-08 | 2.9054e-22 | 7.565e-12 | 0.15196 | 0.15196 | 0.15196 | 0.16922 | 0.17306 | 0.16922 | 0.17311 | 0.17306 | 0.17311 | 0.16922 | 0.29396 | 0.15196 | 0.16922 | 0.15196 | 0.15196
194 | 154419.8978 | 15822.2155 | 5900.0083 | 66402.5773 | 36931.554 | 15647.7875 | 11603.1835 | 3050.1357 | 5677.8581 | 7964.6727 | 26115.852 | 8344.4334 | 9765.6408 | 4019.0359 | 7139.7566 | n/a | 11162.9162 | 5581.9297 | 4097.9679 | 7707.5038 | 7897.061 | 9227.1061 | 2050.4443 | 4436.758 | 8416.4625 | 4729.2668 | 7131.7906 | 7175.6604 | 2538.3287 | 4270.2702 | 97.1931 | 61.9681 | 61.9681 | 104.9516 | 134.6435 | 72.3657 | 161.1444 | 101.7249 | 161.1444 | 90.9551 | 114.7486 | 53.7764 | 61.427 | 75.5781 | 62.632 | 166691.1044 | 10735.3615 | 4415.0249 | 68653.8049 | 30762.8599 | 14608.3003 | 5322.3511 | 5148.2348 | 4220.9022 | 4971.412 | 24947.292 | 5847.7605 | 6688.3747 | 4556.9335 | 6080.9866 | 158270.5 | 19268.5777 | 9963.3546 | 70949.1684 | 37306.1637 | 22331.9613 | 13597.4572 | 7080.279 | 8042.6602 | 13382.6744 | 29139.2588 | 12811.3511 | 13468.1351 | 7076.0622 | 10332.3568 | 61.1762 | 61.1762 | 61.1762 | 61.1762 | 133.43 | 61.1762 | 133.43 | 133.43 | 133.43 | 61.1762 | 61.1762 | 61.1762 | 61.1762 | 61.1762 | 61.1762 | 0.024518 | 1.0569e-05 | 2.7935e-13 | 0.0027899 | 0.029655 | 1.3605e-09 | 0.00012875 | 4.0538e-23 | 2.6784e-07 | 1.1068e-13 | 0.00048456 | 4.0611e-11 | 1.1657e-08 | 2.9847e-17 | 5.3307e-10 | 0.024518 | 0.024528 | 0.024528 | 0.027308 | 0.056962 | 0.027308 | 0.057091 | 0.056962 | 0.057091 | 0.027308 | 0.025002 | 0.024518 | 0.027308 | 0.024518 | 0.024518
195 | 157684.253 | 16004.6221 | 6182.6947 | 67691.3035 | 37787.6037 | 15818.9061 | 12009.6594 | 2952.718 | 6188.8949 | 8126.444 | 26579.2743 | 8287.7377 | 9882.3724 | 4121.7106 | 7013.8854 | n/a | 11252.4431 | 4922.4839 | 5001.1973 | 8675.2461 | 11685.1373 | 8348.5698 | 1715.4749 | 4712.5024 | 7212.3924 | 4501.2829 | 7033.2772 | 5666.3044 | 3797.242 | 5603.6746 | 116.2555 | 82.9329 | 82.9329 | 123.5892 | 150.7991 | 94.9197 | 175.0712 | 120.649 | 175.0712 | 111.9456 | 131.2744 | 77.8938 | 82.911 | 95.3983 | 83.541 | 166027.2584 | 10539.3629 | 4109.0297 | 68926.6097 | 31307.765 | 14902.6835 | 5313.2595 | 5211.6821 | 4286.6975 | 4369.9153 | 22817.7765 | 6066.6532 | 6057.4835 | 4675.416 | 6217.6888 | 157534.2 | 21757.1059 | 9031.5136 | 70854.107 | 38803.3111 | 25746.5207 | 13637.9294 | 6881.057 | 8975.2999 | 10904.5077 | 25772.4593 | 12936.4304 | 11622.1879 | 8425.858 | 11821.3634 | 181.4 | 181.4 | 181.4 | 181.4 | 181.4 | 181.4 | 181.4 | 181.4 | 181.4 | 181.4 | 222.5661 | 181.4 | 181.4 | 181.4 | 181.4 | 0.1061 | 4.7575e-08 | 1.4935e-09 | 0.0068323 | 0.0173 | 4.5186e-13 | 0.00043548 | 2.9051e-23 | 1.0291e-07 | 6.0599e-08 | 0.10495 | 1.5019e-11 | 3.6308e-05 | 7.5277e-23 | 3.4659e-14 | 0.1061 | 0.1061 | 0.1061 | 0.11293 | 0.13023 | 0.11293 | 0.13066 | 0.13023 | 0.13066 | 0.11293 | 0.21104 | 0.1061 | 0.11297 | 0.1061 | 0.1061
196 | 152984.1102 | 15452.9144 | 5738.264 | 65829.739 | 36498.2031 | 15410.9303 | 11860.4352 | 2713.5158 | 5929.0498 | 7811.2259 | 26113.2804 | 8165.1409 | 9785.2795 | 4105.2317 | 7073.2922 | n/a | 12825.3318 | 5796.4038 | 4266.9185 | 9015.5709 | 10441.4263 | 7760.8629 | 1846.6864 | 4282.1466 | 7218.7739 | 4564.5303 | 6142.782 | 5789.2111 | 3550.0264 | 6295.1078 | 132.1513 | 99.0741 | 99.0741 | 139.4271 | 165.8313 | 112.4545 | 189.3752 | 136.5858 | 189.3752 | 128.9697 | 145.9652 | 95.9395 | 99.39 | 111.1654 | 99.6639 | 164746.2789 | 10048.5353 | 4062.3718 | 68058.0762 | 31504.7532 | 14132.7896 | 5355.3987 | 5211.9331 | 4309.4534 | 4035.8968 | 25136.3846 | 5784.0136 | 6200.799 | 4557.9077 | 6042.2322 | 152568.6 | 22526.2671 | 9851.0755 | 68043.0159 | 38799.3452 | 24132.3159 | 13067.5616 | 6927.6195 | 8542.9 | 11154.7706 | 28427.1149 | 11584.7957 | 10477.7101 | 7712.5341 | 12318.84 | 198.9 | 198.9 | 198.9 | 198.9 | 198.9 | 198.9 | 198.9 | 198.9 | 198.9 | 198.9 | 198.9 | 198.9 | 198.9 | 198.9 | 198.9 | 0.11485 | 1.1175e-09 | 9.7195e-14 | 0.012411 | 0.0053983 | 5.3115e-12 | 0.0013548 | 8.5059e-27 | 1.3424e-07 | 2.0937e-09 | 0.0013863 | 3.7592e-09 | 0.0023507 | 1.3944e-19 | 3.5698e-15 | 0.11485 | 0.11485 | 0.11485 | 0.12727 | 0.13266 | 0.12727 | 0.13402 | 0.13266 | 0.13402 | 0.12727 | 0.11624 | 0.11485 | 0.12962 | 0.11485 | 0.11485
197 | 156348.3176 | 15557.4395 | 5773.9584 | 67201.2659 | 37431.7343 | 15864.0067 | 11934.6907 | 2906.7003 | 6128.9421 | 8304.449 | 26798.2338 | 8322.9933 | 9627.7082 | 4002.9132 | 7684.0491 | n/a | 7968.1535 | 6019.2294 | 3542.9208 | 10360.1242 | 6834.1297 | 7139.4179 | 1700.4981 | 4288.2566 | 7934.5071 | 4701.8516 | 5169.4618 | 8350.8395 | 3310.7821 | 4841.0975 | 124.0737 | 91.2674 | 91.2674 | 131.2914 | 157.7321 | 103.9195 | 181.3124 | 128.4412 | 181.3124 | 120.4602 | 138.2313 | 87.3788 | 91.4398 | 103.3776 | 91.8582 | 164684.4723 | 10162.2294 | 4416.9092 | 67723.4254 | 30669.209 | 14979.6942 | 5219.9755 | 5192.7189 | 4242.6703 | 4648.731 | 24978.8369 | 5910.8723 | 7103.6217 | 4572.5271 | 6151.0481 | 155091.1 | 17580.283 | 10413.3387 | 67582.6738 | 39888.1609 | 21276.0239 | 11838.8 | 6732.4169 | 8316.8269 | 12106.3381 | 28196.6885 | 11019.4342 | 14324.7612 | 7838.9092 | 10978.5456 | 220.7 | 220.7 | 220.7 | 220.7 | 220.7 | 220.7 | 260.19 | 220.7 | 260.19 | 220.7 | 220.7 | 220.7 | 220.7 | 220.7 | 220.7 | 0.14708 | 0.00030122 | 3.7024e-15 | 0.031225 | 0.0049686 | 4.2334e-08 | 0.054097 | 4.8895e-23 | 1.4484e-06 | 6.5478e-10 | 0.0056757 | 1.499e-07 | 1.5709e-10 | 3.7443e-21 | 1.123e-09 | 0.14708 | 0.14738 | 0.14738 | 0.1783 | 0.18327 | 0.1783 | 0.23737 | 0.18327 | 0.23737 | 0.1783 | 0.15275 | 0.14708 | 0.1783 | 0.14708 | 0.14708
198 | 152534.0481 | 15530.1671 | 5780.8018 | 65671.1265 | 36425.7857 | 15401.9873 | 11522.0072 | 3112.3691 | 6068.5017 | 8022.1986 | 26009.5161 | 7995.7136 | 9559.9065 | 4279.3724 | 6954.9898 | n/a | 10938.5262 | 5391.5168 | 2428.6745 | 9101.4806 | 7019.7514 | 6588.6917 | 2033.9876 | 4906.8185 | 7248.6972 | 3904.8743 | 6870.864 | 6779.2912 | 3547.277 | 4622.5215 | 117.8713 | 85.8733 | 85.8733 | 124.9119 | 150.8148 | 97.9353 | 173.9174 | 122.1174 | 173.9174 | 114.141 | 131.8856 | 81.7298 | 85.978 | 97.738 | 86.452 | 164009.7602 | 11270.8152 | 4269.475 | 65960.8362 | 29396.6302 | 14078.9744 | 5327.5018 | 4983.9675 | 4293.2396 | 4309.9883 | 25316.2208 | 5578.7816 | 7334.5662 | 4612.9188 | 6018.1143 | 154966.3 | 22119.4415 | 9571.0918 | 66137.8107 | 37035.4108 | 20931.0258 | 11816.4935 | 7007.2552 | 9200.0581 | 11461.2854 | 26530.9 | 12379.3456 | 13846.6574 | 8071.1958 | 10425.6358 | 92.5212 | 92.5212 | 92.5212 | 141.2217 | 141.2217 | 141.2217 | 141.2217 | 141.2217 | 141.2217 | 141.2217 | 92.5238 | 141.2217 | 141.2217 | 92.5212 | 92.5212 | 0.048223 | 4.0043e-09 | 9.6928e-13 | 0.029784 | 0.023983 | 2.0758e-08 | 0.017511 | 5.2134e-22 | 1.5922e-08 | 2.041e-09 | 0.019687 | 2.457e-11 | 7.4975e-10 | 9.9789e-20 | 6.539e-11 | 0.048223 | 0.048223 | 0.048223 | 0.078007 | 0.10199 | 0.078007 | 0.1195 | 0.10199 | 0.1195 | 0.078007 | 0.067911 | 0.048223 | 0.078007 | 0.048223 | 0.048223
199 | 158801.9522 | 16046.9564 | 5887.8047 | 68135.472 | 37908.3938 | 16051.9391 | 11925.4664 | 3279.4383 | 6143.4442 | 8123.162 | 26783.5321 | 8450.5973 | 9809.5492 | 4050.1342 | 7408.06 | n/a | 7868.2424 | 7459.5375 | 4954.1737 | 8892.2964 | 10603.656 | 6843.2518 | 1787.4907 | 3208.2679 | 7864.3701 | 4047.9555 | 5360.7099 | 7744.2289 | 4473.8169 | 5639.3107 | 141.8622 | 109.4974 | 109.4974 | 148.9782 | 174.3599 | 123.7006 | 196.9847 | 146.2561 | 196.9847 | 139.571 | 154.558 | 107.8302 | 110.0597 | 121.1167 | 110.0642 | 164891.804 | 10132.6718 | 4019.3038 | 69590.0173 | 30489.6538 | 15040.803 | 4944.663 | 5052.4129 | 4243.0412 | 4476.5698 | 24007.1121 | 6341.0719 | 6769.4026 | 4630.4653 | 6210.5623 | 159561.804 | 17825.1141 | 11478.8413 | 73496.791 | 38539.2502 | 25549.259 | 11747.2147 | 6839.9036 | 7451.3091 | 12324.1399 | 26914.2676 | 11623.3818 | 14490.7314 | 8914.1823 | 11814.2729 | 165.0291 | 165.0291 | 165.0291 | 165.0291 | 165.0291 | 165.0291 | 295.4771 | 165.0291 | 295.4771 | 165.0291 | 166.6427 | 165.0291 | 165.0291 | 165.0291 | 165.0291 | 0.080942 | 0.00062703 | 1.5098e-17 | 0.0018317 | 0.024056 | 1.8986e-12 | 0.068229 | 2.228e-19 | 8.6185e-05 | 6.4524e-11 | 0.035405 | 2.0275e-08 | 2.3963e-10 | 6.0779e-26 | 1.3569e-12 | 0.080942 | 0.081569 | 0.081569 | 0.082774 | 0.10683 | 0.082774 | 0.17506 | 0.10683 | 0.17515 | 0.082774 | 0.11635 | 0.080942 | 0.082774 | 0.080942 | 0.080942
200 | 155787.6335 | 15572.8789 | 5984.9074 | 66938.4875 | 37173.6839 | 15775.1908 | 11996.9129 | 3067.4595 | 6028.4746 | 8189.748 | 26380.892 | 8218.7298 | 10065.0078 | 4126.2164 | 7317.1225 | n/a | 8968.3942 | 6652.929 | 3009.333 | 5388.4168 | 9664.3566 | 7254.7566 | 1597.8393 | 3951.7372 | 9713.2345 | 4005.0243 | 4940.6411 | 8455.7912 | 3184.4301 | 6025.3871 | 130.6698 | 97.354 | 97.354 | 137.9986 | 164.6812 | 110.6156 | 188.4746 | 135.1256 | 188.4746 | 127.3058 | 144.7423 | 93.9254 | 97.6232 | 109.5736 | 97.9501 | 164944.1657 | 10737.9578 | 4489.3339 | 68243.025 | 30829.0477 | 14753.7156 | 5421.9623 | 4936.1792 | 4461.924 | 3983.1063 | 25036.1006 | 5953.7671 | 6581.0285 | 4570.5647 | 6297.169 | 154663.2 | 18783.852 | 11119.9629 | 67812.8399 | 35047.8464 | 23285.1722 | 12014.0009 | 6477.6185 | 7855.8612 | 13643.8408 | 27501.6249 | 10669.2082 | 14429.0197 | 7574.2947 | 12322.5561 | 222.28 | 222.28 | 222.28 | 222.28 | 247.0218 | 222.28 | 247.0218 | 247.0218 | 247.0218 | 222.28 | 222.28 | 222.28 | 222.28 | 222.28 | 222.28 | 0.14169 | 1.6471e-05 | 4.7541e-16 | 0.024467 | 0.19468 | 1.9273e-10 | 0.039377 | 8.6051e-20 | 6.6695e-06 | 1.9335e-13 | 0.008262 | 4.0885e-07 | 1.3489e-09 | 9.8685e-19 | 3.6607e-14 | 0.14169 | 0.1417 | 0.1417 | 0.16615 | 0.36084 | 0.16615 | 0.40022 | 0.36084 | 0.40022 | 0.16615 | 0.14995 | 0.14169 | 0.16615 | 0.14169 | 0.14169
201 | 154314.7041 | 15578.0454 | 6034.8032 | 66365.4864 | 36915.8716 | 15534.7619 | 11813.0518 | 3152.3246 | 6368.8061 | 8089.7812 | 26063.3172 | 8040.7341 | 9833.9711 | 4066.2792 | 6871.4966 | n/a | 10563.8625 | 6025.6289 | 3979.4272 | 9027.3615 | 8706.3907 | 6565.7951 | 1555.9 | 3929.4293 | 7268.3201 | 3402.2232 | 6224.3097 | 4744.9924 | 3429.1907 | 6024.9431 | 103.8007 | 68.4451 | 68.4451 | 111.5864 | 141.1627 | 79.4339 | 167.5569 | 108.3767 | 167.5569 | 97.9484 | 121.0131 | 60.9195 | 68.0279 | 82.0003 | 69.1064 | 170382.3184 | 9964.9027 | 4197.2762 | 73808.4719 | 33366.9013 | 15253.6433 | 5124.9735 | 5199.0445 | 4193.2134 | 4638.3628 | 25712.8639 | 6067.3651 | 8468.197 | 4636.3466 | 6355.1451 | 157278.1498 | 20502.1652 | 10222.9051 | 71764.3305 | 40168.9942 | 22375.734 | 11721 | 6754.9445 | 8122.6426 | 11522.3828 | 25975.8871 | 11907.1748 | 12919.8894 | 7625.0373 | 12307.3882 | 74.1106 | 74.1106 | 74.1106 | 74.1106 | 74.1106 | 74.1106 | 239.32 | 74.1106 | 239.32 | 74.1106 | 191.5636 | 74.1106 | 74.1106 | 74.1106 | 74.1106 | 0.041342 | 2.4858e-07 | 2.2889e-13 | 0.0016414 | 0.0024077 | 8.0272e-10 | 0.053659 | 2.7585e-20 | 1.4649e-05 | 2.422e-09 | 0.048695 | 3.3718e-10 | 1.5504e-07 | 1.6363e-19 | 4.8212e-16 | 0.041342 | 0.041342 | 0.041342 | 0.042983 | 0.045391 | 0.042983 | 0.09905 | 0.045391 | 0.099064 | 0.042983 | 0.090037 | 0.041342 | 0.042983 | 0.041342 | 0.041342
202 | 155928.7959 | 15593.7743 | 5750.1931 | 66998.5445 | 37192.8833 | 15619.4688 | 11851.2987 | 2911.3941 | 6073.3413 | 7923.6648 | 26664.7739 | 8243.6816 | 9822.7211 | 4056.2097 | 7021.3416 | n/a | 11902.6683 | 4675.6908 | 4418.3993 | 10702.776 | 9682.7929 | 9880.4486 | 2090.3642 | 3715.8566 | 7335.5296 | 3971.9644 | 6439.0541 | 7578.4294 | 2985.1691 | 6151.2775 | 98.2346 | 63.2729 | 63.2729 | 105.9346 | 135.3406 | 73.7492 | 161.5853 | 102.7402 | 161.5853 | 92.1589 | 115.5432 | 55.3396 | 62.7715 | 76.7514 | 63.9304 | 164491.0989 | 10414.2014 | 4410.6684 | 68321.7559 | 30909.3542 | 14135.8207 | 5452.1011 | 5146.1194 | 4203.6882 | 3954.8095 | 23837.7203 | 6035.8493 | 6307.4744 | 4565.2712 | 6232.9788 | 155872.2989 | 22270.3697 | 9045.4593 | 67787.4552 | 37952.7301 | 23661.1136 | 15024.7498 | 7230.8836 | 7836.1448 | 11184.8391 | 26832.8847 | 12422.9034 | 13068.1038 | 7550.4404 | 12322.6563 | 173.0128 | 173.0128 | 173.0128 | 173.0128 | 173.0128 | 173.0128 | 173.0128 | 173.0128 | 173.0128 | 173.0128 | 173.0128 | 173.0128 | 173.0128 | 173.0128 | 173.0128 | 0.10317 | 3.4547e-09 | 2.1749e-11 | 0.025529 | 0.021293 | 4.0902e-11 | 5.1443e-06 | 1.0732e-25 | 9.608e-06 | 3.9829e-09 | 0.033507 | 1.2225e-10 | 8.0351e-08 | 3.0549e-19 | 2.0732e-15 | 0.10317 | 0.10317 | 0.10317 | 0.1287 | 0.14999 | 0.1287 | 0.15 | 0.14999 | 0.15001 | 0.1287 | 0.13667 | 0.10317 | 0.1287 | 0.10317 | 0.10317
203 | 155437.1192 | 15865.436 | 5854.6877 | 66794.8529 | 37257.8349 | 15379.7928 | 12248.8037 | 3084.005 | 6206.4769 | 8087.0666 | 26424.3596 | 8433.6973 | 10242.5372 | 4025.0913 | 7305.2046 | n/a | 11907.3849 | 5196.1663 | 4812.6267 | 12111.7617 | 10789.9923 | 7702.3978 | 1658.8464 | 4290.0301 | 9305.8007 | 4315.8783 | 5690.6096 | 7065.7506 | 3750.2234 | 5534.5224 | 95.1559 | 57.1961 | 57.1961 | 103.519 | 135.8625 | 67.5531 | 164.7353 | 99.9976 | 164.7353 | 87.8063 | 114.7005 | 47.3001 | 56.4197 | 72.0242 | 57.9194 | 168365.7402 | 9450.5255 | 4113.4572 | 72584.8355 | 30017.4468 | 14785.6925 | 4888.7676 | 5218.441 | 4302.2577 | 4566.9745 | 23995.5228 | 5927.5414 | 7123.277 | 4635.0838 | 6109.6734 | 156740.6 | 20990.8104 | 9279.4235 | 71153.8967 | 39789.343 | 24826.9848 | 12309.9 | 6867.8874 | 8170.6323 | 13713.6751 | 27451.5012 | 11028.5509 | 13887.1276 | 8134.6072 | 11593.0957 | 125.02 | 125.02 | 125.02 | 125.02 | 125.02 | 125.02 | 177.29 | 125.02 | 177.29 | 125.02 | 125.02 | 125.02 | 125.02 | 125.02 | 125.02 | 0.068427 | 1.9061e-07 | 1.3901e-11 | 0.0031843 | 0.0046107 | 7.6947e-13 | 0.034936 | 1.2758e-21 | 4.5684e-06 | 6.0426e-14 | 0.0095014 | 2.8242e-07 | 2.9342e-08 | 2.1693e-22 | 1.8621e-12 | 0.068427 | 0.068427 | 0.068427 | 0.071612 | 0.076222 | 0.071612 | 0.11116 | 0.076222 | 0.11116 | 0.071612 | 0.077929 | 0.068428 | 0.071612 | 0.068427 | 0.068427
204 | 158788.7429 | 16235.0588 | 5982.697 | 68126.8691 | 37759.5501 | 15641.5946 | 12013.6624 | 3136.8239 | 6200.6818 | 8061.5197 | 26872.9599 | 8026.8409 | 10144.547 | 4010.9472 | 7056.438 | n/a | 9568.7049 | 5757.5796 | 4999.4977 | 6523.6441 | 11206.8596 | 8607.4342 | 1245.8379 | 4681.7575 | 6358.2596 | 3462.4945 | 5435.5182 | 7514.8555 | 3472.1814 | 4593.8334 | 79.6539 | 43.9211 | 43.9211 | 87.5287 | 118.3331 | 52.7929 | 145.8373 | 84.1681 | 145.8373 | 72.0861 | 98.6999 | 33.4998 | 42.9903 | 58.0464 | 44.6101 | 167362.4914 | 10086.3553 | 3955.4414 | 70326.2449 | 29469.3183 | 14575.49 | 5269.6162 | 5319.2421 | 4127.4117 | 4975.4599 | 24660.4813 | 5667.7842 | 6872.2279 | 4549.9962 | 5997.0748 | 159538.5914 | 19338.9602 | 9549.6211 | 71960.3426 | 34537.9624 | 25387.5495 | 13877.0504 | 6168.18 | 8809.1692 | 10984.8196 | 27258.8758 | 11057.4024 | 14179.2834 | 7461.6775 | 10590.9082 | 133.4483 | 133.4483 | 133.4483 | 133.4483 | 227.9741 | 133.4483 | 227.9741 | 227.9741 | 227.9741 | 133.4483 | 133.4483 | 133.4483 | 133.4483 | 133.4483 | 133.4483 | 0.081321 | 2.9199e-05 | 9.0995e-12 | 0.0046113 | 0.39522 | 5.4089e-13 | 0.00022607 | 1.7457e-17 | 2.3789e-07 | 2.6932e-08 | 0.024532 | 1.8684e-08 | 5.5821e-09 | 3.215e-19 | 6.0624e-11 | 0.081321 | 0.08135 | 0.08135 | 0.085932 | 0.48116 | 0.085932 | 0.48138 | 0.48116 | 0.48138 | 0.085932 | 0.10585 | 0.081321 | 0.085932 | 0.081321 | 0.081321
205 | 157599.1195 | 15795.8072 | 5899.1893 | 67676.0167 | 37642.4421 | 15657.6394 | 12040.0992 | 3126.8527 | 6165.8291 | 8129.4928 | 26736.6269 | 8319.1763 | 10112.1078 | 4076.705 | 7355.086 | n/a | 10153.6329 | 5058.765 | 4955.4927 | 8767.1344 | 9882.5198 | 8250.5304 | 1807.3809 | 4982.2192 | 8887.1797 | 3994.357 | 6648.5175 | 7181.7058 | 3526.2601 | 4482.0454 | 60.1249 | 21.1886 | 21.1886 | 68.712 | 103.2418 | 28.4965 | 134.0867 | 64.9271 | 134.0867 | 50.133 | 82.6209 | 6.86 | 19.6368 | 37.0296 | 21.9613 | 162788.566 | 9659.4724 | 4279.0004 | 66481.8867 | 29823.3721 | 14451.6909 | 5342.9321 | 5080.8344 | 4601.9822 | 4441.5737 | 25889.842 | 5991.7379 | 7287.1044 | 4606.5423 | 6190.1475 | 157559.1 | 19747.1053 | 9315.4654 | 68863.5133 | 37354.5566 | 24302.4107 | 12729.3126 | 6847.7153 | 8947.1014 | 13328.7534 | 29331.099 | 12608.4554 | 13498.1102 | 8040.0024 | 10672.1929 | 162.84 | 162.84 | 162.84 | 162.84 | 219.1344 | 162.84 | 219.1344 | 219.1344 | 219.1344 | 162.84 | 162.84 | 162.84 | 162.84 | 162.84 | 162.84 | 0.10269 | 3.0779e-06 | 1.7325e-11 | 0.0211 | 0.052589 | 9.2241e-12 | 0.0060435 | 4.9272e-21 | 1.0045e-07 | 5.4226e-13 | 0.0010004 | 8.7423e-11 | 6.7364e-08 | 1.9925e-21 | 4.5642e-10 | 0.10269 | 0.10269 | 0.10269 | 0.12379 | 0.17638 | 0.12379 | 0.18242 | 0.17638 | 0.18242 | 0.12379 | 0.10369 | 0.10269 | 0.12379 | 0.10269 | 0.10269
206 | 154752.4205 | 15823.4697 | 5828.3762 | 66536.9477 | 36930.7798 | 15569.6519 | 11776.4275 | 2864.5154 | 6012.2257 | 7924.6205 | 26368.3683 | 8031.7995 | 9993.952 | 4183.1251 | 7219.2114 | n/a | 13028.4702 | 4060.2418 | 4496.986 | 10891.1985 | 8697.9709 | 8550.0114 | 1475.6717 | 5102.4041 | 8547.9261 | 2906.1561 | 6387.1175 | 7072.1648 | 2358.6434 | 5341.1195 | 119.3581 | 86.9665 | 86.9665 | 126.4854 | 152.7056 | 99.1802 | 176.0912 | 123.6567 | 176.0912 | 115.5843 | 133.5425 | 82.7761 | 87.0733 | 98.9766 | 87.5524 | 157828.2852 | 10335.096 | 4305.664 | 61961.8721 | 28517.528 | 13495.2736 | 5760.6459 | 5122.034 | 4442.5156 | 4061.8633 | 25463.4525 | 5777.5742 | 6432.2543 | 4629.871 | 5714.4041 | 153928.6852 | 23149.1662 | 8317.5058 | 64545.6581 | 38156.9265 | 21997.4446 | 14310.6574 | 6257.4056 | 9544.9196 | 12549.9894 | 27803.0086 | 12028.6917 | 13447.6191 | 6988.5144 | 11055.5236 | 202.3821 | 202.3821 | 202.3821 | 230.1744 | 230.1744 | 230.1744 | 230.1744 | 230.1744 | 230.1744 | 230.1744 | 202.3821 | 230.1744 | 230.1744 | 202.3821 | 202.3821 | 0.12967 | 9.1543e-10 | 5.3141e-09 | 0.10116 | 0.014114 | 2.4117e-09 | 3.0062e-05 | 6.0278e-21 | 2.0931e-09 | 4.807e-12 | 0.0052079 | 1.7567e-10 | 4.4041e-08 | 1.7831e-15 | 1.7635e-11 | 0.12967 | 0.12967 | 0.12967 | 0.23083 | 0.24494 | 0.23083 | 0.24497 | 0.24494 | 0.24497 | 0.23083 | 0.13488 | 0.12967 | 0.23083 | 0.12967 | 0.12967
207 | 157588.8218 | 15727.8367 | 5883.2687 | 67696.1528 | 37560.92 | 15787.2908 | 11636.8834 | 3084.02 | 5872.3602 | 8335.871 | 27018.7104 | 8353.4432 | 9889.821 | 4079.7125 | 7013.6657 | n/a | 11053.7246 | 6199.017 | 3981.2853 | 8925.9755 | 7574.5362 | 10094.4705 | 1623.5828 | 4326.5065 | 6080.1756 | 3641.4983 | 6562.2477 | 6977.0982 | 3873.3774 | 5485.8996 | 136.5042 | 105.3121 | 105.3121 | 143.3625 | 167.8325 | 118.9813 | 189.6447 | 140.738 | 189.6447 | 134.2818 | 148.7543 | 103.681 | 105.8496 | 116.5141 | 105.8585 | 164169.462 | 10973 | 4246.3358 | 66040.3883 | 29139.7685 | 14251.74 | 4926.8483 | 5115.5174 | 4240.1223 | 4150.7153 | 24249.2536 | 5635.3658 | 7297.3276 | 4515.6767 | 5925.7263 | 158701.062 | 21872.2246 | 10320.7528 | 68110.0735 | 37177.144 | 21800.2762 | 14968.9188 | 6693.0002 | 8524.6288 | 10225.6909 | 27426.9519 | 12176.8136 | 14252.8257 | 8356.3542 | 11119.8258 | 148.1812 | 148.1812 | 148.1812 | 156.5173 | 250.96 | 156.5173 | 250.96 | 250.96 | 250.96 | 156.5173 | 148.1812 | 156.5173 | 156.5173 | 148.1812 | 148.1812 | 0.072706 | 1.4442e-08 | 2.3657e-14 | 0.030776 | 0.057125 | 8.6531e-09 | 2.7584e-06 | 1.0142e-20 | 9.8829e-08 | 5.433e-06 | 0.023831 | 8.2931e-10 | 9.9908e-10 | 6.2741e-23 | 1.9797e-12 | 0.072706 | 0.072706 | 0.072706 | 0.10348 | 0.16061 | 0.10348 | 0.16061 | 0.16061 | 0.16061 | 0.10349 | 0.096538 | 0.072706 | 0.10348 | 0.072706 | 0.072706
208 | 153597.5055 | 15346.5005 | 5834.254 | 66073.121 | 36972.9574 | 15432.0062 | 11710.8982 | 2831.6181 | 6102.3494 | 7839.2592 | 25978.7076 | 7780.5446 | 9633.6335 | 4031.0726 | 6939.3715 | n/a | 10064.5557 | 6566.8016 | 4143.0807 | 8653.1264 | 9313.6498 | 7624.1487 | 1847.0577 | 3116.549 | 8560.2141 | 4396.181 | 5820.9292 | 6924.7119 | 2836.7479 | 6024.606 | 170.7712 | 142.9012 | 142.9012 | 176.8875 | 196.9877 | 159.4323 | 214.8757 | 174.7677 | 214.8757 | 171.9801 | 178.5279 | 146.8846 | 144.3653 | 152.0879 | 143.3494 | 161389.1434 | 10127.8868 | 4197.2024 | 65768.5617 | 30190.4715 | 15428.0044 | 5217.8916 | 5296.5899 | 4123.3188 | 4544.247 | 21814.0386 | 5781.5694 | 6305.946 | 4661.5362 | 6061.6742 | 155596.1434 | 20175.9425 | 10764.004 | 68033.9423 | 37881.8979 | 23910.7542 | 12725.7403 | 7137.3476 | 7206.2678 | 13104.4611 | 24735.0196 | 11587.0986 | 13194.6579 | 7498.284 | 12086.2802 | 145.7642 | 145.7642 | 145.7642 | 145.7642 | 145.7642 | 145.7642 | 145.7642 | 145.7642 | 145.7642 | 145.7642 | 267.7918 | 145.7642 | 145.7642 | 145.7642 | 145.7642 | 0.05521 | 2.6222e-07 | 7.7671e-16 | 0.014137 | 0.018627 | 1.0269e-11 | 0.0022509 | 2.7815e-26 | 0.00021349 | 1.549e-13 | 0.17326 | 2.4342e-10 | 1.6975e-08 | 3.2453e-19 | 3.5557e-15 | 0.05521 | 0.055211 | 0.055211 | 0.069347 | 0.087975 | 0.069347 | 0.090226 | 0.087975 | 0.090439 | 0.069347 | 0.22847 | 0.05521 | 0.069347 | 0.05521 | 0.05521
209 | 152056.2382 | 15687.7805 | 5922.2123 | 65482.2277 | 36459.927 | 15286.951 | 11416.1691 | 2911.3068 | 5862.6116 | 7767.7981 | 25806.0573 | 8285.4087 | 9896.5848 | 3944.9086 | 6950.4866 | n/a | 8348.4447 | 7229.0526 | 4075.7153 | 8360.6807 | 9652.0564 | 9653.0518 | 1808.6376 | 4771.3424 | 6989.3241 | 3920.5801 | 7732.3304 | 8550.919 | 3428.4101 | 5287.6006 | 112.7102 | 79.4065 | 79.4065 | 120.0405 | 147.3606 | 91.0787 | 171.7329 | 117.0859 | 171.7329 | 108.175 | 127.9478 | 73.9825 | 79.3145 | 91.9234 | 80.0171 | 168210.9163 | 9913.9402 | 4151.3582 | 72317.3693 | 32713.2555 | 14189.5451 | 6125.3634 | 5270.5568 | 4572.1275 | 4619.4439 | 25740.0057 | 5958.0067 | 6757.1056 | 4637.8157 | 5895.5271 | 156835.7 | 17698.7849 | 11188.2107 | 72417.0846 | 38843.8362 | 23661.8015 | 14918.4152 | 7079.1944 | 9320.1699 | 11521.0679 | 27063.7858 | 13598.2371 | 14959.4245 | 7712.5258 | 11143.5277 | 60.14 | 60.14 | 60.14 | 60.14 | 60.14 | 60.14 | 60.14 | 60.14 | 60.14 | 60.14 | 60.14 | 60.14 | 60.14 | 60.14 | 60.14 | 0.012991 | 0.00032306 | 1.4685e-16 | 0.00059704 | 0.0050071 | 1.094e-11 | 1.3884e-06 | 7.1878e-25 | 1.9677e-09 | 2.4316e-10 | 0.0064857 | 6.6227e-13 | 6.1426e-11 | 4.3389e-21 | 9.6253e-13 | 0.012991 | 0.013314 | 0.013314 | 0.013588 | 0.018595 | 0.013588 | 0.018596 | 0.018595 | 0.018596 | 0.013588 | 0.019476 | 0.012991 | 0.013588 | 0.012991 | 0.012991
210 | 155182.1246 | 15830.9703 | 5948.0573 | 66721.4311 | 37112.0952 | 15567.3913 | 11997.5822 | 3130.0324 | 6119.849 | 7905.9193 | 26091.3237 | 8076.1669 | 9786.6468 | 4134.2045 | 7183.4303 | n/a | 9729.836 | 2969.4836 | 4574.6568 | 9395.0169 | 10650.4403 | 7645.8115 | 1896.5812 | 3388.9239 | 8640.2457 | 3905.726 | 6107.0138 | 6979.9291 | 3049.4499 | 4993.2037 | 111.0921 | 75.8481 | 75.8481 | 118.8515 | 148.0592 | 87.4762 | 174.1202 | 115.687 | 174.1202 | 105.757 | 127.7524 | 69.1955 | 75.5857 | 89.2321 | 76.5009 | 162543.5077 | 10628.3255 | 4164.9345 | 66634.0468 | 31464.0056 | 14206.8733 | 5505.782 | 5175.6786 | 4270.8996 | 4056.3612 | 24390.7204 | 5787.2637 | 6547.0449 | 4540.5513 | 5893.688 | 156773.5077 | 20338.9615 | 7134.4181 | 68971.8036 | 39828.5225 | 24080.7136 | 12983.7935 | 6953.8597 | 7618.0236 | 12108.5069 | 26513.6465 | 11705.7775 | 13420.174 | 7335.3012 | 10381.3917 | 120.6359 | 120.6359 | 120.6359 | 120.6359 | 120.6359 | 120.6359 | 120.6359 | 120.6359 | 120.6359 | 120.6359 | 120.6359 | 120.6359 | 120.6359 | 120.6359 | 120.6359 | 0.062622 | 8.2175e-07 | 2.8079e-05 | 0.012367 | 0.0038937 | 1.1374e-11 | 0.0026143 | 1.5474e-21 | 3.4861e-05 | 3.6753e-11 | 0.022859 | 1.144e-09 | 1.5915e-08 | 1.6043e-17 | 5.7736e-10 | 0.062622 | 0.062623 | 0.062651 | 0.074989 | 0.078883 | 0.074989 | 0.081497 | 0.078883 | 0.081532 | 0.074989 | 0.085481 | 0.062622 | 0.07499 | 0.062622 | 0.062622
211 | 159674.8338 | 15994.9236 | 5968.4218 | 68457.7908 | 38079.2357 | 16145.7464 | 12152.6064 | 3226.5531 | 6276.6161 | 8293.7356 | 27039.6543 | 8624.0537 | 10324.9221 | 4175.6024 | 7527.3172 | n/a | 12098.581 | 6156.34 | 4402.9844 | 7490.4937 | 10359.8699 | 7460.9015 | 1894.2411 | 4548.9163 | 9685.1545 | 4027.1938 | 5916.0701 | 6850.0527 | 3440.1674 | 5183.4989 | 83.2757 | 45.1745 | 45.1745 | 91.6728 | 124.5788 | 54.4878 | 153.9604 | 88.0819 | 153.9604 | 75.0979 | 103.6924 | 33.8778 | 44.1487 | 60.264 | 45.9106 | 159079.2706 | 10404.504 | 4326.8651 | 64995.9402 | 29474.2085 | 13848.7399 | 5296.0689 | 5189.2976 | 4254.3345 | 4101.8639 | 22122.0295 | 6121.0104 | 6990.0333 | 4633.9185 | 6154.9402 | 155770.0706 | 22503.0851 | 10483.2051 | 66789.2246 | 35243.2022 | 24076.3098 | 11593.5704 | 7083.5387 | 7639.8508 | 13654.7184 | 26149.2233 | 12037.0805 | 13220.586 | 8074.0859 | 11338.4391 | 240.1122 | 240.1122 | 240.1122 | 242.1199 | 242.2528 | 242.1199 | 242.2528 | 242.2528 | 242.2528 | 242.1199 | 240.1122 | 242.1199 | 242.1199 | 240.1122 | 240.1122 | 0.3176 | 7.7778e-09 | 2.1784e-14 | 0.08421 | 0.30084 | 1.0531e-10 | 0.15767 | 4.042e-21 | 7.6281e-05 | 4.1526e-13 | 0.11298 | 9.2094e-09 | 5.8088e-07 | 1.1488e-20 | 4.8686e-11 | 0.3176 | 0.3176 | 0.3176 | 0.40181 | 0.70265 | 0.40181 | 0.86032 | 0.70265 | 0.8604 | 0.40181 | 0.43058 | 0.3176 | 0.40181 | 0.3176 | 0.3176
212 | 153305.8118 | 15430.6335 | 5904.004 | 65981.3719 | 36750.4666 | 15520.2177 | 11589.6741 | 3003.107 | 5817.5071 | 8061.2406 | 25940.1193 | 8002.9871 | 9743.4666 | 4113.8621 | 7104.3505 | n/a | 11404.9472 | 5100.0084 | 4270.4252 | 10484.29 | 8597.3693 | 6047.841 | 1357.1663 | 3337.7633 | 9750.3739 | 3233.0925 | 6665.9627 | 8746.4794 | 2603.7238 | 5300.6083 | 96.7293 | 58.1248 | 58.1248 | 105.2343 | 138.1286 | 68.6539 | 167.4931 | 101.653 | 167.4931 | 89.252 | 116.6085 | 48.0559 | 57.3344 | 73.2054 | 58.8604 | 161203.7296 | 8878.0287 | 4229.7678 | 66570.2138 | 29646.7299 | 14615.1204 | 5661.7802 | 5096.8329 | 4452.5578 | 4438.8446 | 22280.7189 | 6242.2133 | 6651.3348 | 4673.3896 | 6199.1246 | 154715.9 | 20218.2759 | 9265.0762 | 69330.6094 | 39468.4903 | 23149.0896 | 11709.6212 | 6409.0993 | 7790.3211 | 14125.8185 | 24124.8113 | 12908.176 | 15356.2141 | 7259.7134 | 11453.8329 | 121.82 | 121.82 | 121.82 | 121.82 | 121.82 | 121.82 | 155.383 | 121.82 | 155.383 | 121.82 | 239.7158 | 121.82 | 121.82 | 121.82 | 121.82 | 0.06592 | 3.1045e-07 | 2.508e-11 | 0.0057859 | 0.0037991 | 1.0381e-10 | 0.029181 | 3.7898e-20 | 2.4035e-06 | 6.6392e-15 | 0.32618 | 1.9899e-12 | 4.7775e-12 | 2.4819e-17 | 6.6996e-13 | 0.06592 | 0.065921 | 0.065921 | 0.071706 | 0.075505 | 0.071706 | 0.10469 | 0.075505 | 0.10469 | 0.071706 | 0.3921 | 0.06592 | 0.071706 | 0.06592 | 0.06592
213 | 152933.9257 | 15565.7701 | 6055.1919 | 65797.2314 | 36502.5466 | 15502.7231 | 11836.5887 | 2808.7006 | 5831.3024 | 7839.9374 | 25881.5434 | 8150.4615 | 9933.7847 | 4013.4053 | 6973.657 | n/a | 11477.4401 | 6941.348 | 5242.3063 | 9512.7049 | 9139.6988 | 7399.1512 | 2282.7184 | 3987.7565 | 7516.4062 | 4101.3611 | 4492.8478 | 6273.0467 | 4640.3826 | 6272.2729 | 71.6517 | 33.6679 | 33.6679 | 80.0256 | 113.241 | 41.9469 | 142.905 | 76.3933 | 142.905 | 62.755 | 92.7482 | 21.1388 | 32.4161 | 48.9024 | 34.4111 | 166438.8163 | 10345.4449 | 4343.536 | 67822.1722 | 31757.0896 | 13425.5496 | 5099.7667 | 5107.5621 | 4110.5283 | 4559.4892 | 25134.1141 | 6085.7609 | 6214.5543 | 4595.3332 | 5911.5582 | 152604.6374 | 21300.685 | 11228.584 | 67571.8996 | 38654.4155 | 21851.9484 | 11807.8389 | 7346.5805 | 7423.0848 | 11762.6954 | 27697.6752 | 10178.5087 | 11212.301 | 8840.9158 | 12183.8311 | 179.132 | 179.132 | 179.132 | 179.132 | 179.132 | 179.132 | 198.099 | 179.132 | 198.099 | 179.132 | 179.132 | 179.132 | 179.132 | 179.132 | 179.132 | 0.11221 | 3.3741e-08 | 5.4501e-16 | 0.015458 | 0.0061596 | 2.7501e-09 | 0.044816 | 8.6152e-28 | 1.5684e-05 | 1.2436e-10 | 0.0028296 | 2.7811e-06 | 0.00023686 | 5.5784e-26 | 2.8549e-15 | 0.11221 | 0.11221 | 0.11221 | 0.12766 | 0.13382 | 0.12766 | 0.17864 | 0.13382 | 0.17865 | 0.12766 | 0.11504 | 0.11221 | 0.1279 | 0.11221 | 0.11221
214 | 152721.4065 | 15305.7914 | 5821.0014 | 65721.1695 | 36640.2691 | 15164.6406 | 11796.5676 | 2993.4773 | 5988.6584 | 7801.6871 | 25978.1464 | 8036.1872 | 9561.0523 | 3980.3513 | 6989.6082 | n/a | 7883.0433 | 5148.218 | 3849.5367 | 8272.9678 | 9749.2532 | 6961.4587 | 1983.7338 | 4390.017 | 7888.0332 | 4267.0137 | 6785.3993 | 6280.3299 | 3004.6383 | 6604.5076 | 120.6861 | 87.8055 | 87.8055 | 127.9211 | 154.5542 | 100.1617 | 178.3084 | 125.0474 | 178.3084 | 116.8243 | 135.1155 | 83.4991 | 87.9043 | 100.0049 | 88.4006 | 169370.3881 | 9656.8672 | 4234.5319 | 72034.0279 | 31933.5597 | 15521.1041 | 5022.9666 | 5121.8377 | 4232.1872 | 4955.5331 | 24116.2024 | 6165.1257 | 7522.4467 | 4557.6218 | 6192.765 | 157372.5 | 16970.5106 | 9279.7499 | 70398.5646 | 37662.6275 | 24252.5573 | 11934.9253 | 7079.6715 | 8572.7042 | 12699.4663 | 26770.5 | 12810.425 | 12890.5766 | 7534.5602 | 12759.1725 | 66.14 | 66.14 | 66.14 | 66.14 | 90.5184 | 66.14 | 158.5202 | 90.5184 | 158.5202 | 66.14 | 73.96 | 66.14 | 66.14 | 66.14 | 66.14 | 0.014185 | 0.00067794 | 9.8196e-12 | 0.0024963 | 0.01674 | 1.4001e-12 | 0.02786 | 8.1966e-24 | 1.7507e-07 | 8.5864e-13 | 0.013136 | 4.1362e-12 | 3.9633e-08 | 7.3031e-20 | 1.2e-16 | 0.014185 | 0.014863 | 0.014863 | 0.016681 | 0.033421 | 0.016681 | 0.061281 | 0.033421 | 0.061281 | 0.016681 | 0.027321 | 0.014185 | 0.016681 | 0.014185 | 0.014185
215 | 153567.2987 | 15890.2737 | 5844.7031 | 66083.8926 | 36781.5825 | 15534.998 | 11544.8826 | 3059.8223 | 5846.447 | 7999.7798 | 26325.2166 | 8342.8301 | 9770.2753 | 4134.1967 | 7138.1155 | n/a | 12366.3546 | 5422.8365 | 5706.3447 | 7359.0799 | 11183.9327 | 4796.6875 | 2381.8585 | 4253.8154 | 8271.2237 | 3453.9989 | 6476.2183 | 7048.5145 | 3496.9092 | 5060.6055 | 95.9907 | 62.3793 | 62.3793 | 103.3929 | 131.6073 | 72.588 | 156.7875 | 100.3291 | 156.7875 | 90.251 | 112.5295 | 54.9251 | 61.9284 | 75.3111 | 63.0101 | 168330.0175 | 10169.2154 | 3989.8469 | 68021.1476 | 30897.4856 | 14486.4368 | 5504.5963 | 5136.2148 | 4602.9252 | 4614.7707 | 27686.1693 | 6011.1998 | 6538.1303 | 4711.5568 | 5880.0605 | 155799.4 | 22382.27 | 9290.5834 | 68183.8923 | 37366.7654 | 24255.8695 | 10301.2838 | 7473.0733 | 8856.7406 | 12525.5945 | 29284.8507 | 12166.9181 | 12101.3448 | 8119.566 | 10256.366 | 84.38 | 84.38 | 84.38 | 84.38 | 102.6659 | 84.38 | 235.1813 | 102.6659 | 235.1813 | 84.38 | 84.38 | 84.38 | 84.38 | 84.38 | 84.38 | 0.051478 | 7.2998e-09 | 1.1682e-11 | 0.01319 | 0.02463 | 6.3715e-12 | 0.72233 | 4.8609e-25 | 1.6445e-08 | 9.6804e-12 | 0.00055148 | 8.0805e-10 | 3.0497e-06 | 2.8898e-21 | 8.0913e-10 | 0.051478 | 0.051478 | 0.051478 | 0.064668 | 0.089298 | 0.064668 | 0.81162 | 0.089298 | 0.81162 | 0.064668 | 0.05203 | 0.051478 | 0.064671 | 0.051478 | 0.051478
216 | 154389.7531 | 15677.401 | 5900.633 | 66386.1888 | 36937.2849 | 15585.4518 | 11681.5732 | 2975.3152 | 5956.3419 | 8083.0157 | 26148.8161 | 8546.6422 | 10027.6853 | 4071.2079 | 7395.1329 | n/a | 9396.1145 | 5288.005 | 4825.3763 | 8782.1074 | 9630.4854 | 8145.4699 | 1967.9268 | 3887.4347 | 8526.9525 | 4552.9027 | 5598.2341 | 8159.896 | 3941.858 | 5388.59 | 184.6327 | 154.5147 | 154.5147 | 191.2423 | 212.9606 | 172.3868 | 232.2886 | 188.9519 | 232.2886 | 185.9447 | 193.0093 | 158.8291 | 156.0986 | 164.4409 | 154.9989 | 168785.4671 | 9642.3243 | 4167.6321 | 70979.9623 | 30444.3753 | 13446.11 | 5075.2266 | 4955.5793 | 4041.3591 | 4089.7502 | 25073.9102 | 5816.0128 | 6933.365 | 4741.6556 | 5838.2358 | 157723.5844 | 18910.9388 | 9415.9371 | 70796.5559 | 36780.9 | 21831.0954 | 12515.7966 | 6881.1062 | 7467.4938 | 12451.6026 | 29245.2129 | 11149.3469 | 14534.4611 | 8436.5136 | 10910.2258 | 125.3147 | 125.3147 | 125.3147 | 125.3147 | 283.24 | 125.3147 | 283.24 | 283.24 | 283.24 | 125.3147 | 125.3147 | 125.3147 | 125.3147 | 125.3147 | 125.3147 | 0.033847 | 1.643e-05 | 9.2572e-12 | 0.0030338 | 0.047114 | 3.9124e-09 | 0.0037554 | 5.5445e-23 | 2.7086e-05 | 2.5974e-11 | 0.0004374 | 3.1917e-07 | 7.1995e-10 | 2.1109e-23 | 1.7054e-10 | 0.033847 | 0.033864 | 0.033864 | 0.036881 | 0.083995 | 0.036881 | 0.08775 | 0.083995 | 0.087777 | 0.036881 | 0.034285 | 0.033847 | 0.036881 | 0.033847 | 0.033847
217 | 152047.4615 | 15009.0908 | 5483.1963 | 65450.5124 | 36472.0575 | 15331.0458 | 11779.5344 | 2888.6197 | 6098.3567 | 7706.529 | 26023.2438 | 8122.9844 | 9490.6454 | 3790.5209 | 7085.174 | n/a | 10071.9258 | 4598.867 | 3816.5366 | 5896.4665 | 9310.1239 | 7470.0074 | 2328.2114 | 4791.9903 | 7911.7471 | 3802.1548 | 5743.7751 | 7433.0378 | 3800.6582 | 4809.4178 | 147.0573 | 117.9811 | 117.9811 | 153.4457 | 175.5398 | 132.4759 | 195.2223 | 151.0906 | 195.2223 | 146.2825 | 157.1819 | 118.6694 | 118.8816 | 128.0895 | 118.4742 | 165285.1931 | 10829.7851 | 4180.1556 | 66285.2376 | 31612.9905 | 15161.3962 | 5209.2069 | 5144.8635 | 4451.9433 | 4660.7694 | 26851.5526 | 5987.4458 | 7357.8958 | 4520.2914 | 5979.4374 | 155167.7931 | 20755.911 | 8769.9225 | 67595.1742 | 36301.6569 | 24087.7201 | 12671.6143 | 7363.8749 | 9243.9336 | 12404.8166 | 27725.3074 | 11515.1209 | 14514.5336 | 7897.6496 | 10744.5552 | 102.1354 | 102.1354 | 102.1354 | 102.1354 | 235.593 | 102.1354 | 235.593 | 235.593 | 235.593 | 102.1354 | 102.1354 | 102.1354 | 102.1354 | 102.1354 | 102.1354 | 0.037688 | 1.9434e-08 | 8.0629e-12 | 0.012765 | 0.047784 | 4.3061e-12 | 0.0032486 | 9.7497e-27 | 1.6024e-08 | 1.7431e-12 | 0.0034026 | 3.9409e-09 | 3.0377e-11 | 1.2638e-23 | 3.225e-11 | 0.037688 | 0.037688 | 0.037688 | 0.050453 | 0.098237 | 0.050453 | 0.10149 | 0.098237 | 0.10149 | 0.050453 | 0.041091 | 0.037688 | 0.050453 | 0.037688 | 0.037688
218 | 154611.3842 | 15512.4219 | 5882.1423 | 66491.8704 | 37121.2399 | 15596.8719 | 11810.069 | 3074.1909 | 6101.4468 | 8002.2089 | 26450.4888 | 8216.6899 | 9790.8434 | 3895.4707 | 7013.6641 | n/a | 9663.888 | 5302.2851 | 4401.1519 | 9503.5126 | 10876.1959 | 9550.1739 | 1928.0001 | 4980.6741 | 7422.6533 | 4070.2753 | 6739.1774 | 6247.4172 | 3667.4098 | 5801.0497 | 218.2273 | 193.0392 | 193.0392 | 223.74 | 239.5973 | 213.6315 | 253.6682 | 222.119 | 253.6682 | 223.5017 | 221.0634 | 203.7614 | 195.6503 | 200.2655 | 193.3917 | 165813.3471 | 10869.6545 | 4492.3929 | 67429.4789 | 30281.1684 | 14340.2806 | 5224.8333 | 5171.4865 | 4222.2201 | 4559.6251 | 24845.4053 | 5744.8607 | 6277.2841 | 4582.7702 | 5802.1944 | 159592.4471 | 20365.1425 | 9794.678 | 68808.0309 | 38441.2809 | 24008.5765 | 14684.7073 | 7040.4867 | 9122.9943 | 11394.6784 | 27119.0805 | 11863.738 | 12406.0013 | 8060.9801 | 11603.244 | 113.9247 | 113.9247 | 113.9247 | 113.9247 | 113.9247 | 113.9247 | 113.9247 | 113.9247 | 113.9247 | 113.9247 | 138.0313 | 113.9247 | 113.9247 | 113.9247 | 113.9247 | 0.012014 | 2.8156e-07 | 6.7809e-13 | 0.011924 | 0.013082 | 1.538e-11 | 1.1659e-05 | 1.2638e-22 | 2.8731e-08 | 2.4574e-09 | 0.016079 | 1.4202e-09 | 9.8573e-07 | 2.4102e-23 | 1.2172e-13 | 0.012014 | 0.012014 | 0.012014 | 0.023938 | 0.037019 | 0.023938 | 0.037031 | 0.037019 | 0.037031 | 0.023938 | 0.028093 | 0.012014 | 0.023939 | 0.012014 | 0.012014
219 | 150258.7787 | 15259.8293 | 5716.9095 | 64752.4346 | 36004.2533 | 15075.3914 | 11413.8826 | 3076.3496 | 5685.014 | 7836.0228 | 25454.4373 | 7719.3046 | 9527.3817 | 3752.4619 | 6900.967 | n/a | 10543.3337 | 4279.7403 | 4410.6083 | 8174.17 | 12231.247 | 6292.764 | 1731.4071 | 4262.8295 | 7725.887 | 4787.401 | 5954.1551 | 5811.1527 | 3385.2793 | 5468.274 | 156.8531 | 127.6064 | 127.6064 | 163.2768 | 185.1776 | 142.9765 | 204.6826 | 160.9492 | 204.6826 | 156.6585 | 166.4534 | 129.2946 | 128.6922 | 137.6235 | 128.095 | 170495.226 | 11408.208 | 4508.9508 | 70309.6978 | 31478.9057 | 14344.7736 | 5188.3085 | 5103.5412 | 4369.4876 | 4118.3445 | 25654.6183 | 6021.165 | 6225.3574 | 4747.1574 | 6093.8428 | 154152.8 | 20103.4675 | 8182.5911 | 68789.1543 | 37093.9 | 25271.1446 | 11474.8725 | 6716.5483 | 8626.1171 | 11035.0556 | 27407.7192 | 11479.6202 | 11927.2101 | 7660.8367 | 11553.4168 | 96.4613 | 96.4613 | 96.4613 | 96.4613 | 102 | 96.4613 | 218.0725 | 102 | 218.0725 | 96.4613 | 96.4613 | 96.4613 | 96.4613 | 96.4613 | 96.4613 | 0.022235 | 2.3639e-07 | 4.5323e-09 | 0.0035911 | 0.015514 | 6.4421e-14 | 0.034522 | 6.2912e-21 | 1.5342e-08 | 4.5354e-09 | 0.0021947 | 2.6421e-10 | 1.8009e-06 | 8.5155e-23 | 5.4638e-14 | 0.022235 | 0.022235 | 0.022235 | 0.025826 | 0.04134 | 0.025826 | 0.075862 | 0.04134 | 0.075862 | 0.025826 | 0.02443 | 0.022235 | 0.025828 | 0.022235 | 0.022235
220 | 153328.8971 | 15335.4844 | 5732.6737 | 65980.836 | 36778.0836 | 15631.7162 | 11773.4499 | 3000.1545 | 5931.9361 | 8263.4089 | 26066.8843 | 8239.2551 | 9751.8756 | 4046.5791 | 6937.0522 | n/a | 9102.9356 | 5209.493 | 4376.1005 | 8034.349 | 9121.0919 | 7842.6932 | 1321.5121 | 5491.1251 | 8682.1899 | 4187.3278 | 7203.7421 | 9156.2608 | 2000.8317 | 5859.3826 | 162.3204 | 129.1433 | 129.1433 | 169.6111 | 195.0193 | 145.1978 | 217.6576 | 166.8986 | 217.6576 | 161.0778 | 174.2309 | 129.318 | 130.0603 | 140.7696 | 129.7104 | 164975.8304 | 9984.8195 | 4411.5327 | 67634.6967 | 31921.6467 | 13512.153 | 5981.5304 | 5068.3215 | 4658.5458 | 3740.9088 | 24820.0667 | 5436.1808 | 6586.5001 | 4625.5415 | 6205.7414 | 155119.7 | 18834.7551 | 9571.2257 | 68729.5884 | 38312.5958 | 22409.5361 | 13751.9236 | 6347.4336 | 10149.6709 | 12322.1899 | 28266.9946 | 12517.1229 | 14728.6608 | 6328.1732 | 12015.0241 | 146.44 | 146.44 | 146.44 | 146.44 | 146.44 | 146.44 | 146.44 | 146.44 | 146.44 | 146.44 | 146.44 | 146.44 | 146.44 | 146.44 | 146.44 | 0.058663 | 7.1168e-06 | 5.7374e-13 | 0.0084168 | 0.010727 | 1.0522e-09 | 0.00014641 | 7.4397e-20 | 6.3182e-11 | 1.7798e-10 | 0.0016313 | 7.596e-11 | 6.4501e-11 | 2.2879e-13 | 5.2626e-15 | 0.058663 | 0.05867 | 0.05867 | 0.067079 | 0.077806 | 0.067079 | 0.077953 | 0.077806 | 0.077953 | 0.067079 | 0.060294 | 0.058663 | 0.067079 | 0.058663 | 0.058663
221 | 153380.1774 | 15752.4274 | 5975.8648 | 65976.5275 | 36842.7019 | 15396.5754 | 11503.4713 | 3066.4572 | 5652.3954 | 8204.7903 | 26226.9816 | 8040.0521 | 9946.0018 | 4048.3679 | 6909.3794 | n/a | 12150.6459 | 5574.382 | 3385.428 | 7189.3901 | 8076.1659 | 6165.5054 | 1545.9292 | 4371.6599 | 8008.1672 | 4187.842 | 7708.8458 | 7044.2025 | 3456.703 | 2805.7832 | 136.0146 | 105.1516 | 105.1516 | 142.8002 | 166.9776 | 118.7607 | 188.5284 | 140.2078 | 188.5284 | 133.8778 | 148.0733 | 103.6437 | 105.7026 | 116.2194 | 105.6915 | 171610.4481 | 10634.5649 | 4353.1951 | 73714.4098 | 32887.2001 | 15279.6499 | 5561.9169 | 5200.0727 | 4333.7384 | 4527.2758 | 24530.4204 | 5929.4542 | 6784.4511 | 4586.5535 | 5827.3 | 156852.7 | 20227.6108 | 9927.5771 | 74093.3378 | 39843.3902 | 22363.0158 | 11686.1224 | 6746.0019 | 8664.0983 | 12387.243 | 28198.5624 | 13609.2001 | 12214.1536 | 8034.0565 | 8607.0832 | 90.2169 | 90.2169 | 90.2169 | 90.2169 | 90.2169 | 90.2169 | 145.9956 | 90.2169 | 145.9956 | 90.2169 | 90.2169 | 90.2169 | 90.2169 | 90.2169 | 90.2169 | 0.030696 | 8.428e-07 | 7.8467e-13 | 0.00029495 | 0.0029852 | 4.949e-10 | 0.024237 | 3.4233e-21 | 9.8918e-09 | 8.615e-11 | 0.0023315 | 8.9672e-14 | 4.6302e-06 | 1.1374e-21 | 1.8484e-06 | 0.030696 | 0.030697 | 0.030697 | 0.030991 | 0.033976 | 0.030991 | 0.058213 | 0.033976 | 0.058213 | 0.030991 | 0.033028 | 0.030696 | 0.030996 | 0.030696 | 0.030698
222 | 153264.5116 | 15523.1468 | 5782.5011 | 65938.6596 | 36767.8468 | 15578.7753 | 11497.8778 | 2984.4784 | 5779.6925 | 8082.7923 | 26218.3554 | 8085.0873 | 9828.2399 | 4196.0706 | 7040.6954 | n/a | 9916.0294 | 4803.4434 | 4901.3776 | 9837.1271 | 10691.3113 | 6903.8765 | 2028.0394 | 4597.6621 | 9192.0779 | 4420.5552 | 6331.472 | 6513.0236 | 4388.7388 | 6805.5533 | 131.0148 | 95.9604 | 95.9604 | 138.7275 | 167.0365 | 109.3413 | 192.284 | 135.6747 | 192.284 | 127.0515 | 146.2446 | 91.6312 | 96.1131 | 108.9267 | 96.5929 | 168419.0678 | 10100.1956 | 4335.872 | 70368.288 | 32174.3389 | 14148.5475 | 5030.1776 | 5219.4726 | 4242.4427 | 4200.2977 | 24543.7995 | 6056.1581 | 7256.42 | 4749.3342 | 5911.2076 | 157387.7 | 19897.625 | 9139.3153 | 70712.1855 | 38961.6859 | 24534.4588 | 11706.7 | 7234.5121 | 8654.4507 | 13206.4756 | 27570.0548 | 12268.1302 | 13327.6436 | 9121.873 | 12350.8609 | 78.6643 | 78.6643 | 78.6643 | 78.6643 | 78.6643 | 78.6643 | 140.25 | 78.6643 | 140.25 | 78.6643 | 78.6643 | 78.6643 | 78.6643 | 78.6643 | 78.6643 | 0.020165 | 9.198e-07 | 1.6433e-11 | 0.0023736 | 0.0060192 | 3.7154e-12 | 0.022448 | 9.4808e-25 | 2.7015e-08 | 6.7625e-13 | 0.0058156 | 8.1553e-11 | 2.9079e-08 | 2.0782e-25 | 2.143e-15 | 0.020165 | 0.020166 | 0.020166 | 0.022539 | 0.028558 | 0.022539 | 0.051006 | 0.028558 | 0.051006 | 0.022539 | 0.025981 | 0.020165 | 0.022539 | 0.020165 | 0.020165
223 | 153422.6594 | 15488.6758 | 5846.1134 | 66017.8202 | 36683.469 | 15399.9434 | 11492.7007 | 3072.1726 | 6005.2829 | 8006.9515 | 26244.8314 | 8190.4453 | 9798.1963 | 3923.2866 | 7178.593 | n/a | 11592.9627 | 4947.5117 | 4447.7129 | 7705.6397 | 10457.5722 | 7038.4411 | 2077.5409 | 3622.5853 | 8941.8846 | 3216.18 | 8400.9682 | 6730.9326 | 3381.9919 | 6255.698 | 108.4195 | 72.3807 | 72.3807 | 116.3551 | 146.4085 | 83.813 | 173.227 | 113.0954 | 173.227 | 102.6252 | 125.7938 | 65.0009 | 72.0081 | 86.1538 | 73.0526 | 164677.5012 | 10593.3229 | 4389.0519 | 71178.5891 | 33952.9785 | 14138.4451 | 5127.9337 | 5161.7808 | 4036.9313 | 3628.9196 | 22547.713 | 6061.9258 | 7210.8089 | 4646.5607 | 6302.7984 | 155138.6 | 21851.0856 | 9336.5636 | 69903.5007 | 39388.8181 | 23309.4161 | 12128.2748 | 7239.3217 | 7659.5166 | 11857.303 | 25535.193 | 13889.794 | 13065.8415 | 8028.5526 | 12517.0963 | 114.29 | 114.29 | 114.29 | 114.29 | 114.29 | 114.29 | 114.29 | 114.29 | 114.29 | 114.29 | 232.4388 | 114.29 | 114.29 | 114.29 | 114.29 | 0.060047 | 6.7052e-09 | 8.8134e-12 | 0.004145 | 0.0038249 | 4.2986e-11 | 0.0064504 | 1.123e-23 | 1.4614e-05 | 2.6608e-10 | 0.12177 | 7.9254e-14 | 7.1069e-08 | 6.8356e-23 | 3.2829e-15 | 0.060047 | 0.060047 | 0.060047 | 0.064192 | 0.068017 | 0.064192 | 0.074468 | 0.068017 | 0.074482 | 0.064192 | 0.18182 | 0.060047 | 0.064192 | 0.060047 | 0.060047
224 | 153325.1628 | 15632.6193 | 5911.235 | 65949.2701 | 36860.8885 | 15449.7561 | 11792.1377 | 3034.8641 | 5892.8282 | 7967.3216 | 26146.0103 | 8260.6647 | 10092.3861 | 3980.5187 | 7121.5241 | n/a | 8770.4364 | 4038.5655 | 4364.8738 | 9834.6633 | 10898.8723 | 10057.4917 | 2348.1486 | 4632.8152 | 8681.1634 | 4439.7469 | 5362.3355 | 8214.6096 | 2925.5485 | 4194.2304 | 98.0043 | 62.8259 | 62.8259 | 105.7522 | 135.3709 | 73.2929 | 161.8058 | 102.5342 | 161.8058 | 91.836 | 115.4751 | 54.7499 | 62.3044 | 76.4021 | 63.4882 | 166694.6774 | 10280.5836 | 4222.6002 | 66247.1895 | 31530.5577 | 14089.0646 | 4977.5292 | 5004.5416 | 4232.7952 | 4460.0835 | 27199.0054 | 6080.3438 | 6003.3897 | 4515.4357 | 5979.2492 | 153231.2 | 16236.02 | 7563.2657 | 65410.6 | 39017.221 | 23668.4368 | 14243.8208 | 7292.3901 | 8159.9105 | 13141.2468 | 29787.0523 | 10978.3793 | 13860.9993 | 7100.4842 | 10173.4796 | 175.05 | 175.05 | 175.05 | 221.47 | 221.47 | 221.47 | 221.47 | 221.47 | 221.47 | 221.47 | 175.05 | 221.47 | 221.47 | 175.05 | 175.05 | 0.10413 | 0.0098609 | 1.379e-06 | 0.049317 | 0.0062499 | 2.0639e-11 | 3.8395e-05 | 2.0557e-24 | 6.5951e-07 | 3.693e-13 | 0.00019524 | 1.2333e-07 | 1.4623e-08 | 1.0412e-17 | 1.1317e-09 | 0.10413 | 0.114 | 0.114 | 0.15345 | 0.1597 | 0.15345 | 0.15974 | 0.1597 | 0.15974 | 0.15345 | 0.10433 | 0.10413 | 0.15345 | 0.10413 | 0.10413
225 | 152538.1874 | 15305.1674 | 5843.3769 | 65670.6255 | 36495.5337 | 15361.9183 | 11474.0846 | 3034.2217 | 5836.014 | 7866.938 | 25745.0285 | 8059.7207 | 10029.2815 | 3842.7339 | 6960.4417 | n/a | 9240.1913 | 6111.267 | 4368.9436 | 9176.2428 | 10042.316 | 9938.8492 | 2281.1131 | 4591.5571 | 7088.5876 | 4776.5971 | 7214.3225 | 5212.9343 | 2950.4605 | 6099.1303 | 150.1782 | 118.2217 | 118.2217 | 157.2021 | 181.8984 | 133.1397 | 203.9062 | 154.5609 | 203.9062 | 148.5774 | 162.0536 | 117.7022 | 118.9806 | 129.5242 | 118.7731 | 161149.4247 | 10900.2403 | 4457.3162 | 63924.9408 | 29742.4004 | 13094.0187 | 4845.732 | 5178.7789 | 3999.4648 | 4468.7588 | 23464.7143 | 5565.6474 | 6922.8085 | 4602.6297 | 6214.4792 | 155574.8403 | 20108.6316 | 10568.5833 | 65886.4 | 37014.0432 | 23084.3347 | 14745.9812 | 7459.8921 | 8552.4219 | 11557.3465 | 27664.8113 | 12727.9699 | 12081.7427 | 7369.8902 | 12313.6095 | 105.6643 | 105.6643 | 105.6643 | 180.16 | 180.16 | 180.16 | 180.16 | 180.16 | 180.16 | 180.16 | 105.6643 | 180.16 | 180.16 | 105.6643 | 105.6643 | 0.040013 | 2.7084e-07 | 3.0505e-15 | 0.033788 | 0.026017 | 6.6469e-11 | 2.8698e-06 | 2.6826e-25 | 6.6818e-08 | 4.2135e-10 | 0.0023867 | 7.3764e-12 | 1.1698e-05 | 2.3511e-20 | 1.1739e-15 | 0.040013 | 0.040014 | 0.040014 | 0.073802 | 0.099819 | 0.073802 | 0.099822 | 0.099819 | 0.099822 | 0.073802 | 0.0424 | 0.040013 | 0.073813 | 0.040013 | 0.040013
226 | 152369.1765 | 15641.3459 | 5769.8902 | 65579.3812 | 36402.713 | 15355.8592 | 11431.3525 | 2966.4099 | 5807.4744 | 7904.8639 | 25934.1629 | 8362.2845 | 9893.6497 | 3922.1878 | 7240.0323 | n/a | 11651.5277 | 5019.7784 | 4263.2745 | 8610.7271 | 9319.9342 | 8512.0442 | 1741.31 | 3614.892 | 8131.589 | 3996.7918 | 5446.2569 | 7972.9091 | 3534.5587 | 5484.1525 | 172.0185 | 141.6112 | 141.6112 | 178.695 | 201.1418 | 158.3822 | 221.1274 | 176.3162 | 221.1274 | 172.4014 | 181.4156 | 144.3631 | 142.9203 | 151.8752 | 142.1119 | 165901.4749 | 9788.8338 | 4355.4427 | 69395.2498 | 33922.595 | 13860.1728 | 5492.2763 | 5086.913 | 4415.6105 | 4212.5889 | 25510.1036 | 6048.1601 | 5692.4802 | 4692.5833 | 6254.9283 | 154812.2 | 21180.3615 | 9230.621 | 68946.2494 | 39696.7472 | 22208.807 | 13146.3205 | 6822.623 | 7294.0025 | 12079.4779 | 27995.8954 | 10787.817 | 13127.8893 | 7994.942 | 11693.3809 | 132.47 | 132.47 | 132.47 | 132.47 | 132.47 | 132.47 | 132.47 | 132.47 | 132.47 | 132.47 | 132.47 | 132.47 | 132.47 | 132.47 | 132.47 | 0.047999 | 5.8238e-08 | 7.9503e-12 | 0.0056493 | 0.0022311 | 6.3384e-10 | 0.00026814 | 8.8433e-23 | 2.5402e-05 | 4.2082e-11 | 0.0019722 | 5.6016e-07 | 9.2281e-08 | 9.8311e-23 | 5.9645e-13 | 0.047999 | 0.047999 | 0.047999 | 0.053648 | 0.055879 | 0.053648 | 0.056147 | 0.055879 | 0.056173 | 0.053648 | 0.049971 | 0.047999 | 0.053648 | 0.047999 | 0.047999
227 | 153553.7821 | 15513.005 | 5852.3719 | 66068.8922 | 36637.8903 | 15709.1163 | 11466.4504 | 3034.7315 | 5720.6156 | 8357.6391 | 26309.3241 | 8405.5622 | 9855.7426 | 4159.9445 | 7263.1144 | n/a | 9125.5794 | 5023.1264 | 4666.6321 | 11569.0694 | 7990.4056 | 8987.0194 | 1689.6032 | 4551.2403 | 10970.0011 | 3927.4644 | 6254.6781 | 6432.4677 | 3639.7057 | 6247.4227 | 105.6781 | 72.1925 | 72.1925 | 113.0503 | 140.796 | 83.2519 | 165.5525 | 110.0443 | 165.5525 | 100.6176 | 121.4987 | 65.8862 | 71.9459 | 84.9066 | 72.8127 | 168681.807 | 10260.3007 | 4179.4812 | 71111.9583 | 30407.603 | 13712.0195 | 5125.7288 | 5174.5704 | 4435.7603 | 4168.1106 | 24261.59 | 5786.3062 | 7620.1281 | 4541.4738 | 6082.4825 | 155920 | 18633.8801 | 9170.5076 | 70181.1904 | 38792.3723 | 21315.6251 | 13926.9482 | 6816.8736 | 8937.5006 | 15123.7117 | 26890.0544 | 11668.5842 | 12240.3958 | 7635.8795 | 12323.1052 | 86.62 | 86.62 | 86.62 | 86.62 | 86.62 | 86.62 | 86.62 | 86.62 | 86.62 | 86.62 | 86.62 | 86.62 | 86.62 | 86.62 | 86.62 | 0.049362 | 1.9942e-05 | 2.7363e-11 | 0.0036057 | 0.0061887 | 2.2563e-08 | 3.0687e-05 | 6.29e-22 | 4.2835e-09 | 7.0995e-16 | 0.018202 | 1.2354e-08 | 2.6689e-06 | 9.9039e-19 | 2.1988e-14 | 0.049362 | 0.049381 | 0.049381 | 0.052967 | 0.059156 | 0.052967 | 0.059187 | 0.059156 | 0.059187 | 0.052967 | 0.067563 | 0.049362 | 0.05297 | 0.049362 | 0.049362
228 | 159999.7547 | 16238.5361 | 5951.8035 | 68605.0265 | 38099.2817 | 16156.2788 | 12230.8935 | 3042.639 | 6122.9231 | 8319.1441 | 27127.8158 | 8550.0853 | 10425.7049 | 4165.5956 | 7287.918 | n/a | 11404.3619 | 6793.5467 | 3754.6029 | 9990.3641 | 7051.1163 | 8323.8236 | 2060.1884 | 4066.286 | 9157.4415 | 3478.3637 | 6220.6479 | 5304.2992 | 3585.4718 | 5759.1218 | 115.3352 | 79.7093 | 79.7093 | 123.1779 | 152.5922 | 91.7323 | 178.8358 | 119.9932 | 178.8358 | 110.1412 | 131.9774 | 73.3235 | 79.5054 | 93.1872 | 80.3668 | 166967.0629 | 10211.9654 | 4383.1352 | 70608.3017 | 30429.6634 | 13480.6297 | 4906.7123 | 5065.231 | 3989.1461 | 4408.2204 | 26611.8591 | 5917.8578 | 8011.3955 | 4585.8336 | 5958.775 | 160956.6629 | 20506.9274 | 11176.6819 | 72310.4046 | 39783.1274 | 19847.146 | 13125.936 | 7080.4194 | 8055.4321 | 12881.0619 | 29803.2229 | 12138.5057 | 12621.8948 | 7977.9054 | 11698.9967 | 148.6986 | 148.6986 | 148.6986 | 148.6986 | 148.6986 | 148.6986 | 148.6986 | 148.6986 | 148.6986 | 148.6986 | 148.6986 | 148.6986 | 148.6986 | 148.6986 | 148.6986 | 0.076535 | 1.8953e-06 | 2.2499e-16 | 0.005061 | 0.0099058 | 3.8276e-06 | 0.0035392 | 3.2835e-23 | 4.6799e-06 | 1.908e-11 | 0.00094088 | 3.6325e-09 | 9.222e-06 | 2.6565e-20 | 8.8821e-13 | 0.076535 | 0.076537 | 0.076537 | 0.081596 | 0.091502 | 0.0816 | 0.095041 | 0.091502 | 0.095046 | 0.0816 | 0.077476 | 0.076539 | 0.081605 | 0.076535 | 0.076535
229 | 155989.584 | 15656.9971 | 5728.8339 | 66996.8485 | 37310.0537 | 15483.2166 | 12166.3091 | 3076.8433 | 6234.0348 | 8087.1909 | 26472.6916 | 8312.6017 | 10090.2593 | 3815.4141 | 7293.2044 | n/a | 11245.072 | 7135.5751 | 4925.6798 | 8176.1484 | 12384.0161 | 7800.43 | 1729.5971 | 3814.7375 | 8753.9913 | 5127.9971 | 6937.99 | 5166.0742 | 3378.7983 | 5341.9217 | 115.7347 | 83.1985 | 83.1985 | 122.8948 | 149.3821 | 95.0991 | 173.0084 | 120.0342 | 173.0084 | 111.672 | 130.2539 | 78.5262 | 83.222 | 95.3323 | 83.7904 | 165980.274 | 10998.5815 | 4207.4929 | 66703.3462 | 29568.6812 | 12795.4847 | 5432.185 | 5081.9924 | 4349.7736 | 4300.8598 | 25178.8022 | 5987.4369 | 6688.1393 | 4574.6782 | 6221.4359 | 158774.7 | 21919.8534 | 11343.068 | 69979.626 | 36751.8296 | 25067.5008 | 12989.315 | 6766.5895 | 8164.5111 | 12954.7511 | 29451.9993 | 12913.5269 | 11570.4135 | 7818.1764 | 11563.3576 | 84.9342 | 84.9342 | 84.9342 | 84.9342 | 229.2444 | 84.9342 | 229.2444 | 229.2444 | 229.2444 | 84.9342 | 84.9342 | 84.9342 | 84.9342 | 84.9342 | 84.9342 | 0.043927 | 1.0115e-08 | 4.805e-18 | 0.0074812 | 0.066554 | 6.3639e-13 | 0.0042617 | 3.5165e-21 | 5.5403e-06 | 2.3605e-12 | 0.000549 | 2.0042e-11 | 0.00011616 | 6.0411e-23 | 1.976e-12 | 0.043927 | 0.043927 | 0.043927 | 0.051408 | 0.11796 | 0.051408 | 0.12222 | 0.11796 | 0.12223 | 0.051408 | 0.044476 | 0.043927 | 0.051524 | 0.043927 | 0.043927
230 | 150795.4865 | 15181.6013 | 5614.174 | 64981.0867 | 36175.6965 | 15200.6138 | 11397.8461 | 2913.1348 | 5773.1871 | 7724.9679 | 25741.8902 | 8108.2606 | 9527.77 | 3748.6153 | 6996.7346 | n/a | 11765.9293 | 6222.4941 | 5124.0276 | 8878.8181 | 11212.3106 | 9142.3268 | 1653.6457 | 3978.1946 | 7590.5996 | 5521.7981 | 6623.6637 | 8122.8073 | 2915.2092 | 5045.2471 | 141.0951 | 110.7416 | 110.7416 | 147.7669 | 171.2804 | 124.7742 | 192.2351 | 145.2511 | 192.2351 | 139.4731 | 152.476 | 110.0754 | 111.4312 | 121.5033 | 111.2666 | 160946.2986 | 9799.4386 | 4346.4788 | 66013.4559 | 28356.8634 | 14004.4099 | 5260.8536 | 5194.1199 | 4287.2818 | 3836.7396 | 23887.1808 | 5787.4836 | 6337.4581 | 4543.1597 | 6016.4975 | 153897.1 | 21505.368 | 10540.7729 | 66911.1835 | 35560.0815 | 24942.8205 | 14389.4804 | 6800.4656 | 8265.4763 | 11299.7392 | 28889.2789 | 12264.8473 | 12836.6653 | 7449.1688 | 10412.2461 | 97.8983 | 97.8983 | 97.8983 | 97.8983 | 256.9206 | 97.8983 | 256.9206 | 256.9206 | 256.9206 | 97.8983 | 97.8983 | 97.8983 | 97.8983 | 97.8983 | 97.8983 | 0.037321 | 5.3815e-09 | 2.2786e-16 | 0.014125 | 0.071108 | 2.6524e-13 | 6.1461e-06 | 2.5099e-23 | 1.7402e-07 | 5.3987e-10 | 0.00037681 | 9.8056e-11 | 4.1151e-08 | 1.0078e-21 | 1.0146e-10 | 0.037321 | 0.037321 | 0.037321 | 0.051446 | 0.12255 | 0.051446 | 0.12256 | 0.12255 | 0.12256 | 0.051446 | 0.037698 | 0.037321 | 0.051446 | 0.037321 | 0.037321
231 | 150902.2915 | 15359.0248 | 5864.5939 | 65002.1678 | 36056.6805 | 15352.7128 | 11540.1153 | 2769.5063 | 5759.7444 | 7794.2602 | 25406.5773 | 7986.3065 | 9296.846 | 4015.5951 | 6903.724 | n/a | 9890.0975 | 7211.9209 | 4330.7682 | 5872.4654 | 9209.4032 | 7676.583 | 1825.8731 | 3465.0065 | 8335.5395 | 2987.2782 | 4788.8219 | 8118.5463 | 3313.4523 | 4839.6192 | 140.3493 | 108.6451 | 108.6451 | 147.3198 | 172.1335 | 122.6807 | 194.2511 | 144.6596 | 194.2511 | 138.1954 | 152.6957 | 107.1661 | 109.2238 | 120.004 | 109.1992 | 168017.2881 | 10998.8516 | 4264.1805 | 68531.9006 | 30688.7759 | 13083.1108 | 5459.1843 | 5117.0542 | 4327.287 | 4281.4066 | 25996.9147 | 5875.9 | 6563.9732 | 4671.5325 | 5917.9333 | 155534.0581 | 20662.1491 | 11430.0014 | 70094.6275 | 35957.5 | 21249.014 | 12984.1674 | 6942.9273 | 7640.6935 | 12060.346 | 25912.5 | 10177.8219 | 14555.6194 | 7944.2848 | 10146.6525 | 76.4211 | 76.4211 | 76.4211 | 76.4211 | 221.88 | 76.4211 | 221.88 | 221.88 | 221.88 | 76.4211 | 107.4206 | 76.4211 | 76.4211 | 76.4211 | 76.4211 | 0.01391 | 8.163e-08 | 1.545e-17 | 0.0018578 | 0.044917 | 7.62e-09 | 0.00061845 | 4.5846e-26 | 3.4307e-06 | 1.9861e-11 | 0.019789 | 1.029e-06 | 7.2131e-12 | 1.5048e-21 | 2.1381e-10 | 0.01391 | 0.013911 | 0.013911 | 0.015768 | 0.060685 | 0.015768 | 0.061304 | 0.060685 | 0.061307 | 0.015768 | 0.033699 | 0.013911 | 0.015768 | 0.01391 | 0.01391
232 | 156371.237 | 16024.7462 | 5876.4371 | 67185.9945 | 37267.3847 | 15694.5255 | 12115.2784 | 2920.7657 | 6176.29 | 8019.8159 | 26453.6789 | 8169.5998 | 9928.8294 | 4071.6386 | 7153.7387 | n/a | 8979.2252 | 6691.062 | 4773.0689 | 11333.8694 | 11216.2053 | 7539.8288 | 1897.1783 | 3019.7498 | 7065.1525 | 4802.4931 | 6885.7673 | 6235.6977 | 3110.8826 | 5111.4423 | 136.324 | 103.8302 | 103.8302 | 143.4698 | 169.1733 | 117.55 | 192.0885 | 140.7087 | 192.0885 | 133.6242 | 149.4692 | 101.476 | 104.2717 | 115.5987 | 104.4043 | 166882.6677 | 11012.0503 | 4381.7605 | 71236.3618 | 31039.557 | 14933.4937 | 5179.9831 | 5013.2727 | 4202.6379 | 4424.6428 | 25386.1635 | 6121.7453 | 7484.8151 | 4595.8834 | 5976.9007 | 157480.1 | 19294.1755 | 11037.5225 | 71424.1863 | 40280.8821 | 24158.7991 | 11826.8675 | 6852.851 | 7222.3877 | 11280.9952 | 29739.5566 | 12774.5126 | 13462.2128 | 7696.766 | 10874.943 | 150.32 | 150.32 | 150.32 | 150.32 | 150.32 | 150.32 | 288.1328 | 150.32 | 288.1328 | 150.32 | 150.32 | 150.32 | 150.32 | 150.32 | 150.32 | 0.072706 | 1.789e-05 | 2.2161e-16 | 0.0034832 | 0.0030419 | 1.5384e-11 | 0.091864 | 1.6284e-23 | 0.00029603 | 4.8291e-09 | 0.00034949 | 1.3495e-11 | 2.9293e-08 | 8.22e-20 | 2.7775e-11 | 0.072706 | 0.072724 | 0.072724 | 0.076189 | 0.079231 | 0.076189 | 0.1711 | 0.079231 | 0.17139 | 0.076189 | 0.073056 | 0.072706 | 0.076189 | 0.072706 | 0.072706
233 | 158065.391 | 16116.0724 | 5895.3008 | 67852.6739 | 37724.0715 | 15751.0079 | 12064.0711 | 3189.5287 | 5950.0089 | 8174.4819 | 26862.5624 | 8344.464 | 10017.6449 | 4063.0986 | 7331.0607 | n/a | 10194.369 | 6442.1718 | 4512.7365 | 8194.7008 | 8477.9813 | 7191.1657 | 2026.079 | 3851.0889 | 7290.2853 | 5335.5706 | 6077.5442 | 7117.9326 | 3289.9229 | 4259.4584 | 138.3241 | 106.5428 | 106.5428 | 145.3121 | 170.2716 | 120.4031 | 192.5207 | 142.6345 | 192.5207 | 136.01 | 150.8551 | 104.7963 | 107.0752 | 117.9692 | 107.1002 | 168645.5104 | 10024.7388 | 4026.8683 | 68903.6162 | 32012.6469 | 13720.5405 | 5172.0265 | 5228.061 | 4355.1549 | 4400.8015 | 26522.2351 | 5504.7251 | 7127.553 | 4477.5816 | 6198.481 | 160713.4 | 20204.7079 | 10454.6401 | 69319.0423 | 39353.8477 | 21253.5114 | 12253.4922 | 7197.84 | 8096.5438 | 11162.7868 | 30320.0057 | 11165.5589 | 13608.8856 | 7739.8045 | 10457.9394 | 103.78 | 103.78 | 103.78 | 103.78 | 103.78 | 103.78 | 150.0268 | 103.78 | 150.0268 | 103.78 | 103.78 | 103.78 | 103.78 | 103.78 | 103.78 | 0.04624 | 2.6879e-06 | 1.1509e-14 | 0.01845 | 0.010228 | 3.0513e-08 | 0.024381 | 4.2971e-22 | 1.301e-06 | 2.401e-08 | 0.00029367 | 8.6644e-08 | 2.6405e-08 | 4.2401e-20 | 1.2285e-09 | 0.04624 | 0.046243 | 0.046243 | 0.064691 | 0.074919 | 0.064691 | 0.0993 | 0.074919 | 0.099301 | 0.064691 | 0.046534 | 0.04624 | 0.064691 | 0.04624 | 0.04624
234 | 154498.4079 | 15683.1277 | 6153.534 | 66443.7445 | 37048.0166 | 15399.7036 | 11645.9526 | 2945.1829 | 6028.2594 | 7583.4503 | 26156.6964 | 8121.1535 | 10001.3412 | 4031.0998 | 6670.2186 | n/a | 10106.0459 | 6236.9971 | 4374.5246 | 10128.6245 | 7854.525 | 7781.8758 | 2260.0744 | 4440.5634 | 7851.2429 | 4206.8466 | 7105.1488 | 6165.4929 | 2615.0956 | 3878.9098 | 139.4018 | 109.2352 | 109.2352 | 146.0328 | 169.4313 | 123.1084 | 190.284 | 143.5287 | 190.284 | 137.7358 | 150.7665 | 108.4811 | 109.9039 | 119.9445 | 109.7576 | 167508.5246 | 10559.2801 | 4145.9625 | 67398.2511 | 30641.8229 | 13321.7579 | 5142.8992 | 5150.404 | 3995.9032 | 3719.9254 | 25875.2259 | 5782.5334 | 6352.3144 | 4618.1634 | 6125.467 | 157053.9246 | 18303.926 | 10382.9595 | 67935.6757 | 39029.7474 | 20575.9829 | 12257.9751 | 7322.2784 | 7776.2666 | 11122.7683 | 27296.8724 | 12735.7822 | 11444.7073 | 7133.559 | 10004.3768 | 105.5417 | 105.5417 | 105.5417 | 105.5417 | 105.5417 | 105.5417 | 105.5417 | 105.5417 | 105.5417 | 105.5417 | 105.5417 | 105.5417 | 105.5417 | 105.5417 | 105.5417 | 0.046892 | 7.3169e-05 | 2.9431e-13 | 0.017944 | 0.0073436 | 5.1744e-08 | 0.0070744 | 9.7811e-26 | 9.6857e-06 | 4.6252e-10 | 0.0079154 | 1.1304e-11 | 0.00012762 | 1.9832e-17 | 6.32e-11 | 0.046892 | 0.046965 | 0.046965 | 0.064836 | 0.07218 | 0.064836 | 0.079254 | 0.07218 | 0.079264 | 0.064836 | 0.054807 | 0.046892 | 0.064964 | 0.046892 | 0.046892
235 | 154039.0655 | 15583.9989 | 5630.8383 | 66259.7896 | 36769.3847 | 15381.3305 | 11665.0523 | 2955.7749 | 5803.951 | 7800.4909 | 25953.4399 | 7916.9807 | 9460.7373 | 3929.8623 | 7043.199 | n/a | 9080.8861 | 6148.9852 | 3665.3136 | 9962.9782 | 7931.4326 | 8042.7569 | 1345.7862 | 4339.1124 | 7579.6138 | 4201.4999 | 6944.8284 | 6734.7774 | 3157.2527 | 4889.6821 | 144.7979 | 114.0888 | 114.0888 | 151.5474 | 175.2624 | 128.4671 | 196.3953 | 149.0116 | 196.3953 | 143.2911 | 156.1782 | 113.6432 | 114.8278 | 124.942 | 114.6182 | 167535.8211 | 10200.2894 | 4368.7676 | 69305.7528 | 30337.2856 | 13701.5324 | 5449.3081 | 5162.9026 | 4545.2823 | 4380.5817 | 25800.9599 | 5782.4857 | 7918.1719 | 4561.4055 | 6217.2973 | 156760.2 | 19079.4755 | 10517.7528 | 71277.5795 | 39249.4637 | 21607.765 | 12867.765 | 6508.6887 | 8325.3947 | 11945.3955 | 26867.2219 | 12716.9141 | 14133.8622 | 7439.3581 | 9288.6832 | 106.6674 | 106.6674 | 106.6674 | 106.6674 | 106.6674 | 106.6674 | 106.6674 | 106.6674 | 106.6674 | 106.6674 | 106.6674 | 106.6674 | 106.6674 | 106.6674 | 106.6674 | 0.044339 | 8.2531e-06 | 3.2766e-16 | 0.002069 | 0.004685 | 3.3252e-09 | 0.0012958 | 3.1714e-21 | 1.6104e-07 | 3.7056e-11 | 0.010948 | 2.5754e-12 | 1.2346e-10 | 7.2719e-20 | 9.5966e-08 | 0.044339 | 0.044347 | 0.044347 | 0.046408 | 0.051093 | 0.046408 | 0.052389 | 0.051093 | 0.052389 | 0.046408 | 0.055287 | 0.044339 | 0.046408 | 0.044339 | 0.044339
236 | 152033.3717 | 15114.5677 | 5751.9836 | 65466.0986 | 36365.3821 | 15308.6638 | 11556.3092 | 2938.3164 | 5856.9676 | 8178.6417 | 26002.7326 | 7701.6725 | 9886.936 | 3998.6758 | 6745.2762 | n/a | 11264.4548 | 4980.8983 | 4631.3445 | 8373.4715 | 9816.7888 | 9012.5716 | 1614.5977 | 4565.3507 | 9255.7029 | 5031.5239 | 5407.7231 | 8708.1013 | 3022.4747 | 4646.0345 | 162.882 | 131.4314 | 131.4314 | 169.7912 | 193.5517 | 147.4474 | 214.7164 | 167.2614 | 214.7164 | 162.2937 | 173.5842 | 132.6012 | 132.4823 | 142.3009 | 131.9616 | 169625.8044 | 11062.6738 | 4061.048 | 68102.2959 | 30956.2932 | 14338.6828 | 4931.499 | 4937.1921 | 3912.3926 | 4208.2636 | 24134.3952 | 5941.8458 | 6005.4086 | 4526.9136 | 5890.7716 | 155384.2 | 21645.0286 | 8974.1462 | 67268.436 | 37363.5647 | 23158.2716 | 13819.7706 | 6418.0898 | 8367.6433 | 12726.0665 | 27225.1191 | 11090.2689 | 14308.8099 | 7398.3883 | 10056.3061 | 109.48 | 109.48 | 109.48 | 109.48 | 114.6539 | 109.48 | 114.6539 | 114.6539 | 114.6539 | 109.48 | 109.48 | 109.48 | 109.48 | 109.48 | 109.48 | 0.03255 | 2.9763e-09 | 3.5337e-11 | 0.015175 | 0.016986 | 4.4468e-11 | 5.7532e-05 | 6.0677e-21 | 1.8967e-07 | 1.4154e-11 | 0.0069342 | 1.6511e-09 | 7.8517e-10 | 5.0921e-19 | 9.0931e-11 | 0.03255 | 0.03255 | 0.03255 | 0.047725 | 0.064711 | 0.047725 | 0.064768 | 0.064711 | 0.064768 | 0.047725 | 0.039484 | 0.03255 | 0.047725 | 0.03255 | 0.03255
237 | 155785.8771 | 15615.8033 | 5663.2241 | 66949.0942 | 37242.0223 | 15456.0151 | 11987.0681 | 3086.4851 | 6066.0709 | 8034.4661 | 26455.1589 | 8103.314 | 9887.8934 | 4032.2025 | 7183.1647 | n/a | 12742.6163 | 5504.6765 | 5563.49 | 8274.9052 | 12316.4127 | 9098.5792 | 1958.4935 | 4725.7088 | 8313.6145 | 4476.4723 | 5973.1368 | 7554.2058 | 3707.6648 | 4085.9287 | 182.3886 | 155.422 | 155.422 | 188.3026 | 207.1314 | 172.9347 | 223.8769 | 186.3307 | 223.8769 | 184.681 | 188.7732 | 161.1884 | 157.1844 | 164.0219 | 155.8415 | 158872.915 | 10442.8111 | 4154.9758 | 62130.6274 | 29652.951 | 12786.2293 | 5665.4762 | 5158.0102 | 4369.216 | 3816.1507 | 24637.4785 | 5651.508 | 5874.6921 | 4511.5689 | 6078.3377 | 152039.715 | 22407.5273 | 9651.9523 | 66434.2175 | 37296.2562 | 25087.542 | 14722.2554 | 6813.0037 | 9053.1249 | 12129.7653 | 28867.0509 | 11609.5448 | 13340.398 | 8219.2337 | 9991.2665 | 273.5829 | 273.5829 | 273.5829 | 273.5829 | 273.5829 | 273.5829 | 273.5829 | 273.5829 | 273.5829 | 273.5829 | 273.5829 | 273.5829 | 273.5829 | 273.5829 | 273.5829 | 0.31028 | 2.6684e-09 | 1.5512e-13 | 0.048546 | 0.039226 | 5.3921e-13 | 1.944e-05 | 2.6089e-21 | 3.1104e-08 | 8.6288e-11 | 0.0012555 | 2.192e-09 | 3.8205e-08 | 9.8268e-23 | 5.1869e-09 | 0.31028 | 0.31028 | 0.31028 | 0.35882 | 0.39805 | 0.35882 | 0.39807 | 0.39805 | 0.39807 | 0.35882 | 0.31153 | 0.31028 | 0.35882 | 0.31028 | 0.31028
238 | 153685.9132 | 15302.2087 | 5766.0385 | 66115.6374 | 36849.6236 | 15691.6356 | 11856.1322 | 2882.0104 | 6115.7106 | 8335.9329 | 26054.9997 | 8447.6147 | 9594.8503 | 4195.3498 | 6771.0764 | n/a | 7219.9756 | 6649.0756 | 3708.8613 | 6848.4711 | 10555.8544 | 9385.3161 | 1635.8923 | 4170.693 | 9249.8809 | 3899.7538 | 6257.7444 | 6634.8429 | 3129.6886 | 7698.5575 | 160.4002 | 128.0793 | 128.0793 | 167.5021 | 192.1726 | 143.9202 | 214.1522 | 164.8701 | 214.1522 | 159.3381 | 171.855 | 128.5025 | 129.0184 | 139.3674 | 128.63 | 163510.1195 | 9912.9552 | 4355.4764 | 66163.4483 | 28059.5429 | 13539.8326 | 5152.3434 | 5132.3664 | 4149.2772 | 4601.9334 | 25305.2152 | 5850.7825 | 7562.8037 | 4569.9605 | 5889.2383 | 156676.4195 | 16812.9307 | 11004.552 | 68096.7096 | 34280.014 | 24002.987 | 14537.6594 | 6768.2587 | 8319.9702 | 13773.7143 | 28752.869 | 12093.9268 | 13339.6466 | 7688.6492 | 13289.9958 | 113.9185 | 113.9185 | 113.9185 | 113.9185 | 288.2589 | 113.9185 | 288.2589 | 288.2589 | 288.2589 | 113.9185 | 113.9185 | 113.9185 | 113.9185 | 113.9185 | 113.9185 | 0.040767 | 0.00099434 | 7.0942e-17 | 0.014004 | 0.26697 | 2.2621e-11 | 2.0795e-05 | 1.5027e-23 | 1.3134e-06 | 3.2929e-13 | 0.00077767 | 2.2835e-09 | 7.4928e-09 | 1.1306e-18 | 4.637e-19 | 0.040767 | 0.041761 | 0.041761 | 0.054771 | 0.32174 | 0.054771 | 0.32177 | 0.32174 | 0.32177 | 0.054771 | 0.041545 | 0.040767 | 0.054771 | 0.040767 | 0.040767
239 | 156074.0099 | 15788.0274 | 5951.3483 | 67061.9074 | 37425.6515 | 15753.9324 | 11368.9155 | 2974.5152 | 5999.348 | 8139.7246 | 26529.3895 | 8264.0034 | 10044.4985 | 3982.2752 | 7039.43 | n/a | 8506.3686 | 4273.4603 | 4022.6836 | 8964.6155 | 11570.5035 | 8445.7519 | 2446.3807 | 5137.3584 | 9265.2375 | 3103.5426 | 6860.6417 | 6349.9464 | 3059.2324 | 4623.629 | 123.0688 | 91.3812 | 91.3812 | 130.0397 | 155.4622 | 103.8872 | 178.1327 | 127.3015 | 178.1327 | 119.7897 | 136.5329 | 87.9847 | 91.6127 | 103.024 | 91.9491 | 164931.9769 | 10371.2202 | 4131.2063 | 66838.8303 | 30173.8662 | 13187.4079 | 4837.9003 | 5252.3672 | 4167.6542 | 4346.2602 | 25864.1228 | 5729.1965 | 7205.1952 | 4487.6221 | 6066.8763 | 157520.6 | 18846.6888 | 8404.6665 | 68740.0323 | 37734.7 | 24446.3114 | 13305.3705 | 7673.6479 | 9000.1546 | 13531.6977 | 28605.2653 | 12358.0382 | 13543.1415 | 7429.3545 | 10683.7053 | 129.32 | 129.32 | 129.32 | 129.32 | 153.12 | 129.32 | 153.12 | 153.12 | 153.12 | 129.32 | 129.32 | 129.32 | 129.32 | 129.32 | 129.32 | 0.065613 | 2.6494e-05 | 9.2936e-09 | 0.016485 | 0.031511 | 9.3551e-12 | 0.0001356 | 3.1945e-27 | 2.4954e-08 | 2.2201e-13 | 0.00207 | 1.9156e-10 | 3.9514e-08 | 2.5294e-19 | 3.0709e-11 | 0.065613 | 0.06564 | 0.06564 | 0.082098 | 0.11361 | 0.082098 | 0.11374 | 0.11361 | 0.11374 | 0.082098 | 0.067683 | 0.065613 | 0.082098 | 0.065613 | 0.065613
240 | 151276.1063 | 15370.3028 | 5656.2957 | 65174.5729 | 36228.4723 | 15278.6434 | 11547.3415 | 2802.319 | 6079.0495 | 7709.7972 | 25879.1426 | 8045.1843 | 9635.8662 | 3860.7696 | 7019.4084 | n/a | 8098.9376 | 5245.2359 | 4641.6835 | 8911.3162 | 9827.3433 | 9043.4689 | 2210.0573 | 4530.6187 | 7725.4411 | 3636.6401 | 6749.7447 | 5617.0755 | 4011.3739 | 5309.716 | 122.2536 | 86.402 | 86.402 | 130.1445 | 159.5215 | 99.0486 | 185.7283 | 126.9681 | 185.7283 | 117.4317 | 138.5969 | 80.6656 | 86.3216 | 99.861 | 87.0586 | 167727.7205 | 10789.6246 | 3967.9085 | 69879.3406 | 30947.9273 | 14198.0412 | 5604.7356 | 5104.6012 | 4310.278 | 4132.9969 | 25798.8173 | 5654.813 | 7309.5919 | 4551.5453 | 6016.6641 | 153668.3 | 17281.7622 | 9025.0444 | 68746.4806 | 36904.6 | 22595.3845 | 14458.6045 | 7155.5585 | 8675.3967 | 11516.6379 | 28141.0574 | 11316.3577 | 11833.1674 | 8186.4192 | 11321.0801 | 97.14 | 97.14 | 97.14 | 97.14 | 115.16 | 97.14 | 115.16 | 115.16 | 115.16 | 97.14 | 97.14 | 97.14 | 97.14 | 97.14 | 97.14 | 0.048449 | 0.00037388 | 9.3185e-12 | 0.004898 | 0.02254 | 1.7216e-10 | 8.7025e-06 | 8.3712e-27 | 1.9829e-07 | 1.6085e-10 | 0.0014524 | 6.0424e-09 | 4.6325e-06 | 2.3639e-24 | 6.5396e-13 | 0.048449 | 0.048823 | 0.048823 | 0.053347 | 0.075887 | 0.053347 | 0.075896 | 0.075887 | 0.075896 | 0.053347 | 0.049901 | 0.048449 | 0.053351 | 0.048449 | 0.048449
241 | 147307.8115 | 15092.5754 | 5808.876 | 63603.6736 | 35490.8489 | 15245.8825 | 11143.2466 | 2692.8833 | 5624.395 | 7595.4364 | 25167.5882 | 7819.8798 | 9165.1406 | 3874.1273 | 6764.7505 | n/a | 9954.3312 | 5086.037 | 3996.1446 | 9349.8255 | 9111.7223 | 9006.3176 | 1762.7939 | 4874.8256 | 7471.1807 | 4093.1459 | 7554.1238 | 5910.0492 | 3790.2801 | 4411.3065 | 185.3599 | 156.0965 | 156.0965 | 191.7806 | 212.6671 | 173.9894 | 231.2509 | 189.5827 | 231.2509 | 187.0253 | 193.1091 | 160.9536 | 157.7558 | 165.6406 | 156.5621 | 164019.009 | 10696.9595 | 4161.0215 | 69234.2621 | 28834.3095 | 15999.4811 | 4970.1621 | 5004.5851 | 3915.0045 | 5363.2332 | 23035.2905 | 5729.7771 | 7121.7897 | 4544.9551 | 5706.7179 | 151802.8 | 19062.2776 | 9221.0584 | 67082.5893 | 36617.835 | 24333.9034 | 13458.8797 | 6708.479 | 8298.1301 | 12116.414 | 26409.6364 | 13224.6009 | 11461.3885 | 7947.7353 | 9742.0588 | 101.4209 | 101.4209 | 101.4209 | 101.4209 | 112.4724 | 101.4209 | 112.4724 | 112.4724 | 112.4724 | 101.4209 | 101.4209 | 101.4209 | 101.4209 | 101.4209 | 101.4209 | 0.014185 | 1.8832e-06 | 1.2674e-11 | 0.0049199 | 0.014787 | 1.5902e-12 | 3.8527e-05 | 8.1473e-26 | 5.0425e-08 | 3.0618e-12 | 0.0063335 | 9.5144e-14 | 1.8995e-06 | 5.4199e-23 | 7.0868e-10 | 0.014185 | 0.014187 | 0.014187 | 0.019105 | 0.033892 | 0.019105 | 0.03393 | 0.033892 | 0.033931 | 0.019105 | 0.020519 | 0.014185 | 0.019107 | 0.014185 | 0.014185
242 | 155494.2719 | 15841.4415 | 6129.5174 | 66841.8645 | 37079.2677 | 15741.4215 | 12003.8579 | 3083.6937 | 6193.7514 | 8023.4771 | 26687.5002 | 8061.1449 | 10082.0289 | 3953.8417 | 7200.4455 | n/a | 13564.6993 | 5321.3552 | 4029.3492 | 8337.3699 | 8672.9852 | 8440.7278 | 1963.5929 | 3898.5044 | 6900.3349 | 4136.658 | 6598.8246 | 6376.9539 | 4144.565 | 5625.5828 | 163.2921 | 136.1666 | 136.1666 | 169.2457 | 188.9143 | 151.998 | 206.4201 | 167.169 | 206.4201 | 164.2777 | 171.0321 | 139.7184 | 137.5328 | 145.1571 | 136.6052 | 156868.9981 | 10440.1512 | 4527.5521 | 64546.065 | 30463.3943 | 13914.538 | 5560.6078 | 4959.1125 | 4266.6998 | 4161.3427 | 22241.8677 | 5758.6138 | 7440.4242 | 4539.6823 | 5945.6095 | 152346.3981 | 22842.9504 | 8687.0073 | 66705.3142 | 37264.0642 | 22406.6232 | 13229.5356 | 6877.7054 | 8165.2043 | 11012.7776 | 25911.3257 | 12225.4384 | 13691.5782 | 8483.5472 | 11571.1922 | 244.9382 | 244.9382 | 244.9382 | 244.9382 | 244.9382 | 244.9382 | 244.9382 | 244.9382 | 244.9382 | 244.9382 | 256.5481 | 244.9382 | 244.9382 | 244.9382 | 244.9382 | 0.25987 | 2.0392e-09 | 7.6948e-09 | 0.040288 | 0.035015 | 1.5803e-09 | 0.0013399 | 1.1263e-21 | 4.3376e-06 | 1.8265e-08 | 0.1012 | 8.4094e-11 | 2.6905e-08 | 7.508e-25 | 8.2744e-13 | 0.25987 | 0.25987 | 0.25987 | 0.30015 | 0.33517 | 0.30015 | 0.33651 | 0.33517 | 0.33651 | 0.30015 | 0.36107 | 0.25987 | 0.30015 | 0.25987 | 0.25987
243 | 160065.2631 | 16068.2855 | 6196.2334 | 68629.1462 | 37976.2974 | 15702.9408 | 12127.33 | 3051.6408 | 6249.2854 | 8037.9594 | 27008.8263 | 8029.4623 | 10413.9139 | 4198.959 | 7352.7638 | n/a | 8305.0709 | 6215.1287 | 4472.1702 | 8436.2479 | 7748.0733 | 8437.5429 | 2091.6344 | 4114.7325 | 8908.9297 | 3446.4903 | 6251.1295 | 6591.053 | 3587.2566 | 6184.0159 | 168.4153 | 139.3217 | 139.3217 | 174.8025 | 196.1413 | 155.7068 | 215.1379 | 172.5442 | 215.1379 | 169.0323 | 177.1563 | 142.3814 | 140.6514 | 149.0777 | 139.7976 | 164046.044 | 9468.1079 | 4362.5188 | 67696.5714 | 30670.5913 | 15121.2976 | 5745.1596 | 5209.9499 | 4628.6498 | 5442.8395 | 25395.7511 | 5924.0482 | 7337.9138 | 4671.6554 | 6166.7817 | 157083.644 | 17773.1787 | 10577.6475 | 68673.8417 | 38566.1392 | 22645.6709 | 14018.1025 | 7257.8843 | 8578.7823 | 14154.4692 | 27275.5413 | 12148.7778 | 12191.0668 | 8248.312 | 12315.0976 | 252.623 | 252.623 | 252.623 | 252.623 | 252.623 | 252.623 | 252.623 | 252.623 | 252.623 | 252.623 | 252.623 | 252.623 | 252.623 | 252.623 | 252.623 | 0.24117 | 0.00075039 | 1.3966e-13 | 0.036859 | 0.024931 | 7.4808e-10 | 0.00022005 | 5.0368e-24 | 9.2571e-07 | 4.7381e-15 | 0.029183 | 9.6584e-11 | 4.4968e-05 | 2.8417e-21 | 5.3069e-14 | 0.24117 | 0.24192 | 0.24192 | 0.27803 | 0.30296 | 0.27803 | 0.30318 | 0.30296 | 0.30318 | 0.27803 | 0.27036 | 0.24117 | 0.27808 | 0.24117 | 0.24117
244 | 154703.9104 | 15847.7924 | 6108.4528 | 66505.4625 | 36917.0904 | 15523.4931 | 11734.4748 | 3008.7066 | 6058.0597 | 8240.1527 | 26406.8985 | 8409.4994 | 10020.6244 | 3944.2113 | 7127.1043 | n/a | 11097.8619 | 6754.4533 | 4720.5715 | 7909.4758 | 10648.2877 | 10253.3222 | 1815.6828 | 3640.1774 | 5502.9604 | 3848.1835 | 5419.729 | 6485.1412 | 3299.4541 | 5770.3043 | 154.7937 | 120.1542 | 120.1542 | 162.4092 | 189.4679 | 135.6176 | 213.5857 | 159.5094 | 213.5857 | 152.5353 | 168.1885 | 118.6999 | 120.8157 | 132.5403 | 120.7584 | 165511.8199 | 9965.1987 | 4319.2259 | 72143.3318 | 33767.0819 | 14961.2385 | 5454.3167 | 5159.6832 | 4386.9222 | 4692.9405 | 25210.5926 | 5791.8457 | 6956.0693 | 4691.903 | 6279.1984 | 156823.4 | 20823.5607 | 11059.8792 | 72557.9833 | 38910.7378 | 24946.5262 | 15046.619 | 6872.966 | 7459.1996 | 9539.601 | 28003.3761 | 11204.8747 | 13362.8104 | 7802.7571 | 12008.1027 | 132.05 | 132.05 | 132.05 | 132.05 | 132.05 | 132.05 | 132.05 | 132.05 | 132.05 | 132.05 | 132.05 | 132.05 | 132.05 | 132.05 | 132.05 | 0.053436 | 2.6953e-07 | 2.8353e-15 | 0.0011027 | 0.0072234 | 1.0278e-12 | 3.1631e-06 | 1.5641e-22 | 5.1151e-05 | 8.0411e-05 | 0.0041209 | 1.0802e-07 | 7.0967e-08 | 1.5101e-21 | 3.5471e-14 | 0.053436 | 0.053436 | 0.053436 | 0.054539 | 0.061762 | 0.054539 | 0.061765 | 0.061762 | 0.061817 | 0.054619 | 0.057557 | 0.053436 | 0.054539 | 0.053436 | 0.053436
245 | 152474.3323 | 15401.681 | 5852.9399 | 65623.3274 | 36362.8255 | 15388.6109 | 11345.5773 | 2926.7813 | 5800.5707 | 7925.3765 | 25845.6484 | 8246.6029 | 9802.7934 | 3966.6045 | 7056.1647 | n/a | 8628.1209 | 6827.0682 | 4791.9029 | 8975.5375 | 8048.6134 | 6661.4824 | 1944.3695 | 4044.0272 | 6117.3499 | 4321.9046 | 6629.802 | 7665.3265 | 3213.3926 | 5263.1012 | 125.9712 | 90.7627 | 90.7627 | 133.7192 | 162.3557 | 103.7053 | 187.8985 | 130.627 | 187.8985 | 121.6227 | 141.6352 | 85.788 | 90.8028 | 103.8807 | 91.4026 | 165897.2668 | 10454.8381 | 4119.2541 | 69888.4501 | 30914.0167 | 15003.369 | 5616.7544 | 5151.7012 | 4383.4082 | 5122.5658 | 24669.0233 | 5692.2095 | 6229.7198 | 4611.5516 | 6056.9686 | 154104.8301 | 18602.659 | 10890.0223 | 69923.1163 | 38234.8174 | 22129.1823 | 11538.7 | 6988.0707 | 7744.0987 | 10532.8157 | 28505.7279 | 12106.3115 | 12914.3463 | 7677.3443 | 11268.8698 | 128.3964 | 128.3964 | 128.3964 | 128.3964 | 128.3964 | 128.3964 | 140.21 | 128.3964 | 140.21 | 128.3964 | 128.3964 | 128.3964 | 128.3964 | 128.3964 | 128.3964 | 0.061465 | 1.547e-05 | 4.3096e-16 | 0.0031501 | 0.0078346 | 8.8149e-10 | 0.023324 | 3.5885e-24 | 2.6967e-06 | 1.0011e-07 | 0.00079666 | 5.5495e-10 | 1.3436e-07 | 1.0556e-20 | 1.2394e-12 | 0.061465 | 0.06148 | 0.06148 | 0.064615 | 0.072449 | 0.064615 | 0.095773 | 0.072449 | 0.095776 | 0.064615 | 0.062261 | 0.061465 | 0.064615 | 0.061465 | 0.061465
246 | 154881.3546 | 15509.7211 | 5932.1151 | 66619.6527 | 36802.6742 | 15593.6247 | 11642.0671 | 2948.629 | 5882.6246 | 8086.9658 | 26475.6115 | 8192.0816 | 9998.9052 | 4146.5741 | 7104.2672 | n/a | 8359.6085 | 5463.7276 | 6124.2552 | 7940.7523 | 9728.3566 | 6493.3347 | 1308.6741 | 4422.4878 | 5626.2223 | 4878.7032 | 5033.2561 | 6625.5466 | 3815.3524 | 5242.6827 | 101.304 | 66.1674 | 66.1674 | 109.042 | 138.5021 | 76.9241 | 164.7936 | 105.8435 | 164.7936 | 95.3666 | 118.5309 | 58.4817 | 65.7153 | 79.6699 | 66.826 | 162573.074 | 9622.7269 | 4399.3712 | 66325.9739 | 30260.4016 | 14690.6544 | 5012.8045 | 5217.1238 | 4142.5291 | 4871.8486 | 23240.5263 | 5839.7031 | 6975.8581 | 4579.4717 | 6068.5473 | 156355.174 | 17818.9354 | 9863.0988 | 70520.2291 | 37286.254 | 23533.311 | 11369.5391 | 6525.7979 | 8484.8169 | 9612.3709 | 27519.8295 | 10872.9592 | 13509.5047 | 8112.1241 | 11311.23 | 118.0457 | 118.0457 | 118.0457 | 118.0457 | 121.4588 | 118.0457 | 247.1904 | 121.4588 | 247.1904 | 118.0457 | 118.0457 | 118.0457 | 118.0457 | 118.0457 | 118.0457 | 0.065004 | 0.00014665 | 7.4486e-13 | 0.0041979 | 0.026927 | 5.1336e-11 | 0.090649 | 2.1107e-21 | 1.2866e-07 | 2.4036e-05 | 0.0092942 | 1.3197e-07 | 3.5388e-08 | 4.0927e-21 | 1.5082e-12 | 0.065004 | 0.065151 | 0.065151 | 0.069202 | 0.096129 | 0.069202 | 0.18678 | 0.096129 | 0.18678 | 0.069226 | 0.074298 | 0.065004 | 0.069202 | 0.065004 | 0.065004
247 | 154611.3016 | 15428.3942 | 5990.7046 | 66519.7993 | 36975.9048 | 15572.0432 | 12113.6006 | 2859.7265 | 6125.042 | 7821.2692 | 26480.2907 | 8058.5528 | 9811.7352 | 4148.3585 | 7055.6705 | n/a | 9289.7678 | 5625.9179 | 2886.5809 | 7804.3974 | 10211.6042 | 6777.7384 | 2578.2519 | 4028.0102 | 9467.8332 | 3537.7435 | 5272.3133 | 6711.6115 | 3302.8088 | 5093.9791 | 92.1467 | 57.9288 | 57.9288 | 99.6839 | 128.6089 | 67.8285 | 154.4265 | 96.539 | 154.4265 | 85.9386 | 109.3484 | 49.7185 | 57.3574 | 71.1879 | 58.5756 | 165081.7349 | 9264.8447 | 4298.2247 | 68528.7608 | 30349.8542 | 14352.4445 | 5258.6182 | 5228.5536 | 4243.8625 | 4545.1594 | 25755.3457 | 5859.5894 | 6471.4288 | 4556.2801 | 5944.139 | 156765 | 17622.6126 | 9917.8426 | 67905.3417 | 36721.5517 | 22806.2487 | 11357.3566 | 7409.0055 | 7742.7727 | 13482.8927 | 29106.2892 | 9904.2027 | 13136.7403 | 7859.0889 | 10597.3181 | 85.29 | 85.29 | 85.29 | 85.29 | 209.49 | 85.29 | 231.6398 | 209.49 | 231.6398 | 85.29 | 85.29 | 85.29 | 85.29 | 85.29 | 85.29 | 0.05294 | 0.00018914 | 9.7404e-13 | 0.018933 | 0.051303 | 3.0517e-10 | 0.23642 | 2.136e-27 | 2.0161e-05 | 2.0154e-14 | 0.00092121 | 6.0027e-06 | 5.7416e-08 | 6.8011e-20 | 5.8051e-11 | 0.05294 | 0.053129 | 0.053129 | 0.071873 | 0.12318 | 0.071873 | 0.3596 | 0.12318 | 0.35962 | 0.071873 | 0.053861 | 0.052946 | 0.071873 | 0.05294 | 0.05294
248 | 157972.5375 | 16166.2068 | 6077.5291 | 67838.4936 | 37706.9286 | 15674.3246 | 12182.4676 | 3131.138 | 6187.171 | 8084.156 | 26755.1142 | 8267.1259 | 10006.127 | 4386.0518 | 7507.3602 | n/a | 7563.2481 | 6096.0029 | 4410.9871 | 12887.4055 | 7508.6595 | 8667.0653 | 1262.2619 | 3184.8933 | 7527.7379 | 3594.0352 | 6691.8457 | 6821.4335 | 3102.4766 | 4293.7615 | 79.0983 | 42.037 | 42.037 | 87.2667 | 119.3434 | 50.9276 | 147.9856 | 83.7649 | 147.9856 | 71.019 | 99.0822 | 30.8363 | 41.0007 | 56.7467 | 42.7545 | 163308.1336 | 10547.1562 | 4189.5057 | 67035.5743 | 28792.1272 | 13743.6879 | 5336.2131 | 5269.9574 | 4211.5976 | 4155.3032 | 24794.4645 | 5643.351 | 5740.4923 | 4623.4258 | 5740.4517 | 157429.5336 | 17909.3043 | 10276.4086 | 67857.0614 | 39453.0326 | 21129.5474 | 13906.1784 | 6532.2193 | 7355.1909 | 11614.841 | 28250.9997 | 12280.5967 | 11516.7258 | 7720.1025 | 10034.2132 | 188.2492 | 188.2492 | 188.2492 | 188.2492 | 188.2492 | 188.2492 | 188.2492 | 188.2492 | 188.2492 | 188.2492 | 188.2492 | 188.2492 | 188.2492 | 188.2492 | 188.2492 | 0.11867 | 0.00070271 | 2.5729e-13 | 0.037321 | 0.0092548 | 3.215e-08 | 0.00035709 | 2.1862e-19 | 0.00017074 | 1.4908e-09 | 0.0049136 | 2.818e-10 | 9.8064e-05 | 3.0516e-17 | 4.6762e-08 | 0.11867 | 0.11937 | 0.11937 | 0.15599 | 0.16524 | 0.15599 | 0.1656 | 0.16524 | 0.16577 | 0.15599 | 0.12358 | 0.11867 | 0.15609 | 0.11867 | 0.11867
249 | 154471.8707 | 15630.1275 | 5681.3581 | 66439.0706 | 37059.2571 | 15294.2144 | 11941.6339 | 3104.2056 | 6029.5636 | 7685.5423 | 26525.7732 | 8453.1506 | 10070.2432 | 3927.8564 | 6965.9033 | n/a | 7165.2929 | 5187.2922 | 4047.7562 | 8827.7867 | 11450.1359 | 5540.5211 | 1960.2401 | 3020.7669 | 7950.3435 | 3664.8698 | 6359.2634 | 7405.192 | 3610.6783 | 4574.0126 | 72.9506 | 35.734 | 35.734 | 81.1547 | 113.6 | 44.0886 | 142.5748 | 77.6084 | 142.5748 | 64.4133 | 93.4415 | 23.764 | 34.5627 | 50.6145 | 36.4598 | 165514.3643 | 11004.5975 | 4132.313 | 67850.6813 | 28650.6809 | 14164.5052 | 4977.4632 | 5065.1429 | 4151.5154 | 4780.4466 | 24126.2105 | 5791.1107 | 6614.7094 | 4725.5637 | 5893.2928 | 156353.5839 | 16569.5904 | 8157.7052 | 69971.2375 | 36971.2676 | 25319.7411 | 10476.2843 | 7019.783 | 7130.5823 | 12720.3902 | 26771.8 | 11865.8741 | 13843.0015 | 7926.6421 | 9862.8054 | 84.3422 | 84.3422 | 84.3422 | 84.3422 | 188.9666 | 84.3422 | 232.4209 | 188.9666 | 232.4209 | 84.3422 | 111.8 | 84.3422 | 84.3422 | 84.3422 | 84.3422 | 0.05731 | 0.0043403 | 3.8148e-09 | 0.0052405 | 0.044376 | 1.4797e-13 | 1.0454 | 3.623e-22 | 0.00020342 | 2.9546e-13 | 0.029869 | 6.7575e-09 | 1.3926e-08 | 2.4768e-22 | 1.8907e-09 | 0.05731 | 0.06165 | 0.06165 | 0.06255 | 0.10693 | 0.06255 | 1.1523 | 0.10693 | 1.1525 | 0.06255 | 0.087179 | 0.05731 | 0.06255 | 0.05731 | 0.05731
250 | 147815.1229 | 14812.3514 | 5376.3118 | 63792.0745 | 35412.6991 | 14818.6903 | 11402.1737 | 2854.7594 | 6181.1697 | 7736.272 | 25360.9712 | 7580.881 | 9279.296 | 4074.9153 | 6579.5559 | n/a | 10630.5689 | 6302.5903 | 3990.7501 | 8891.3153 | 9785.5591 | 5939.0411 | 1855.8354 | 3309.919 | 7990.9639 | 4001.5503 | 7175.9772 | 9705.9351 | 3396.917 | 6451.9347 | 84.9861 | 47.855 | 47.855 | 93.1685 | 125.0984 | 57.27 | 153.6062 | 89.6867 | 153.6062 | 77.2672 | 104.6327 | 37.2729 | 46.9324 | 62.4957 | 48.5692 | 164918.2136 | 10199.5819 | 4035.5453 | 70327.1313 | 31295.8228 | 14311.8751 | 5143.8659 | 5022.0318 | 4284.7573 | 4390.8604 | 24478.8457 | 5962.5208 | 6114.593 | 4570.418 | 5867.5037 | 148044.7 | 18917.9508 | 10167.1356 | 70576.4815 | 38293.5381 | 23715.3342 | 10313.907 | 6766.4672 | 6866.3763 | 12185.5243 | 25312.8 | 12952.698 | 15359.2281 | 7573.435 | 11908.4385 | 160.18 | 160.18 | 160.18 | 160.18 | 160.18 | 160.18 | 238.006 | 160.18 | 238.006 | 160.18 | 180.37 | 160.18 | 160.18 | 160.18 | 160.18 | 0.093976 | 1.0975e-06 | 1.3668e-16 | 0.00058613 | 0.0029944 | 1.3408e-12 | 0.53367 | 6.7757e-24 | 0.0053734 | 6.7134e-12 | 0.046028 | 4.8291e-14 | 2.0771e-13 | 3.4855e-19 | 2.2498e-16 | 0.093976 | 0.093977 | 0.093977 | 0.094562 | 0.097557 | 0.094562 | 0.63123 | 0.097557 | 0.6366 | 0.094562 | 0.14 | 0.093976 | 0.094562 | 0.093976 | 0.093976
251 | 152362.1354 | 15478.3127 | 5966.05 | 65597.1991 | 36528.5591 | 15277.8162 | 11547.9093 | 2951.1523 | 5809.8196 | 7767.5801 | 25958.7259 | 8492.8551 | 9484.5186 | 4025.126 | 6997.7467 | n/a | 9940.4808 | 6039.407 | 3706.1154 | 7980.2088 | 8480.1284 | 6431.8457 | 1918.9391 | 4322.537 | 7713.9389 | 4614.8674 | 6425.2213 | 5958.285 | 3241.138 | 3558.1657 | 160.4666 | 127.8367 | 127.8367 | 167.6368 | 192.5963 | 143.6993 | 214.8342 | 164.9729 | 214.8342 | 159.2984 | 172.1269 | 128.1003 | 128.7552 | 139.2574 | 128.3938 | 166219.7357 | 11089.0025 | 4268.4893 | 69131.5572 | 30023.6895 | 14134.8742 | 5137.0958 | 5186.7603 | 4395.5465 | 3761.9825 | 24989.9457 | 5840.852 | 6702.4873 | 4685.1565 | 6232.7602 | 155802.3186 | 20257.0833 | 10238.7963 | 70558.3234 | 37103.349 | 22514.5026 | 11717.1923 | 7105.6994 | 8718.0835 | 11446.5214 | 27864.5131 | 12194.9733 | 12451.4723 | 7832.5946 | 8452.7581 | 106.5805 | 106.5805 | 106.5805 | 106.5805 | 149.9043 | 106.5805 | 173.5998 | 149.9043 | 173.5998 | 106.5805 | 106.5805 | 106.5805 | 106.5805 | 106.5805 | 106.5805 | 0.030696 | 3.291e-07 | 9.9258e-14 | 0.0020774 | 0.024768 | 2.1205e-10 | 0.025249 | 1.7187e-24 | 2.468e-08 | 3.5312e-10 | 0.0024956 | 1.9342e-09 | 1.6118e-07 | 6.5713e-21 | 8.5264e-06 | 0.030696 | 0.030697 | 0.030697 | 0.032774 | 0.057542 | 0.032774 | 0.082791 | 0.057542 | 0.082791 | 0.032774 | 0.033192 | 0.030696 | 0.032774 | 0.030696 | 0.030705
252 | 152295.6858 | 15190.534 | 5765.3142 | 65546.2904 | 36412.6385 | 15513.2091 | 11631.1456 | 2956.9957 | 5814.4238 | 8019.3491 | 26013.1502 | 8157.5957 | 9767.3136 | 4008.1014 | 7059.7259 | n/a | 8797.6015 | 6828.9942 | 5103.8154 | 10213.3804 | 9502.7233 | 8807.9993 | 1675.3547 | 3868.0585 | 5972.2189 | 4081.2504 | 7473.4033 | 6973.9256 | 3279.5692 | 4870.3534 | 139.7996 | 109.3581 | 109.3581 | 146.4912 | 170.1345 | 123.2805 | 191.2059 | 143.9602 | 191.2059 | 138.0613 | 151.3249 | 108.4998 | 110.0153 | 120.1796 | 109.8859 | 159658.7125 | 10212.843 | 4367.562 | 64835.3591 | 28444.5529 | 13847.2404 | 5311.0326 | 5034.3851 | 4326.5935 | 4341.0106 | 24424.5699 | 5621.3018 | 6217.0801 | 4696.973 | 5993.6945 | 153185.0125 | 18984.0445 | 11196.5562 | 65725.6745 | 36236.4333 | 22735.4637 | 13661.8318 | 6709.7398 | 7744.252 | 9713.2295 | 27867.8203 | 13080.2051 | 12856.4057 | 7941.3422 | 10853.9479 | 154.4936 | 154.4936 | 154.4936 | 172.0092 | 229.1236 | 172.0092 | 229.1236 | 229.1236 | 229.1236 | 172.0092 | 154.4936 | 172.0092 | 172.0092 | 154.4936 | 154.4936 | 0.077253 | 3.1277e-06 | 2.0057e-17 | 0.034406 | 0.048041 | 2.9332e-10 | 0.00011752 | 2.7313e-22 | 2.949e-06 | 9.9456e-06 | 0.0027089 | 2.8764e-12 | 1.4061e-07 | 1.3151e-21 | 1.381e-11 | 0.077253 | 0.077256 | 0.077256 | 0.11166 | 0.1597 | 0.11166 | 0.15982 | 0.1597 | 0.15982 | 0.11167 | 0.079961 | 0.077253 | 0.11166 | 0.077253 | 0.077253
253 | 154305.4356 | 15732.8268 | 6076.1127 | 66362.875 | 36883.1825 | 15553.1063 | 11499.5902 | 3013.3723 | 5766.737 | 8085.3245 | 26121.2977 | 8151.3288 | 9742.291 | 4155.858 | 7192.6033 | n/a | 5603.3337 | 5994.7799 | 5849.5875 | 8963.9962 | 11279.6219 | 7942.9584 | 1831.5075 | 4394.4231 | 7740.8746 | 3873.1109 | 5546.5533 | 6806.8427 | 3153.4217 | 4631.0495 | 119.0852 | 84.0239 | 84.0239 | 126.8023 | 155.5488 | 96.3498 | 181.1935 | 123.6937 | 181.1935 | 114.3386 | 135.0991 | 78.3612 | 83.9357 | 97.1942 | 84.6664 | 164417.9658 | 9675.6976 | 4155.2441 | 67950.3928 | 29604.2043 | 14092.5291 | 5368.8764 | 5105.0666 | 4004.5029 | 4140.9736 | 25438.8147 | 5821.0219 | 7768.0954 | 4548.4804 | 6180.2881 | 156489.7 | 14672.9312 | 9543.924 | 71673.3803 | 38102.1004 | 25309.751 | 13218.9347 | 6936.5741 | 8377.6259 | 11881.8482 | 27087.7256 | 11305.1751 | 13306.2381 | 7323.4021 | 10539.9376 | 103.97 | 232.633 | 232.633 | 103.97 | 103.97 | 103.97 | 103.97 | 103.97 | 103.97 | 103.97 | 103.97 | 103.97 | 103.97 | 103.97 | 103.97 | 0.052204 | 0.3044 | 2.3754e-11 | 0.0017336 | 0.014184 | 4.5672e-13 | 0.00027277 | 8.2286e-23 | 9.5803e-08 | 4.1395e-10 | 0.010216 | 1.2987e-08 | 1.9751e-08 | 2.7815e-17 | 2.5496e-10 | 0.052204 | 0.3566 | 0.3566 | 0.053938 | 0.068121 | 0.053938 | 0.068394 | 0.068121 | 0.068394 | 0.053938 | 0.06242 | 0.052204 | 0.053938 | 0.052204 | 0.052204
254 | 153923.4073 | 15508.6883 | 5781.0441 | 66228.4424 | 36801.1567 | 15365.1067 | 11817.1793 | 3031.46 | 6132.1499 | 7959.764 | 26404.0606 | 8042.7297 | 9838.3275 | 4073.1048 | 6974.1508 | n/a | 12030.4755 | 6224.1344 | 4497.1342 | 6096.6153 | 7709.9266 | 7662.6183 | 2138.8903 | 4322.296 | 5475.5899 | 4792.2569 | 7244.591 | 7608.56 | 3923.9813 | 5708.9724 | 85.8868 | 48.9006 | 48.9006 | 94.037 | 125.7976 | 58.3879 | 154.1537 | 90.5744 | 154.1537 | 78.2787 | 105.3761 | 38.4972 | 48.0065 | 63.4634 | 49.611 | 169392.6707 | 10836.6719 | 4310.317 | 72102.6445 | 31257.784 | 14982.4355 | 5399.9819 | 5068.8063 | 4357.6895 | 4618.6683 | 25895.0134 | 6085.3319 | 8131.2106 | 4671.5069 | 6025.4644 | 156429.9 | 21674.6475 | 9341.9514 | 71413.208 | 36040.7992 | 21248.8621 | 12778.4001 | 7149.7965 | 8673.7855 | 9893.1582 | 29474.9704 | 12903.0228 | 13594.8 | 8372.3882 | 11668.5368 | 67.421 | 67.421 | 67.421 | 67.421 | 237.6948 | 67.421 | 237.6948 | 237.6948 | 237.6948 | 67.421 | 67.421 | 67.421 | 67.421 | 67.421 | 67.421 | 0.047332 | 1.1095e-08 | 4.324e-12 | 0.0018621 | 0.079961 | 7.9709e-09 | 0.0026909 | 1.0395e-23 | 2.8362e-07 | 2.8877e-06 | 0.00047462 | 2.7808e-12 | 1.0481e-08 | 4.5109e-23 | 5.7036e-14 | 0.047332 | 0.047332 | 0.047332 | 0.049194 | 0.12915 | 0.049194 | 0.13185 | 0.12915 | 0.13185 | 0.049197 | 0.047806 | 0.047332 | 0.049194 | 0.047332 | 0.047332
255 | 156798.9821 | 15745.1322 | 5884.2354 | 67378.7867 | 37713.3428 | 15738.7861 | 11931.0333 | 3051.6849 | 6040.5563 | 8114.5834 | 26597.3194 | 8153.8622 | 10014.539 | 4014.6795 | 7376.575 | n/a | 11602.0395 | 5800.8173 | 3125.157 | 10049.7862 | 8594.9019 | 7568.3071 | 1601.7482 | 4246.7523 | 4680.4382 | 3733.2662 | 6035.8711 | 4762.1337 | 4292.2083 | 5055.0479 | 107.2176 | 70.9935 | 70.9935 | 115.1943 | 145.4657 | 82.329 | 172.4798 | 111.9097 | 172.4798 | 101.2783 | 124.796 | 63.3797 | 70.5835 | 84.8671 | 71.6703 | 159743.0251 | 9959.0701 | 4255.6174 | 64620.1692 | 28726.8801 | 13150.7509 | 5425.2737 | 5061.4645 | 4262.8917 | 4348.8188 | 25530.8957 | 5621.4766 | 6686.4912 | 4742.4626 | 5812.4946 | 152027.9251 | 19684.0096 | 8885.0347 | 64452.4262 | 37929.6663 | 21546.5528 | 12657.8809 | 6604.3128 | 8496.6441 | 8895.157 | 28828.7619 | 11592.3477 | 10674.1248 | 8922.871 | 10370.7426 | 242.2206 | 242.2206 | 242.2206 | 244.246 | 244.246 | 244.246 | 244.246 | 244.246 | 244.246 | 244.246 | 242.2206 | 244.246 | 244.246 | 242.2206 | 242.2206 | 0.41825 | 3.076e-06 | 2.3414e-10 | 0.15799 | 0.034177 | 1.3903e-08 | 0.0053414 | 1.266e-20 | 3.5461e-07 | 0.00088768 | 0.0016635 | 3.36e-09 | 0.0028542 | 2.2771e-26 | 2.8299e-09 | 0.41825 | 0.41825 | 0.41825 | 0.57624 | 0.61041 | 0.57624 | 0.61575 | 0.61041 | 0.61575 | 0.57712 | 0.41991 | 0.41825 | 0.57909 | 0.41825 | 0.41825
256 | 150589.5057 | 15237.698 | 5699.327 | 64894.315 | 36036.0399 | 15216.3627 | 11942.7493 | 2863.1417 | 6115.2268 | 7878.6027 | 25870.8419 | 7962.5972 | 9735.3637 | 3934.3357 | 6866.7758 | n/a | 10727.132 | 5237.8069 | 4244.1557 | 9056.8766 | 9476.4171 | 8133.951 | 1429.9468 | 4567.8579 | 8069.2509 | 4729.5674 | 6766.416 | 6138.4991 | 3211.7224 | 4055.8704 | 123.9282 | 92.2023 | 92.2023 | 130.9074 | 156.3349 | 104.7863 | 179.0094 | 128.1691 | 179.0094 | 120.6917 | 137.3622 | 88.881 | 92.4485 | 103.8473 | 92.7704 | 165153.1747 | 10390.7406 | 4229.1997 | 67804.7783 | 30851.3786 | 14054.1501 | 5258.3487 | 5234.6321 | 4469.2277 | 4196.4168 | 24009.5475 | 6344.0651 | 6792.6598 | 4744.1341 | 6382.4688 | 154834.47 | 21117.8726 | 9467.0066 | 67743.1788 | 37191.2 | 23530.5672 | 12777.2997 | 6664.5789 | 8422.0856 | 12265.6677 | 26840.4402 | 13110.481 | 12910.9589 | 7778.1565 | 9078.0644 | 71.8872 | 71.8872 | 71.8872 | 71.8872 | 81.9871 | 71.8872 | 81.9871 | 81.9871 | 81.9871 | 71.8872 | 71.8872 | 71.8872 | 71.8872 | 71.8872 | 71.8872 | 0.01776 | 1.7327e-08 | 7.9073e-13 | 0.007675 | 0.014644 | 1.159e-11 | 0.0039539 | 3.2064e-23 | 8.1551e-07 | 1.3708e-11 | 0.010027 | 5.3939e-13 | 9.4908e-08 | 1.6011e-21 | 8.4273e-08 | 0.01776 | 0.01776 | 0.01776 | 0.025435 | 0.040079 | 0.025435 | 0.044033 | 0.040079 | 0.044034 | 0.025435 | 0.027787 | 0.01776 | 0.025435 | 0.01776 | 0.01776
257 | 149594.5465 | 15366.5823 | 5739.078 | 64521.6815 | 35938.3354 | 15009.9664 | 11721.5268 | 3032.3624 | 6208.3891 | 7560.5154 | 25366.548 | 8020.0555 | 9547.6288 | 3781.8384 | 7079.8265 | n/a | 9795.2605 | 5049.3845 | 3950.7091 | 8906.5206 | 10652.0257 | 8363.0204 | 1592.4414 | 4294.4562 | 7454.1268 | 4197.8518 | 5917.7659 | 7406.3378 | 3463.2231 | 5498.8493 | 123.8492 | 91.7511 | 91.7511 | 130.9106 | 156.6919 | 104.3471 | 179.6829 | 128.1332 | 179.6829 | 120.4744 | 137.541 | 88.2199 | 91.9692 | 103.5585 | 92.327 | 166108.1292 | 10422.3973 | 4443.9992 | 66789.2437 | 30432.3153 | 13990.6302 | 5960.3362 | 5137.2236 | 4522.5954 | 3800.3394 | 24944.5477 | 5713.3245 | 6762.4987 | 4541.3725 | 5842.3638 | 151724.4 | 19033.0577 | 9356.6838 | 65774.3528 | 36817.5359 | 24122.256 | 13920.1566 | 6639.865 | 8610.7515 | 10840.6662 | 27189.0703 | 11524.4904 | 13745.0365 | 7792.6957 | 10964.713 | 105.53 | 105.53 | 105.53 | 105.53 | 105.53 | 105.53 | 105.53 | 105.53 | 105.53 | 105.53 | 105.53 | 105.53 | 105.53 | 105.53 | 105.53 | 0.052204 | 4.7822e-06 | 2.5155e-12 | 0.019838 | 0.018699 | 1.0251e-12 | 7.6001e-05 | 4.9822e-21 | 6.19e-07 | 1.6688e-09 | 0.0026518 | 1.8569e-09 | 1.0616e-09 | 3.5894e-23 | 8.7489e-12 | 0.052204 | 0.052209 | 0.052209 | 0.072042 | 0.090742 | 0.072042 | 0.090818 | 0.090742 | 0.090818 | 0.072042 | 0.054856 | 0.052204 | 0.072042 | 0.052204 | 0.052204
258 | 157783.825 | 15999.0005 | 6092.472 | 67750.3909 | 37643.6405 | 15869.3579 | 11820.4581 | 3010.9468 | 5873.0474 | 8285.1479 | 26932.2029 | 8071.2282 | 10021.7303 | 3876.7205 | 7355.0939 | n/a | 11343.1468 | 4669.2779 | 3994.5628 | 6324.3551 | 9467.6734 | 5830.1241 | 1673.7164 | 4746.933 | 9599.8782 | 4917.9918 | 4888.6131 | 7948.4902 | 2830.6265 | 5060.1608 | 85.6128 | 49.0324 | 49.0324 | 93.6733 | 125.0613 | 58.4747 | 153.0844 | 90.2519 | 153.0844 | 78.1319 | 104.8446 | 38.8177 | 48.1616 | 63.4242 | 49.7344 | 168874.3543 | 9913.65 | 4135.8901 | 71072.6895 | 30724.796 | 14121.3724 | 5311.4486 | 5108.9698 | 4268.0794 | 4332.5699 | 25590.276 | 5761.9572 | 6774.1829 | 4474.462 | 6190.5852 | 158737 | 20001.1968 | 8756.768 | 72980.4524 | 36971.0511 | 23378.7458 | 11123.5727 | 6745.6862 | 9015.0124 | 13722.1481 | 28849.7678 | 10650.5703 | 13526.4731 | 7026.5885 | 11084.1461 | 130.99 | 130.99 | 130.99 | 130.99 | 235.4218 | 130.99 | 235.4218 | 235.4218 | 235.4218 | 130.99 | 130.99 | 130.99 | 130.99 | 130.99 | 130.99 | 0.076535 | 3.0774e-06 | 3.6138e-09 | 0.0019476 | 0.073081 | 2.1609e-10 | 0.21702 | 7.8034e-22 | 9.3037e-09 | 2.8273e-13 | 0.0027191 | 1.7788e-07 | 3.7382e-08 | 2.8252e-18 | 4.7332e-11 | 0.076535 | 0.076538 | 0.076538 | 0.078483 | 0.15156 | 0.078483 | 0.36858 | 0.15156 | 0.36858 | 0.078483 | 0.079254 | 0.076535 | 0.078483 | 0.076535 | 0.076535
259 | 160352.08 | 16160.097 | 6033.321 | 68766.4107 | 38223.964 | 15790.8361 | 12218.4106 | 3172.8506 | 6042.0153 | 8082.6829 | 27182.7309 | 8373.3101 | 10399.6764 | 4399.0913 | 7432.8431 | n/a | 12285.3257 | 5318.4875 | 3635.7629 | 8112.4765 | 12152.7945 | 9920.0703 | 1735.0096 | 3085.2063 | 8087.6589 | 4741.1341 | 6067.5763 | 5713.7083 | 3389.3127 | 5516.7702 | 98.225 | 60.0068 | 60.0068 | 106.6444 | 139.1206 | 70.6485 | 168.1104 | 103.1103 | 168.1104 | 90.9838 | 117.7444 | 50.3134 | 59.274 | 74.8951 | 60.7331 | 167529.4479 | 10563.4129 | 4476.1613 | 69196.0803 | 31633.7222 | 14536.422 | 5455.5495 | 5057.8519 | 4336.1209 | 4316.6996 | 26050.0256 | 5963.6463 | 6195.8915 | 4735.1899 | 6072.5863 | 161113 | 22624.5386 | 9771.7488 | 70337.0432 | 38304.9987 | 25903.4165 | 14708.6198 | 6494.9615 | 6949.6272 | 11670.8584 | 29086.8596 | 11978.9226 | 11781.3998 | 7794.8025 | 11542.3565 | 150.89 | 150.89 | 150.89 | 150.89 | 183.0902 | 150.89 | 183.0902 | 183.0902 | 183.0902 | 150.89 | 150.89 | 150.89 | 150.89 | 150.89 | 150.89 | 0.081321 | 1.0107e-08 | 3.7662e-12 | 0.017717 | 0.038397 | 2.706e-13 | 4.4062e-05 | 9.151e-19 | 0.00050964 | 1.1258e-09 | 0.0028429 | 2.3768e-09 | 0.00020089 | 1.7879e-17 | 7.3937e-12 | 0.081321 | 0.081321 | 0.081321 | 0.099038 | 0.13743 | 0.099038 | 0.13748 | 0.13743 | 0.13799 | 0.099038 | 0.084164 | 0.081321 | 0.099239 | 0.081321 | 0.081321
260 | 149704.4199 | 15387.4755 | 5633.5776 | 64525.0038 | 35752.2926 | 15223.369 | 11592.1527 | 2926.0638 | 5947.9084 | 8209.8742 | 25512.8799 | 8110.9745 | 9789.5641 | 3849.394 | 6759.7426 | n/a | 10970.4775 | 4920.938 | 5061.1742 | 7697.3689 | 6645.9515 | 9867.9986 | 2253.8014 | 3814.4299 | 7818.5946 | 3932.3241 | 6425.034 | 7674.1859 | 3317.0131 | 4649.8574 | 103.2598 | 66.7967 | 66.7967 | 111.2903 | 141.9302 | 77.7942 | 169.2756 | 107.9625 | 169.2756 | 96.9759 | 121.2591 | 58.6125 | 66.2899 | 80.8404 | 67.4817 | 166273.0526 | 10599.845 | 4545.2397 | 68369.6084 | 31953.4575 | 13002.4874 | 4987.9812 | 5140.7767 | 4253.2422 | 4316.6737 | 25069.6895 | 5809.0326 | 7599.1917 | 4553.5067 | 6036.1845 | 151252.2 | 18967.9225 | 7081.9777 | 69432.6827 | 37372.2264 | 18993.3389 | 14736.6798 | 7394.5781 | 8062.2721 | 11782.8683 | 26053.5136 | 11931.3667 | 14874.7775 | 7194.0199 | 10594.342 | 116.25 | 116.25 | 116.25 | 116.25 | 116.25 | 116.25 | 116.25 | 116.25 | 116.25 | 116.25 | 116.25 | 116.25 | 116.25 | 116.25 | 116.25 | 0.062622 | 5.9929e-06 | 3.2024e-06 | 0.0020411 | 0.0095569 | 1.7772e-06 | 4.5753e-06 | 2.1892e-26 | 1.5112e-06 | 1.5829e-09 | 0.018834 | 4.9428e-10 | 4.4961e-11 | 2.1805e-19 | 4.1313e-12 | 0.062622 | 0.062628 | 0.062632 | 0.064663 | 0.07422 | 0.064665 | 0.074225 | 0.07422 | 0.074226 | 0.064665 | 0.081457 | 0.062624 | 0.064663 | 0.062622 | 0.062622
261 | 154807.3645 | 15731.8494 | 5916.561 | 66571.2603 | 36879.252 | 15481.9475 | 12135.1875 | 2973.3695 | 6058.8181 | 7777.893 | 26256.253 | 8144.8135 | 9918.3474 | 3932.7827 | 7262.8187 | n/a | 9172.3117 | 4096.4555 | 4297.0905 | 8692.9255 | 10701.2147 | 7425.3229 | 2174.8631 | 4510.5701 | 5996.5075 | 4052.5992 | 6460.7691 | 9391.3607 | 3446.8526 | 5003.2207 | 104.0936 | 72.4918 | 72.4918 | 111.0501 | 137.0773 | 83.3148 | 160.298 | 108.2333 | 160.298 | 99.6032 | 118.7393 | 67.0264 | 72.3469 | 84.4172 | 73.0736 | 160099.8199 | 9867.541 | 3993.1278 | 64327.1982 | 29194.9043 | 14363.4469 | 5106.3254 | 5214.1303 | 4484.9297 | 4588.0302 | 24128.5656 | 5615.617 | 6474.4615 | 4684.4942 | 6141.3381 | 154528.4199 | 16681.0527 | 8089.5833 | 67025.9887 | 37401.7299 | 24929.3616 | 12441.1482 | 7388.9934 | 8915.2998 | 10449.2377 | 27786.1649 | 12076.3861 | 14895.5222 | 7962.4468 | 11144.5588 | 172.7628 | 172.7628 | 172.7628 | 172.7628 | 172.7628 | 172.7628 | 172.7628 | 172.7628 | 172.7628 | 172.7628 | 172.7628 | 172.7628 | 172.7628 | 172.7628 | 172.7628 | 0.11013 | 0.0043023 | 5.0514e-08 | 0.030056 | 0.026051 | 9.0426e-13 | 0.017716 | 1.0194e-25 | 5.6359e-08 | 5.6932e-08 | 0.0044851 | 3.1376e-10 | 9.0414e-11 | 1.8369e-22 | 1.5578e-11 | 0.11013 | 0.11443 | 0.11443 | 0.14019 | 0.16624 | 0.14019 | 0.18395 | 0.16624 | 0.18395 | 0.14019 | 0.11462 | 0.11013 | 0.14019 | 0.11013 | 0.11013
262 | 154952.4606 | 16121.9363 | 6038.981 | 66609.4648 | 37083.9042 | 15446.8112 | 11658.1583 | 2938.0337 | 5838.2451 | 7808.52 | 26366.6483 | 7923.6548 | 9770.3913 | 4133.1585 | 6941.7198 | n/a | 8923.6407 | 5534.3814 | 4481.6507 | 8550.6944 | 9414.6444 | 6868.4817 | 1525.077 | 4900.0501 | 6035.8343 | 5047.8715 | 5428.0117 | 7467.6964 | 3368.2634 | 5730.9841 | 148.245 | 117.5171 | 117.5171 | 154.9979 | 178.6059 | 132.2013 | 199.6416 | 152.476 | 199.6416 | 146.9571 | 159.4129 | 117.4457 | 118.3243 | 128.3204 | 118.0441 | 161683.4821 | 10053.8503 | 4260.6478 | 64442.855 | 27925.69 | 13796.3105 | 4943.9284 | 5096.1688 | 4139.7862 | 4079.6443 | 24872.6532 | 5656.6291 | 7435.1137 | 4550.6047 | 6075.4078 | 154664.461 | 18792.691 | 9795.0292 | 66574.1847 | 35259.5634 | 23210.9549 | 11300.0891 | 6494.1458 | 8335.7363 | 10115.4787 | 28377.7247 | 11084.6408 | 14739.8101 | 7743.1681 | 11729.2919 | 195.3784 | 195.3784 | 195.3784 | 195.3784 | 267.9089 | 195.3784 | 299.4624 | 267.9089 | 299.4624 | 195.3784 | 195.3784 | 195.3784 | 195.3784 | 195.3784 | 195.3784 | 0.11065 | 7.7331e-05 | 3.4488e-12 | 0.038324 | 0.15921 | 6.6632e-11 | 0.10815 | 2.3375e-21 | 1.9448e-07 | 3.7113e-07 | 0.0022344 | 8.1408e-09 | 6.9051e-11 | 1.7727e-19 | 2.9173e-14 | 0.11065 | 0.11072 | 0.11072 | 0.14897 | 0.30818 | 0.14897 | 0.41633 | 0.30818 | 0.41633 | 0.14897 | 0.11288 | 0.11065 | 0.14897 | 0.11065 | 0.11065
263 | 154697.9443 | 15218.3159 | 5836.8008 | 66511.3077 | 36874.2001 | 15632.2888 | 12023.0026 | 2999.982 | 6046.0986 | 8005.9577 | 26337.1674 | 8080.1561 | 9688.4387 | 3993.1105 | 6765.6799 | n/a | 9240.2123 | 6595.9066 | 4432.0112 | 8309.0435 | 8657.6776 | 6644.3888 | 1605.1083 | 4807.1483 | 10081.1965 | 3884.996 | 5784.2552 | 6937.6365 | 3119.0993 | 5194.7605 | 148.8049 | 117.7907 | 117.7907 | 155.6209 | 179.4787 | 132.5391 | 200.7374 | 153.0718 | 200.7374 | 147.4513 | 160.1306 | 117.627 | 118.5888 | 128.7085 | 118.3233 | 163162.3226 | 10426.264 | 4482.0234 | 67318.705 | 28641.9593 | 13769.1568 | 5000.6378 | 5152.3041 | 3991.8798 | 4194.2402 | 22855.1856 | 5674.2063 | 6891.5952 | 4639.3124 | 6139.8275 | 156011.4226 | 19613.6763 | 11041.6299 | 69314.0162 | 36579.9028 | 21827.4344 | 11531.7266 | 6757.4124 | 8716.8281 | 13728.0366 | 25971.1816 | 11406.4615 | 13449.6317 | 7758.4116 | 11161.588 | 149.4128 | 149.4128 | 149.4128 | 149.4128 | 257.2864 | 149.4128 | 301.1061 | 257.2864 | 301.1061 | 149.4128 | 240.1958 | 149.4128 | 149.4128 | 149.4128 | 149.4128 | 0.068109 | 7.0374e-07 | 1.3349e-16 | 0.0082524 | 0.053156 | 4.6704e-09 | 0.1389 | 5.0147e-22 | 1.3095e-07 | 2.8806e-14 | 0.073225 | 4.963e-09 | 8.1356e-09 | 7.523e-21 | 1.4687e-13 | 0.068109 | 0.068109 | 0.068109 | 0.076361 | 0.12952 | 0.076361 | 0.26842 | 0.12952 | 0.26842 | 0.076361 | 0.14133 | 0.068109 | 0.076361 | 0.068109 | 0.068109
264 | 157278.0926 | 15976.7844 | 5915.9922 | 67500.0672 | 37471.5952 | 15743.024 | 12342.0407 | 2974.0027 | 6464.4922 | 8088.9171 | 26503.5688 | 8414.0845 | 9980.0823 | 4009.907 | 7311.6712 | n/a | 10540.7076 | 6463.0235 | 4445.241 | 9053.0011 | 9203.4648 | 9253.2039 | 2413.9061 | 3473.508 | 8993.5931 | 3810.9461 | 7189.9861 | 8423.1771 | 3786.2089 | 5203.1066 | 161.3309 | 131.0939 | 131.0939 | 167.9723 | 190.6448 | 146.9107 | 210.8374 | 165.562 | 210.8374 | 161.0752 | 171.3107 | 132.7464 | 132.1997 | 141.4642 | 131.5998 | 166151.6775 | 11547.335 | 4527.2879 | 67723.1706 | 29350.9297 | 14853.7973 | 5099.4449 | 5166.1686 | 4137.1617 | 4633.7967 | 23879.8843 | 5770.4184 | 6715.379 | 4867.5176 | 5945.5751 | 160144.6 | 21900.4426 | 10949.9114 | 70858.9948 | 38314.2141 | 23572.6621 | 14345.532 | 7580.0747 | 7610.6697 | 13335.3899 | 27158.5304 | 12767.8045 | 14697.8561 | 8570.3265 | 11061.3816 | 117.51 | 117.51 | 117.51 | 117.51 | 126.8836 | 117.51 | 126.8836 | 126.8836 | 126.8836 | 117.51 | 117.51 | 117.51 | 117.51 | 117.51 | 117.51 | 0.043316 | 3.0864e-08 | 6.2117e-16 | 0.0060288 | 0.019929 | 8.2343e-11 | 0.00017737 | 9.9268e-27 | 0.00023641 | 3.8092e-13 | 0.016435 | 8.138e-11 | 2.8625e-10 | 1.0978e-24 | 3.7376e-11 | 0.043316 | 0.043316 | 0.043316 | 0.049345 | 0.069274 | 0.049345 | 0.069451 | 0.069274 | 0.069688 | 0.049345 | 0.059751 | 0.043316 | 0.049345 | 0.043316 | 0.043316
265 | 156026.5437 | 15757.3919 | 5749.201 | 67065.5526 | 37248.3546 | 15573.7861 | 12014.222 | 2919.8478 | 6134.9479 | 8034.6141 | 26522.1308 | 8032.5486 | 9704.5604 | 4152.8274 | 7381.7978 | n/a | 9852.3547 | 5293.3966 | 4133.629 | 9667.5873 | 8927.9693 | 10416.4102 | 1739.4071 | 4221.8061 | 7629.9863 | 3449.9596 | 6923.9991 | 5876.0554 | 3683.407 | 4259.4805 | 165.2769 | 134.8377 | 134.8377 | 171.962 | 194.6825 | 151.0139 | 214.9161 | 169.5488 | 214.9161 | 165.2071 | 175.1361 | 136.8208 | 136.0086 | 145.229 | 135.3446 | 167786.4261 | 10114.586 | 4264.7523 | 69720.4133 | 31289.2601 | 13857.3178 | 5389.3907 | 5040.2889 | 4476.1739 | 3560.0101 | 24681.1606 | 5707.7483 | 7199.2248 | 4604.1312 | 6296.881 | 159194.1 | 19904.4407 | 9544.4489 | 71976.4423 | 40614.5474 | 22743.1871 | 15596.1009 | 6734.696 | 8501.98 | 11154.5964 | 26817.1 | 12625.0474 | 11848.8803 | 8287.5382 | 10350.1615 | 115.3281 | 115.3281 | 115.3281 | 115.3281 | 115.3281 | 115.3281 | 115.3281 | 115.3281 | 115.3281 | 115.3281 | 158.63 | 115.3281 | 115.3281 | 115.3281 | 115.3281 | 0.038432 | 1.8719e-06 | 8.1921e-13 | 0.0022937 | 0.0022395 | 3.6114e-10 | 1.8559e-06 | 6.9571e-23 | 6.391e-07 | 9.8758e-09 | 0.027809 | 9.8615e-12 | 6.1305e-06 | 6.8616e-22 | 3.298e-09 | 0.038432 | 0.038434 | 0.038434 | 0.040725 | 0.042965 | 0.040725 | 0.042967 | 0.042965 | 0.042967 | 0.040725 | 0.06624 | 0.038432 | 0.040732 | 0.038432 | 0.038432
266 | 148944.6742 | 15165.9624 | 5612.8311 | 64238.6343 | 35739.6673 | 14863.646 | 11474.4778 | 2846.5468 | 5799.8184 | 7311.5314 | 25460.9781 | 7551.2686 | 9522.8697 | 3846.7693 | 6967.3616 | n/a | 9213.4917 | 5258.065 | 5405.8827 | 8580.1161 | 10821.1837 | 7336.9602 | 2304.0096 | 5124.6589 | 9534.1112 | 3635.7694 | 6298.4322 | 4045.7603 | 3541.2339 | 4987.7362 | 149.7817 | 117.9856 | 117.9856 | 156.7703 | 181.3298 | 132.8603 | 203.2155 | 154.144 | 203.2155 | 148.2123 | 161.5742 | 117.5084 | 118.7479 | 129.2254 | 118.5339 | 163333.9666 | 11369.1589 | 4256.3872 | 67676.8256 | 31914.3913 | 14377.7598 | 5561.9778 | 5216.144 | 4278.078 | 4473.032 | 22590.8307 | 5972.4281 | 6081.0123 | 4694.4402 | 6080.017 | 151276.6 | 17874.9472 | 8227.9505 | 69908.4085 | 39670.9074 | 23255.9438 | 12687.138 | 7351.7536 | 9316.8369 | 13959.1432 | 25787.1 | 10855.3587 | 10009.8725 | 7780.1741 | 11025.2532 | 117.5414 | 117.5414 | 117.5414 | 117.5414 | 117.5414 | 117.5414 | 117.5414 | 117.5414 | 117.5414 | 117.5414 | 138.82 | 117.5414 | 117.5414 | 117.5414 | 117.5414 | 0.048675 | 4.7156e-05 | 1.2304e-09 | 0.0012348 | 0.0011905 | 5.5954e-12 | 0.0011883 | 2.8738e-27 | 1.2276e-09 | 1.4514e-17 | 0.026051 | 1.8145e-09 | 0.0051137 | 2.022e-22 | 2.2385e-12 | 0.048675 | 0.048723 | 0.048723 | 0.04991 | 0.051101 | 0.04991 | 0.052289 | 0.051101 | 0.052289 | 0.04991 | 0.074726 | 0.048675 | 0.055024 | 0.048675 | 0.048675
267 | 152192.7033 | 15231.4177 | 5754.0199 | 65533.0457 | 36475.7408 | 15226.117 | 11536.0687 | 2973.972 | 6047.3292 | 7816.1447 | 26030.8335 | 8242.9099 | 9602.7155 | 3921.6363 | 6836.4135 | n/a | 10219.9824 | 6725.889 | 5359.2791 | 10815.5418 | 9330.0689 | 7910.4954 | 1506.7272 | 4943.8426 | 5548.1908 | 4020.8373 | 6749.2892 | 4776.1681 | 3811.5954 | 4535.0136 | 148.8622 | 116.2073 | 116.2073 | 156.0406 | 181.4428 | 131.0446 | 204.0824 | 153.3206 | 204.0824 | 146.9254 | 161.2975 | 115.1638 | 116.8901 | 127.8343 | 116.7745 | 169851.3611 | 10413.0609 | 4457.9971 | 70890.9237 | 33885.1056 | 14312.0919 | 5703.877 | 5096.4937 | 4450.0379 | 4480.691 | 26189.0476 | 5876.3659 | 7417.5849 | 4553.9554 | 5735.3607 | 156934.2147 | 20483.0432 | 11145.9861 | 71930.5296 | 42498.8608 | 23516.3607 | 12051.4857 | 6315.5209 | 8080.7939 | 10003.2818 | 28297.6983 | 12525.4551 | 11990.0531 | 7769.0508 | 9722.0743 | 80.0446 | 80.0446 | 80.0446 | 80.0446 | 80.0446 | 80.0446 | 80.0446 | 80.0446 | 80.0446 | 80.0446 | 80.0446 | 80.0446 | 80.0446 | 80.0446 | 80.0446 | 0.013247 | 8.3165e-08 | 2.4192e-17 | 0.00083974 | 0.00020172 | 1.2516e-11 | 0.0092151 | 5.5746e-20 | 2.6064e-06 | 6.8292e-07 | 0.0014705 | 7.4971e-11 | 2.0505e-06 | 1.3301e-21 | 1.4693e-09 | 0.013247 | 0.013247 | 0.013247 | 0.014087 | 0.014289 | 0.014087 | 0.023504 | 0.014289 | 0.023506 | 0.014088 | 0.014718 | 0.013247 | 0.014089 | 0.013247 | 0.013247
268 | 151732.1311 | 15453.3752 | 6006.5238 | 65349.5829 | 36386.7654 | 15501.4753 | 11885.7314 | 3012.9491 | 6122.3121 | 8124.0019 | 25760.8762 | 7827.9872 | 9784.8256 | 3947.6232 | 7165.3578 | n/a | 10431.3584 | 4627.2308 | 3112.1414 | 7701.4108 | 9152.4097 | 9620.5069 | 1363.1961 | 3525.1974 | 8592.3789 | 4893.7166 | 7493.2331 | 7553.6695 | 4010.8363 | 4946.8229 | 94.4194 | 57.6533 | 57.6533 | 102.5189 | 133.7638 | 67.8842 | 161.6545 | 99.1187 | 161.6545 | 87.4485 | 113.2019 | 48.32 | 56.9469 | 71.9771 | 58.3521 | 167517.245 | 10275.2182 | 4402.8147 | 70169.887 | 32572.0567 | 14900.1476 | 4937.9557 | 5060.4796 | 4207.478 | 4737.553 | 25538.1531 | 6154.227 | 6610.4848 | 4670.9357 | 5885.2342 | 151870.5 | 19889.3766 | 8252.2454 | 66342.6834 | 37977.2898 | 23282.9573 | 14606.7849 | 6370.5758 | 7642.5754 | 12742.3319 | 28637.5698 | 13465.4601 | 11401.887 | 8582.6719 | 10489.557 | 168.82 | 168.82 | 168.82 | 168.82 | 168.82 | 168.82 | 168.82 | 168.82 | 168.82 | 168.82 | 168.82 | 168.82 | 168.82 | 168.82 | 168.82 | 0.097096 | 7.5272e-07 | 3.9393e-08 | 0.022802 | 0.010062 | 6.8396e-11 | 1.8953e-05 | 7.8028e-20 | 3.1559e-05 | 8.6991e-12 | 0.00056787 | 3.0804e-14 | 5.5669e-05 | 2.0568e-25 | 2.7047e-10 | 0.097096 | 0.097097 | 0.097097 | 0.1199 | 0.12996 | 0.1199 | 0.12998 | 0.12996 | 0.13001 | 0.1199 | 0.097664 | 0.097096 | 0.11995 | 0.097096 | 0.097096
269 | 153059.2743 | 15510.102 | 5609.3793 | 65892.1799 | 36650.9305 | 15401.8702 | 11600.0026 | 2924.1659 | 6015.2877 | 7930.9011 | 26243.6337 | 7943.9192 | 9620.1823 | 3791.2502 | 7124.7212 | n/a | 11199.8934 | 4758.0003 | 4983.6337 | 9097.5607 | 10565.2359 | 7795.2253 | 1730.829 | 3834.7164 | 4877.9878 | 3708.0602 | 5386.9195 | 6290.8509 | 3576.1645 | 5327.3006 | 49.1987 | 10.6385 | 10.6385 | 57.7052 | 92.2752 | 16.9605 | 123.1615 | 53.9091 | 123.1615 | 38.6261 | 72.1532 | -4.7049 | 8.8931 | 26.5007 | 11.4123 | 162590.3805 | 10466.6127 | 4214.566 | 65805.6701 | 30272.2356 | 14876.9666 | 5182.2553 | 5095.5691 | 4123.4929 | 4685.7822 | 25092.4244 | 5853.0998 | 5633.5618 | 4652.4447 | 5845.4947 | 153001.3805 | 20339.1061 | 8908.4663 | 68039.5038 | 38379.1962 | 25235.5025 | 12957.7806 | 6826.3981 | 7950.5093 | 9404.7699 | 26687.2846 | 11192.3193 | 11302.9126 | 7625.1092 | 11154.2953 | 156.0094 | 156.0094 | 156.0094 | 156.0094 | 156.0094 | 156.0094 | 156.0094 | 156.0094 | 156.0094 | 156.0094 | 156.0094 | 156.0094 | 156.0094 | 156.0094 | 156.0094 | 0.10317 | 2.9795e-07 | 1.2331e-11 | 0.012841 | 0.0090057 | 2.9239e-13 | 0.0008113 | 2.5043e-23 | 3.9367e-06 | 2.6798e-05 | 0.022232 | 5.5222e-09 | 3.7978e-05 | 3.3766e-22 | 4.4244e-12 | 0.10317 | 0.10317 | 0.10317 | 0.11601 | 0.12501 | 0.11601 | 0.12583 | 0.12501 | 0.12583 | 0.11604 | 0.1254 | 0.10317 | 0.11605 | 0.10317 | 0.10317
270 | 152197.1029 | 15598.5393 | 5929.3592 | 65520.1468 | 36504.3333 | 15069.1692 | 11501.6021 | 2942.9098 | 5959.6766 | 7997.9026 | 26041.0878 | 7758.1158 | 9831.945 | 3937.1043 | 6938.6969 | n/a | 9144.3566 | 6003.0855 | 5179.0957 | 9640.5289 | 9280.7423 | 6878.182 | 1971.3444 | 5145.5086 | 9727.0364 | 4727.9173 | 6977.9132 | 9224.8355 | 2702.1986 | 4508.6227 | 64.7657 | 26.2422 | 26.2422 | 73.2604 | 107.2334 | 33.9395 | 137.5781 | 69.54 | 137.5781 | 55.2252 | 86.6783 | 12.654 | 24.8133 | 41.8263 | 27.0024 | 162937.3374 | 10391.9767 | 4238.8569 | 67058.7519 | 29939.0419 | 13983.9877 | 4998.4317 | 5174.1851 | 4057.4879 | 3975.7618 | 24593.422 | 5746.1241 | 6338.259 | 4626.6586 | 5828.2592 | 153735 | 19202.9332 | 10227.5424 | 69359.6102 | 38130.3571 | 22743.1301 | 11669 | 7100.5295 | 9029.4828 | 13378.7982 | 27114.9392 | 12526.4373 | 15355.1946 | 7012.0572 | 10301.1819 | 93.82 | 93.82 | 93.82 | 93.82 | 93.82 | 93.82 | 113.9 | 93.82 | 113.9 | 93.82 | 93.82 | 93.82 | 93.82 | 93.82 | 93.82 | 0.063209 | 6.3734e-06 | 7.1468e-14 | 0.0041893 | 0.0097957 | 5.1159e-11 | 0.025338 | 1.4323e-24 | 1.6351e-08 | 1.4814e-13 | 0.0086701 | 1.8624e-12 | 8.4132e-12 | 1.1819e-17 | 1.1718e-10 | 0.063209 | 0.063216 | 0.063216 | 0.067399 | 0.077195 | 0.067399 | 0.10253 | 0.077195 | 0.10253 | 0.067399 | 0.07188 | 0.063209 | 0.067399 | 0.063209 | 0.063209
271 | 152595.0791 | 15620.7401 | 5932.7833 | 65680.3733 | 36595.9451 | 15433.5987 | 11877.4253 | 2855.3929 | 5894.8583 | 7949.2685 | 26068.3314 | 8061.5972 | 9574.7907 | 3700.4734 | 6995.0183 | n/a | 10017.2425 | 6120.9049 | 4135.7227 | 9708.6471 | 11670.9895 | 4809.1517 | 1897.44 | 5300.5556 | 7373.6831 | 4505.4201 | 5882.1642 | 8527.1371 | 3572.2711 | 3619.6308 | 98.1354 | 64.0694 | 64.0694 | 105.6376 | 134.203 | 74.4911 | 159.696 | 102.5362 | 159.696 | 92.3736 | 114.8427 | 56.6088 | 63.6295 | 77.1618 | 64.7081 | 168532.4817 | 10745.8597 | 4381.043 | 71411.473 | 32167.4799 | 13729.0959 | 4802.0073 | 5105.5342 | 4207.8313 | 4180.8044 | 26223.9337 | 5980.1535 | 7641.5795 | 4748.9123 | 6019.1285 | 157357.8 | 20262.4022 | 10461.048 | 70666.3197 | 40134.651 | 24210.4854 | 9923.883 | 6695.6742 | 9485.0869 | 10728.1874 | 27633.7538 | 11499.0177 | 14896.0165 | 8124.2834 | 9356.8592 | 52.69 | 52.69 | 52.69 | 52.69 | 52.69 | 52.69 | 239.544 | 52.69 | 239.544 | 52.69 | 52.69 | 52.69 | 52.69 | 52.69 | 52.69 | 0.013247 | 5.1218e-07 | 1.6852e-14 | 0.0020534 | 0.0018269 | 4.7558e-12 | 2.9281 | 1.7095e-23 | 1.139e-09 | 4.4816e-08 | 0.0041861 | 2.7997e-09 | 1.0675e-11 | 7.7997e-26 | 4.4794e-08 | 0.013247 | 0.013248 | 0.013248 | 0.015301 | 0.017127 | 0.015301 | 2.9452 | 0.017127 | 2.9452 | 0.015301 | 0.017433 | 0.013247 | 0.015301 | 0.013247 | 0.013247
272 | 155236.0445 | 15787.1286 | 5857.5626 | 66733.1264 | 37160.1147 | 15811.3829 | 11776.975 | 2968.5686 | 6126.051 | 8424.8787 | 26417.9841 | 8635.3211 | 9878.8077 | 3945.7156 | 7164.4456 | n/a | 10776.9656 | 6522.9502 | 2753.0952 | 7706.9027 | 8444.2623 | 7751.6499 | 2076.4318 | 4575.2852 | 9768.8318 | 4105.829 | 6991.2439 | 7004.3086 | 3701.8154 | 4952.4471 | 105.9884 | 73.7904 | 73.7904 | 113.0761 | 139.5969 | 84.8115 | 163.2579 | 110.2058 | 163.2579 | 101.4088 | 120.9149 | 68.2142 | 73.6414 | 85.942 | 74.3832 | 167179.9481 | 11076.8654 | 4401.7257 | 69317.2368 | 31326.384 | 15327.0868 | 5339.5941 | 5251.6568 | 4061.1333 | 5041.8362 | 25534.0331 | 6099.778 | 6085.1938 | 4774.9764 | 6261.7315 | 156322.6 | 21626.7311 | 10866.7759 | 68122.6839 | 37317.1 | 23392.7492 | 12141.2574 | 7262.7886 | 8106.7319 | 14484.0681 | 26901.8621 | 13039.0219 | 12948.2023 | 8178.6918 | 10985.9786 | 130.23 | 130.23 | 130.23 | 130.23 | 159.13 | 130.23 | 159.13 | 159.13 | 159.13 | 130.23 | 130.23 | 130.23 | 130.23 | 130.23 | 130.23 | 0.073046 | 3.1906e-08 | 5.2889e-16 | 0.018937 | 0.035881 | 1.6807e-10 | 0.01462 | 4.163e-25 | 3.7616e-06 | 2.4188e-14 | 0.02105 | 1.0879e-10 | 1.7527e-07 | 2.0574e-23 | 1.6264e-11 | 0.073046 | 0.073046 | 0.073046 | 0.091983 | 0.12786 | 0.091983 | 0.14248 | 0.12786 | 0.14249 | 0.091983 | 0.094096 | 0.073046 | 0.091983 | 0.073046 | 0.073046
273 | 151118.0396 | 15414.0721 | 6084.7612 | 65091.3116 | 36340.5179 | 15228.1534 | 11362.5982 | 2908.0493 | 5835.9006 | 7786.3092 | 25751.3771 | 8034.8366 | 9408.2333 | 4046.9567 | 7015.7581 | n/a | 5858.7842 | 6348.0467 | 4794.397 | 7816.7446 | 9704.2966 | 8724.7045 | 1796.1399 | 5736.9098 | 7893.4149 | 3852.8567 | 6241.4356 | 5639.2941 | 3864.7498 | 4811.7259 | 76.3912 | 37.0613 | 37.0613 | 85.0614 | 119.3744 | 45.8283 | 150.0175 | 81.3105 | 150.0175 | 67.3232 | 98.0916 | 24.3334 | 35.8094 | 52.7986 | 37.829 | 163544.7691 | 9857.851 | 4186.8431 | 66752.0788 | 28990.4372 | 15199.607 | 5613.7583 | 4945.8917 | 4616.2313 | 4325.1796 | 24221.0051 | 6280.289 | 7101.1442 | 4604.6397 | 5768.7612 | 153087 | 15535.1 | 10470.4898 | 67140.2757 | 35523.5819 | 24011.0035 | 14311.0628 | 6697.1316 | 10325.7411 | 11394.0945 | 27317.7618 | 12453.3246 | 12641.9383 | 8464.3895 | 9752.4871 | 82.83 | 95.34 | 95.34 | 82.83 | 245.2668 | 82.83 | 245.2668 | 245.2668 | 245.2668 | 82.83 | 82.83 | 82.83 | 82.83 | 82.83 | 82.83 | 0.05521 | 0.031874 | 8.3483e-14 | 0.013321 | 0.081273 | 3.4455e-12 | 6.794e-06 | 7.9237e-23 | 1.2085e-11 | 5.2749e-10 | 0.0040622 | 2.3027e-11 | 4.7419e-08 | 8.7782e-24 | 5.3673e-09 | 0.05521 | 0.087084 | 0.087084 | 0.068531 | 0.1498 | 0.068531 | 0.14981 | 0.1498 | 0.14981 | 0.068531 | 0.059272 | 0.05521 | 0.068531 | 0.05521 | 0.05521
274 | 153964.266 | 15828.2688 | 5922.3398 | 66237.4836 | 36713.6416 | 15311.2271 | 11653.2873 | 3014.1987 | 5956.4677 | 7930.1425 | 26200.9351 | 8181.9114 | 9708.2664 | 3846.3458 | 6919.3289 | n/a | 13243.961 | 5157.5752 | 4127.6913 | 9125.219 | 9934.8674 | 10569.7147 | 2307.8606 | 4451.2151 | 7898.1628 | 4076.1211 | 7739.2454 | 8154.7908 | 3464.9202 | 4917.5237 | 31.042 | -8.4637 | -8.4637 | 39.7617 | 75.8792 | -3.6997 | 108.1581 | 35.7832 | 108.1581 | 18.9428 | 55.8246 | -26.342 | -10.6422 | 8.1137 | -7.6551 | 171359.8846 | 10517.1603 | 4273.2518 | 73009.4438 | 29204.4699 | 14360.0274 | 5703.8297 | 5208.4966 | 4357.6865 | 4159.6153 | 25205.9603 | 5806.0059 | 7106.4259 | 4633.6081 | 6101.3167 | 157494.9143 | 23452.9213 | 9384.627 | 72408.4463 | 37099.8 | 23599.4948 | 16165.6444 | 7431.9572 | 8701.0016 | 11969.9781 | 27090.9 | 12937.6513 | 13771.0167 | 7944.4283 | 10678.2404 | 20.4564 | 20.4564 | 20.4564 | 20.4564 | 95.21 | 20.4564 | 95.21 | 95.21 | 95.21 | 20.4564 | 27.7 | 20.4564 | 20.4564 | 20.4564 | 20.4564 | 0.029809 | 4.4767e-10 | 1.408e-11 | 0.001009 | 0.029299 | 1.4199e-11 | 9.3233e-08 | 2.0721e-25 | 7.6324e-08 | 8.7266e-11 | 0.011487 | 6.8133e-12 | 2.453e-09 | 2.874e-23 | 1.092e-11 | 0.029809 | 0.029809 | 0.029809 | 0.030818 | 0.060118 | 0.030818 | 0.060118 | 0.060118 | 0.060118 | 0.030818 | 0.041297 | 0.029809 | 0.030818 | 0.029809 | 0.029809
275 | 155597.8079 | 15843.5642 | 6148.2126 | 66857.7594 | 37125.1391 | 15621.2313 | 11864.1302 | 2929.7464 | 5964.0655 | 7940.1864 | 26419.5929 | 7963.3956 | 9689.6149 | 4252.0386 | 6968.0727 | n/a | 9123.0151 | 5450.5467 | 3684.1747 | 8169.5581 | 10168.7092 | 9072.0802 | 1851.974 | 4711.5602 | 9735.6641 | 4392.8683 | 7423.4641 | 6727.6162 | 3917.605 | 5961.2387 | 62.9014 | 24.7172 | 24.7172 | 71.3217 | 105.0422 | 32.2322 | 135.1622 | 67.6281 | 135.1622 | 53.3603 | 84.7056 | 11.1043 | 23.2747 | 40.1858 | 25.4717 | 166443.5372 | 10239.7578 | 4245.9311 | 67785.2909 | 30336.4996 | 14409.953 | 5050.5567 | 5082.7317 | 4349.9299 | 4103.3401 | 26266.4362 | 6006.5576 | 6939.8493 | 4540.0492 | 6010.9 | 156249.2 | 19184.6729 | 9696.4778 | 68582.2284 | 38533.3205 | 24218.6622 | 14399.9828 | 6892.7058 | 9061.4901 | 13658.8041 | 28569.6045 | 13250.2217 | 12110.6655 | 7932.7542 | 11943.1387 | 132.05 | 132.05 | 132.05 | 132.05 | 132.05 | 132.05 | 132.05 | 132.05 | 132.05 | 132.05 | 132.05 | 132.05 | 132.05 | 132.05 | 132.05 | 0.08324 | 1.3771e-05 | 1.8671e-11 | 0.016071 | 0.01212 | 9.8899e-12 | 3.1566e-05 | 1.2882e-23 | 1.4494e-08 | 2.3253e-14 | 0.0018337 | 2.7447e-13 | 1.9514e-06 | 2.5259e-19 | 1.0914e-14 | 0.08324 | 0.083254 | 0.083254 | 0.099311 | 0.11143 | 0.099311 | 0.11146 | 0.11143 | 0.11146 | 0.099311 | 0.085074 | 0.08324 | 0.099313 | 0.08324 | 0.08324
276 | 151666.3159 | 15699.5365 | 5770.0835 | 65296.0437 | 36361.8187 | 15046.8781 | 11705.1799 | 2865.4493 | 5824.4052 | 7611.0729 | 25820.4963 | 8109.1568 | 9649.0306 | 4113.8675 | 6799.2882 | n/a | 9361.2892 | 6132.4924 | 3207.69 | 9719.8021 | 9863.2835 | 8790.7476 | 2219.5494 | 4737.6124 | 8538.8848 | 3037.2079 | 5713.7573 | 6102.3016 | 3393.6581 | 5343.9603 | 114.3152 | 80.0217 | 80.0217 | 121.8638 | 150.059 | 91.8864 | 175.2131 | 118.8134 | 175.2131 | 109.5311 | 130.1198 | 74.2419 | 79.8918 | 92.94 | 80.6519 | 162323.6166 | 10322.2703 | 4332.1779 | 63504.2196 | 29440.137 | 13511.9127 | 5128.4384 | 5138.8541 | 4268.2353 | 4386.6974 | 24319.2289 | 6067.3583 | 6068.2091 | 4552.408 | 6029.4102 | 154472.9 | 19515.8594 | 10464.6704 | 64088.2096 | 38118.5392 | 23361.1962 | 13771.186 | 7346.3035 | 9005.8477 | 12911.5822 | 26705.1368 | 11781.1156 | 10707.0107 | 7817.8661 | 11373.3705 | 82.8 | 82.8 | 82.8 | 237.6498 | 237.6498 | 237.6498 | 237.6498 | 237.6498 | 237.6498 | 237.6498 | 82.8 | 237.6498 | 237.6498 | 82.8 | 82.8 | 0.042714 | 4.03e-06 | 2.5303e-15 | 0.06936 | 0.0086762 | 9.0601e-12 | 0.00011021 | 5.7426e-27 | 6.7632e-09 | 5.8873e-14 | 0.011357 | 1.0026e-09 | 0.00050387 | 5.2101e-20 | 5.7926e-14 | 0.042714 | 0.042718 | 0.042718 | 0.11207 | 0.12075 | 0.11207 | 0.12086 | 0.12075 | 0.12086 | 0.11207 | 0.054071 | 0.042714 | 0.11258 | 0.042714 | 0.042714
277 | 154565.895 | 15596.0315 | 5944.0707 | 66485.6237 | 37043.2367 | 15628.0091 | 11910.0815 | 3028.0878 | 5970.6772 | 8064.5403 | 26230.7157 | 8109.8751 | 9726.2665 | 4056.3925 | 6939.7513 | n/a | 11119.052 | 6098.2787 | 3781.3152 | 6731.4177 | 10576.962 | 9604.2546 | 1667.9434 | 4370.2423 | 9484.3352 | 5108.7257 | 4740.7803 | 6886.7288 | 3737.771 | 5237.3686 | 99.1165 | 63.4702 | 63.4702 | 106.9676 | 136.9872 | 74.0595 | 163.7801 | 103.7059 | 163.7801 | 92.8536 | 116.8322 | 55.2654 | 62.9379 | 77.2302 | 64.1414 | 167453.6428 | 10259.2235 | 4303.0091 | 67397.7171 | 30451.4593 | 14073.5339 | 5177.585 | 5205.2833 | 4279.4687 | 4573.9236 | 25766.2249 | 5848.4885 | 6745.236 | 4550.6018 | 6014.0777 | 158261.4 | 20002.0755 | 9239.3878 | 68232.4 | 36731.377 | 24304.696 | 14726.4396 | 6760.5267 | 8608.011 | 14058.2588 | 28867.6507 | 10243.4688 | 12806.8649 | 7961.1728 | 11186.9463 | 63.8882 | 63.8882 | 63.8882 | 65.2199 | 227.5216 | 65.2199 | 227.5216 | 227.5216 | 227.5216 | 65.2199 | 63.8882 | 65.2199 | 65.2199 | 63.8882 | 63.8882 | 0.027034 | 8.9532e-07 | 4.3956e-11 | 0.015818 | 0.053911 | 8.1528e-12 | 1.4717e-05 | 1.0371e-21 | 1.31e-07 | 9.4697e-15 | 0.00087397 | 1.5978e-06 | 1.3806e-07 | 3.0765e-21 | 6.7591e-13 | 0.027034 | 0.027035 | 0.027035 | 0.042853 | 0.096763 | 0.042853 | 0.096778 | 0.096763 | 0.096778 | 0.042853 | 0.027908 | 0.027036 | 0.042853 | 0.027034 | 0.027034
278 | 154831.564 | 15605.7936 | 5897.7441 | 66577.1645 | 37028.1204 | 15641.2415 | 11862.3696 | 3271.0857 | 6138.5429 | 7893.8423 | 26106.01 | 8114.2868 | 10140.291 | 4126.0397 | 7032.2371 | n/a | 10436.7682 | 5981.3657 | 3448.665 | 6043.3322 | 11421.8525 | 5978.4508 | 1799.198 | 4346.4522 | 9044.7344 | 4295.2325 | 5567.7759 | 7631.0425 | 3972.8198 | 6329.9317 | 117.2522 | 82.0893 | 82.0893 | 124.9922 | 153.9008 | 94.2582 | 179.6912 | 121.8646 | 179.6912 | 112.3493 | 133.4549 | 76.1673 | 81.9569 | 95.3345 | 82.7354 | 163291.4835 | 10332.5248 | 4383.0448 | 66445.4583 | 30305.2157 | 14352.4362 | 5296.3199 | 5117.9905 | 4259.359 | 4431.1785 | 24519.8175 | 5489.8556 | 5718.9961 | 4619.8154 | 5775.3175 | 156127.7 | 19662.393 | 10316.0105 | 67196.6398 | 35997.3479 | 25344.1887 | 11167.1707 | 6917.1885 | 8498.2112 | 13150.1129 | 27945.8501 | 10953.3316 | 11634.8552 | 8510.8352 | 12069.6493 | 135.45 | 135.45 | 135.45 | 135.45 | 243.8278 | 135.45 | 269.5368 | 243.8278 | 269.5368 | 135.45 | 135.45 | 135.45 | 135.45 | 135.45 | 135.45 | 0.068427 | 2.1182e-06 | 2.8677e-14 | 0.027699 | 0.093006 | 6.0338e-13 | 0.21515 | 7.7325e-20 | 6.6546e-07 | 1.9408e-13 | 0.0027964 | 5.4768e-08 | 0.000113 | 3.2545e-23 | 9.9235e-15 | 0.068427 | 0.068429 | 0.068429 | 0.096126 | 0.18913 | 0.096126 | 0.40428 | 0.18913 | 0.40428 | 0.096126 | 0.071224 | 0.068427 | 0.096239 | 0.068427 | 0.068427
279 | 159002.5176 | 16291.7335 | 5886.9876 | 68229.2233 | 37803.5471 | 15850.238 | 12258.4303 | 2965.81 | 6241.874 | 8267.1135 | 27039.5166 | 8080.5369 | 10079.9497 | 4156.4049 | 7431.4425 | n/a | 12724.8314 | 5153.2699 | 3867.1447 | 9010.7958 | 9088.9319 | 7964.01 | 1979.2654 | 3478.031 | 7473.632 | 3967.1098 | 7210.5746 | 7480.4269 | 3370.6607 | 3937.5298 | 96.4597 | 60.5163 | 60.5163 | 104.377 | 134.7726 | 70.8856 | 161.903 | 101.072 | 161.903 | 89.9166 | 114.5506 | 51.8547 | 59.9093 | 74.4496 | 61.1959 | 164406.2758 | 10355.1724 | 4167.3333 | 67775.6429 | 31799.0441 | 13911.2102 | 5262.1096 | 5095.3716 | 4224.5904 | 4068.5335 | 24460.5287 | 6016.3895 | 7339.389 | 4652.6125 | 6362.8455 | 158731.3758 | 22965.8038 | 9206.4032 | 68450.9876 | 39204.1399 | 22769.7422 | 13220.7196 | 6650.5369 | 7697.2214 | 11374.1655 | 28276.1385 | 13164.5641 | 14764.4159 | 8023.2731 | 10288.9753 | 183.2609 | 183.2609 | 183.2609 | 183.2609 | 183.2609 | 183.2609 | 183.2609 | 183.2609 | 183.2609 | 183.2609 | 183.2609 | 183.2609 | 183.2609 | 183.2609 | 183.2609 | 0.10962 | 6.9975e-09 | 3.0771e-11 | 0.033828 | 0.012469 | 9.3476e-10 | 0.0029602 | 7.2494e-22 | 4.8504e-05 | 1.608e-08 | 0.0072852 | 1.0582e-12 | 3.9278e-10 | 1.3344e-20 | 6.7224e-09 | 0.10962 | 0.10962 | 0.10962 | 0.14345 | 0.15592 | 0.14345 | 0.15888 | 0.15592 | 0.15892 | 0.14345 | 0.1169 | 0.10962 | 0.14345 | 0.10962 | 0.10962
280 | 154901.0242 | 15961.3462 | 6028.5609 | 66587.0853 | 37058.0086 | 15434.1876 | 12024.8017 | 3036.4197 | 5900.5405 | 7805.0656 | 26367.2848 | 8173.0941 | 9652.6207 | 4060.8649 | 7072.8773 | n/a | 9774.6964 | 5300.2791 | 3845.1905 | 8928.8171 | 8953.5226 | 6118.1143 | 2116.698 | 4192.5466 | 7018.7812 | 4217.3019 | 5302.3853 | 6503.5464 | 3156.5502 | 4885.377 | 145.4407 | 113.4517 | 113.4517 | 152.4728 | 177.3709 | 127.9523 | 199.5615 | 149.8064 | 199.5615 | 143.5181 | 157.6476 | 112.3865 | 114.1128 | 124.8481 | 114.0076 | 167991.9912 | 10664.4603 | 4272.8146 | 70866.9653 | 32809.0169 | 15181.5224 | 5249.4066 | 5152.3273 | 4443.7443 | 4539.6863 | 25129.7209 | 6016.2253 | 7380.6456 | 4629.3952 | 6191.658 | 157743.5912 | 19835.1567 | 9459.0937 | 72129.6559 | 41154.334 | 23745.145 | 11367.5209 | 7240.6253 | 8636.291 | 11178.9675 | 26989.2228 | 11308.2106 | 12853.592 | 7571.2453 | 10275.035 | 105.6701 | 105.6701 | 105.6701 | 105.6701 | 105.6701 | 105.6701 | 299.3423 | 105.6701 | 299.3423 | 105.6701 | 105.6701 | 105.6701 | 105.6701 | 105.6701 | 105.6701 | 0.042914 | 4.0898e-06 | 2.5308e-11 | 0.0015186 | 0.0011699 | 1.5907e-11 | 0.1952 | 4.0098e-24 | 7.0341e-08 | 1.7752e-09 | 0.017166 | 1.4777e-08 | 7.6556e-08 | 2.6668e-19 | 4.2534e-10 | 0.042914 | 0.042918 | 0.042918 | 0.044433 | 0.045603 | 0.044433 | 0.24081 | 0.045603 | 0.24081 | 0.044433 | 0.06008 | 0.042914 | 0.044433 | 0.042914 | 0.042914
281 | 152325.3574 | 15262.0129 | 5754.9247 | 65603.4222 | 36463.0268 | 15609.01 | 11628.8682 | 2839.6581 | 5930.9643 | 8190.0859 | 25925.2121 | 8232.4213 | 9691.9699 | 4035.3917 | 6814.0391 | n/a | 10423.0752 | 5699.8784 | 3013.3457 | 8408.7651 | 12225.9802 | 8373.4273 | 2232.2337 | 2086.2176 | 6937.6634 | 3168.2515 | 6348.6472 | 8199.7853 | 3633.833 | 4829.1359 | 92.0313 | 55.7904 | 55.7904 | 100.0154 | 130.8515 | 65.7832 | 158.3779 | 96.6589 | 158.3779 | 85.092 | 110.6134 | 46.4745 | 55.073 | 69.9271 | 56.48 | 168955.7408 | 9972.4043 | 4185.7677 | 70814.8009 | 31308.8309 | 14594.7749 | 5193.9539 | 5210.7135 | 4549.4455 | 4556.4355 | 24512.9381 | 5938.2096 | 7000.8182 | 4569.4142 | 6204.9675 | 155296.5565 | 18805.5795 | 8604.5461 | 67198.0623 | 37616.3 | 26659.2551 | 12983.0156 | 6989.4472 | 6550.5631 | 11403.7988 | 26289.1896 | 12215.6569 | 12435.9152 | 8051.5471 | 10979.4034 | 64.51 | 64.51 | 64.51 | 64.51 | 69.4463 | 64.51 | 69.4463 | 69.4463 | 69.4463 | 64.51 | 97.2612 | 64.51 | 64.51 | 64.51 | 64.51 | 0.040767 | 6.1092e-06 | 4.0899e-10 | 0.016879 | 0.014847 | 1.8203e-14 | 0.00082788 | 2.4231e-25 | 0.0061709 | 8.4237e-09 | 0.024839 | 3.0018e-10 | 5.2276e-07 | 6.9889e-22 | 6.9584e-13 | 0.040767 | 0.040773 | 0.040773 | 0.057646 | 0.072493 | 0.057646 | 0.073321 | 0.072493 | 0.079492 | 0.057646 | 0.065606 | 0.040767 | 0.057647 | 0.040767 | 0.040767
282 | 152280.7534 | 15410.1728 | 5829.309 | 65565.5688 | 36552.6643 | 15336.6011 | 11833.8567 | 2879.6338 | 6162.0834 | 7780.5538 | 25997.041 | 8181.8099 | 9483.8389 | 4057.3682 | 6880.3756 | n/a | 12284.0287 | 7389.0308 | 4729.4393 | 11024.6356 | 8497.6431 | 9533.627 | 1943.6978 | 2655.5823 | 9223.9544 | 4502.0439 | 7050.1011 | 6078.0825 | 4277.4056 | 6067.3705 | 144.4827 | 112.3329 | 112.3329 | 151.5506 | 176.635 | 126.7569 | 198.9927 | 148.863 | 198.9927 | 142.44 | 156.8615 | 111.074 | 112.9633 | 123.815 | 112.893 | 166987.4084 | 10424.7954 | 4339.9888 | 68132.399 | 32837.8755 | 13744.0867 | 4979.1145 | 5046.3712 | 4036.3779 | 4454.2761 | 26031.3839 | 5797.2742 | 6882.4666 | 4610.2615 | 5961.7124 | 158104 | 21848.4732 | 10965.3688 | 69623.4808 | 42813.0536 | 21452.5299 | 14341.584 | 6860.669 | 6653.3602 | 13087.1304 | 29766.7278 | 12649.2754 | 12013.3492 | 8750.7671 | 11392.6829 | 62.5901 | 62.5901 | 62.5901 | 62.5901 | 62.5901 | 62.5901 | 62.5901 | 62.5901 | 62.5901 | 62.5901 | 62.5901 | 62.5901 | 62.5901 | 62.5901 | 62.5901 | 0.0066844 | 5.1301e-09 | 1.9937e-16 | 0.0036583 | 0.00016552 | 4.2304e-09 | 3.3566e-05 | 4.3319e-24 | 0.01055 | 1.0326e-13 | 0.00015631 | 2.6787e-11 | 1.0009e-06 | 4.5309e-25 | 1.1481e-13 | 0.0066844 | 0.0066844 | 0.0066844 | 0.010343 | 0.010508 | 0.010343 | 0.010542 | 0.010508 | 0.021091 | 0.010343 | 0.0068407 | 0.0066844 | 0.010344 | 0.0066844 | 0.0066844
283 | 157871.2761 | 15642.0917 | 6034.0813 | 67788.2716 | 37811.1467 | 15784.8812 | 12280.0929 | 2921.1214 | 6205.4237 | 8067.625 | 26938.963 | 8461.3171 | 10191.2316 | 4154.1444 | 7014.306 | n/a | 10493.1997 | 6923.5958 | 5412.1142 | 10733.5972 | 11703.6248 | 6641.6931 | 1166.2623 | 3385.7108 | 6876.8091 | 3794.7725 | 7647.2411 | 6557.0955 | 3597.2311 | 4390.2574 | 130.1414 | 99.1498 | 99.1498 | 136.9568 | 161.4677 | 112.246 | 183.3195 | 134.3239 | 183.3195 | 127.5742 | 142.6711 | 96.9178 | 99.5733 | 110.3722 | 99.6973 | 164144.3651 | 10564.6847 | 4404.0659 | 67650.83 | 31876.2796 | 15108.4388 | 5293.0109 | 5257.9464 | 4347.7234 | 4517.0611 | 25580.0223 | 5780.1969 | 6795.9942 | 4632.4784 | 6202.117 | 158835.1651 | 21043.4844 | 11313.2618 | 71567.9442 | 41698.9768 | 26744.7636 | 11690.104 | 6424.2088 | 7733.4342 | 11393.8702 | 27732.1948 | 13360.1381 | 13242.8897 | 7789.9095 | 10592.3744 | 148.1257 | 148.1257 | 148.1257 | 148.1257 | 148.1257 | 148.1257 | 274.9793 | 148.1257 | 274.9793 | 148.1257 | 148.1257 | 148.1257 | 148.1257 | 148.1257 | 148.1257 | 0.076179 | 8.1524e-08 | 2.5163e-16 | 0.0047097 | 0.0014998 | 3.1363e-14 | 0.16582 | 3.5129e-21 | 3.3474e-05 | 3.8723e-09 | 0.013684 | 7.4457e-12 | 2.7384e-07 | 1.6344e-19 | 4.1739e-11 | 0.076179 | 0.076179 | 0.076179 | 0.080888 | 0.082388 | 0.080888 | 0.24821 | 0.082388 | 0.24824 | 0.080888 | 0.089863 | 0.076179 | 0.080889 | 0.076179 | 0.076179
284 | 156701.6171 | 15693.9285 | 5911.2881 | 67320.9892 | 37515.724 | 15684.0687 | 11953.5049 | 3054.4159 | 6082.972 | 8074.4526 | 26530.6686 | 8198.881 | 10046.9788 | 4049.2637 | 7214.995 | n/a | 10023.3652 | 6971.1712 | 5750.7283 | 10045.9205 | 9320.5373 | 7012.5206 | 2187.9604 | 4604.3621 | 6654.2078 | 4034.5139 | 5600.0803 | 6385.1692 | 3240.4617 | 3838.4278 | 189.6853 | 159.5314 | 159.5314 | 196.3016 | 217.8712 | 177.8523 | 237.0637 | 194.0308 | 237.0637 | 191.3152 | 197.7561 | 164.3896 | 161.2146 | 169.388 | 160.0122 | 170206.4287 | 10881.1794 | 4140.6148 | 69619.3601 | 30561.8003 | 13841.3286 | 5031.2848 | 5053.4133 | 4298.9325 | 3676.6935 | 27270.1844 | 5921.6044 | 7359.0552 | 4539.9743 | 5965.1696 | 157824.1 | 20021.0445 | 11077.486 | 69545.8598 | 38092.8154 | 22011.7659 | 12105.5 | 7196.3736 | 8820.6946 | 9332.6013 | 29412.0983 | 11369.8847 | 12062.3012 | 7683.5359 | 9798.2973 | 192.56 | 192.56 | 192.56 | 192.56 | 192.56 | 192.56 | 204.27 | 192.56 | 204.27 | 192.56 | 192.56 | 192.56 | 192.56 | 192.56 | 192.56 | 0.072368 | 1.1602e-06 | 2.6069e-16 | 0.012648 | 0.025051 | 3.5105e-09 | 0.026952 | 1.138e-23 | 1.0339e-07 | 8.6531e-05 | 0.00063931 | 1.3064e-08 | 1.3737e-05 | 5.9319e-20 | 1.9621e-08 | 0.072368 | 0.072369 | 0.072369 | 0.085015 | 0.11007 | 0.085015 | 0.13702 | 0.11007 | 0.13702 | 0.085102 | 0.073007 | 0.072368 | 0.085029 | 0.072368 | 0.072368
285 | 157579.6791 | 15882.3165 | 5814.9193 | 67633.0534 | 37772.4214 | 15810.8043 | 11994.0698 | 3030.7998 | 5955.6488 | 8286.2688 | 26653.3193 | 8211.4013 | 9897.337 | 4074.178 | 7307.264 | n/a | 8135.6324 | 5102.9903 | 4660.3369 | 8333.8398 | 11754.8498 | 6631.3512 | 1904.4919 | 4131.7621 | 8935.6619 | 3154.6166 | 5762.9518 | 4829.1427 | 3230.1105 | 6226.8295 | 132.8253 | 102.201 | 102.201 | 139.5589 | 163.6265 | 115.5158 | 185.0807 | 136.9767 | 185.0807 | 130.5652 | 144.9303 | 100.4666 | 102.7047 | 113.2192 | 102.7385 | 167284.444 | 10797.5514 | 4271.8969 | 68426.8933 | 29815.6571 | 14352.9742 | 5181.1025 | 5123.0251 | 4441.0489 | 4793.9024 | 23650.0896 | 5886.1502 | 7527.3105 | 4702.5749 | 6073.9348 | 158693.7 | 18868.5838 | 9339.5872 | 68869.3322 | 36500.7989 | 25781.5241 | 12048.6557 | 7027.5171 | 8559.811 | 13654.0643 | 25351.9062 | 11398.3021 | 12061.3533 | 7816.2854 | 12300.7643 | 144.64 | 144.64 | 144.64 | 144.64 | 245.4398 | 144.64 | 245.4398 | 245.4398 | 245.4398 | 144.64 | 217.3954 | 144.64 | 144.64 | 144.64 | 144.64 | 0.072706 | 3.2941e-05 | 6.2591e-12 | 0.020596 | 0.1077 | 4.0004e-13 | 0.035452 | 4.4578e-23 | 1.4865e-07 | 3.931e-13 | 0.17806 | 1.2398e-08 | 6.7189e-06 | 2.2861e-20 | 3.7674e-14 | 0.072706 | 0.072739 | 0.072739 | 0.093302 | 0.201 | 0.093302 | 0.23645 | 0.201 | 0.23645 | 0.093302 | 0.25076 | 0.072706 | 0.093309 | 0.072706 | 0.072706
286 | 153940.446 | 15594.2525 | 5912.9832 | 66200.0655 | 36978.6935 | 15440.8238 | 11846.9682 | 2909.5616 | 5902.1864 | 8015.3314 | 26110.6961 | 7987.6271 | 9717.5861 | 3996.9536 | 6943.7179 | n/a | 11642.0908 | 6248.3664 | 5283.7506 | 9104.3021 | 8694.2894 | 8312.3359 | 2185.6598 | 3813.8788 | 7997.2642 | 3550.1066 | 6449.7788 | 6857.8522 | 3147.7308 | 5657.9264 | 101.1295 | 67.0515 | 67.0515 | 108.6336 | 137.1022 | 77.7387 | 162.5071 | 105.5448 | 162.5071 | 95.5594 | 117.6493 | 59.9182 | 66.6711 | 80.0987 | 67.688 | 165844.6815 | 10839.7211 | 4459.0073 | 68871.7411 | 28683.1991 | 14164.0542 | 5571.3018 | 5130.4194 | 4310.8861 | 4024.7539 | 25033.7758 | 5918.8154 | 7214.5484 | 4532.9196 | 6148.0266 | 156063.4 | 21561.0119 | 10599.3737 | 72082.8916 | 37068.8013 | 22390.7436 | 13803.7377 | 7186.6792 | 8044.8649 | 11737.1181 | 26427 | 12185.8942 | 13855.5006 | 7631.1504 | 11124.053 | 92.49 | 92.49 | 92.49 | 92.49 | 169.9446 | 92.49 | 169.9446 | 169.9446 | 169.9446 | 92.49 | 110.64 | 92.49 | 92.49 | 92.49 | 92.49 | 0.053187 | 1.9631e-08 | 5.5904e-15 | 0.0012045 | 0.038007 | 5.4399e-10 | 0.00016124 | 1.7661e-25 | 1.2199e-06 | 5.0761e-10 | 0.026761 | 5.9255e-11 | 1.8346e-09 | 3.4811e-20 | 1.0121e-12 | 0.053187 | 0.053187 | 0.053187 | 0.054392 | 0.092399 | 0.054392 | 0.092561 | 0.092399 | 0.092562 | 0.054392 | 0.079948 | 0.053187 | 0.054392 | 0.053187 | 0.053187
287 | 156917.7121 | 15906.1503 | 6024.0528 | 67404.1703 | 37483.1549 | 15742.1227 | 11753.8013 | 3067.3797 | 5998.95 | 8155.8194 | 26871.3815 | 8587.0266 | 9959.8395 | 4036.4469 | 7335.7545 | n/a | 10911.7874 | 6516.289 | 4757.7345 | 11262.1971 | 8963.9717 | 7755.9827 | 1992.6637 | 5276.0747 | 8207.4402 | 3220.8079 | 6715.6212 | 8946.3649 | 3297.3458 | 5127.0433 | 97.564 | 61.4922 | 61.4922 | 105.5094 | 135.9861 | 71.9658 | 163.1885 | 102.1961 | 163.1885 | 91.0473 | 115.6698 | 52.8845 | 60.8984 | 75.4625 | 62.1737 | 165589.498 | 11230.4549 | 4374.2597 | 67170.5186 | 30338.8592 | 14275.7312 | 5177.1319 | 4935.4286 | 4124.5557 | 3969.0973 | 24031.9074 | 5935.0406 | 6504.9736 | 4735.6357 | 6214.6276 | 158458.1 | 19284.1423 | 10876.7486 | 69256.8531 | 39512.9562 | 23109.3029 | 12933.1146 | 6884.7922 | 9400.6303 | 12176.5374 | 27095.7153 | 12520.2617 | 15204.3385 | 7730.5815 | 11112.5728 | 114.98 | 114.98 | 114.98 | 114.98 | 114.98 | 114.98 | 114.98 | 114.98 | 114.98 | 114.98 | 130.3409 | 114.98 | 114.98 | 114.98 | 114.98 | 0.0641 | 1.3011e-05 | 3.427e-15 | 0.015197 | 0.0071889 | 2.661e-10 | 0.0014221 | 6.7095e-22 | 3.7475e-09 | 1.6582e-10 | 0.030959 | 8.183e-10 | 3.3923e-11 | 2.6559e-20 | 3.4454e-11 | 0.0641 | 0.064113 | 0.064113 | 0.079298 | 0.086487 | 0.079298 | 0.087909 | 0.086487 | 0.087909 | 0.079298 | 0.095059 | 0.0641 | 0.079298 | 0.0641 | 0.0641
288 | 152925.175 | 15303.3175 | 5541.1811 | 65830.0244 | 36511.9473 | 15423.1465 | 11798.4366 | 2824.8079 | 5841.4884 | 8014.5459 | 26036.1381 | 8206.5312 | 9482.3555 | 3955.8856 | 6719.8764 | n/a | 10271.5786 | 5046.7441 | 4817.1467 | 8420.1949 | 11264.0363 | 6066.4794 | 1623.4005 | 4733.076 | 7061.5205 | 4730.0717 | 6531.9209 | 7747.5184 | 2988.521 | 4850.4064 | 72.7683 | 33.9022 | 33.9022 | 81.3369 | 115.3437 | 42.325 | 145.7147 | 77.6177 | 145.7147 | 63.6291 | 94.3906 | 21.0209 | 32.6102 | 49.4998 | 34.6631 | 170191.2287 | 10779.7243 | 4297.6667 | 70909.0078 | 31041.1669 | 14674.3884 | 5184.4438 | 5058.41 | 4365.4964 | 4085.6891 | 25666.1156 | 6004.8978 | 7565.6286 | 4597.6747 | 5943.3035 | 154824.3 | 20075.6029 | 9329.9107 | 69959.8545 | 37005.9618 | 25133.6247 | 11243.2233 | 6612.2105 | 9090.8724 | 11010.8096 | 29548.6874 | 11868.4187 | 14265.547 | 7505.8957 | 10551.2099 | 84.06 | 84.06 | 84.06 | 84.06 | 104.8941 | 84.06 | 241.0094 | 104.8941 | 241.0094 | 84.06 | 84.06 | 84.06 | 84.06 | 84.06 | 84.06 | 0.056778 | 2.9231e-07 | 3.3674e-13 | 0.0035333 | 0.026591 | 4.1673e-13 | 0.16183 | 1.9901e-23 | 5.0885e-09 | 1.7372e-08 | 0.00023101 | 1.2958e-09 | 8.1515e-11 | 5.9629e-20 | 3.677e-12 | 0.056778 | 0.056778 | 0.056778 | 0.060311 | 0.086902 | 0.060311 | 0.24874 | 0.086902 | 0.24874 | 0.060311 | 0.057009 | 0.056778 | 0.060311 | 0.056778 | 0.056778
289 | 155926.0479 | 15688.9547 | 5694.5976 | 67013.1794 | 37226.2591 | 15612.5706 | 11898.2361 | 3041.1094 | 6029.9269 | 8242.9708 | 26532.4367 | 8366.7823 | 9975.8727 | 3896.3259 | 7243.4049 | n/a | 8850.0992 | 4976.6929 | 3719.5395 | 8198.1403 | 10674.2161 | 8119.5187 | 1630.0092 | 3786.268 | 6347.642 | 4854.4563 | 5930.5091 | 6670.5205 | 3132.7469 | 5525.7535 | 37.2209 | -5.4406 | -5.4406 | 46.6362 | 85.505 | 0.031333 | 120.241 | 42.357 | 120.241 | 24.3973 | 63.7413 | -24.3345 | -7.7185 | 12.3988 | -4.5703 | 165472.6822 | 10283.1237 | 4304.1418 | 68245.4175 | 30631.8606 | 15159.8901 | 5418.0379 | 5298.5578 | 4216.6009 | 4786.3666 | 24854.7595 | 6246.5437 | 6811.8587 | 4566.7174 | 6003.0121 | 157820.7 | 19068.6229 | 9216.2347 | 69400.257 | 37496.4009 | 24917.6063 | 12889.5567 | 6876.167 | 7354.8689 | 10449.4086 | 26765.4 | 11945.1528 | 13429.9792 | 7219.2642 | 11528.7656 | 64.1 | 64.1 | 64.1 | 64.1 | 126.8033 | 64.1 | 126.8033 | 126.8033 | 126.8033 | 64.1 | 101.84 | 64.1 | 64.1 | 64.1 | 64.1 | 0.05731 | 1.1583e-05 | 3.9422e-12 | 0.011618 | 0.032543 | 1.5966e-12 | 0.0025181 | 3.6638e-22 | 7.0989e-05 | 1.0974e-06 | 0.030446 | 2.6624e-09 | 4.2887e-08 | 4.5186e-19 | 1.5422e-12 | 0.05731 | 0.057322 | 0.057322 | 0.068928 | 0.10147 | 0.068928 | 0.10399 | 0.10147 | 0.10406 | 0.068929 | 0.087756 | 0.05731 | 0.068928 | 0.05731 | 0.05731
290 | 152697.2467 | 15758.0677 | 5949.1158 | 65745.3108 | 36590.5152 | 15264.7149 | 12058.441 | 2849.9931 | 6172.5415 | 7890.0228 | 25866.2778 | 7837.4106 | 9711.3827 | 3909.3203 | 7058.6259 | n/a | 9428.0795 | 5623.6088 | 4125.5876 | 7941.6745 | 11506.0978 | 4984.9552 | 2277.156 | 4148.9205 | 8715.4025 | 3801.8438 | 5590.1199 | 6845.6304 | 2907.2004 | 5230.8406 | 64.5407 | 25.7076 | 25.7076 | 73.1039 | 107.3769 | 33.4009 | 137.99 | 69.3502 | 137.99 | 54.8748 | 86.6782 | 11.927 | 24.2521 | 41.4295 | 26.4745 | 162088.0609 | 8110.0222 | 4295.2157 | 68912.2593 | 31624.0085 | 14250.6725 | 5377.6662 | 5007.8962 | 4197.5318 | 4851.6123 | 22236.2279 | 5730.8857 | 6870.4917 | 4494.9575 | 5967.3171 | 155623.6892 | 17440.8016 | 9883.5244 | 70793.2469 | 38801.583 | 25552.4703 | 10316.6215 | 7265.7522 | 8346.4524 | 13561.8148 | 25868.2 | 11121.9056 | 13412.1221 | 7202.7579 | 11156.7577 | 46.1172 | 46.1172 | 46.1172 | 46.1172 | 46.1172 | 46.1172 | 236.7102 | 46.1172 | 236.7102 | 46.1172 | 163.66 | 46.1172 | 46.1172 | 46.1172 | 46.1172 | 0.041342 | 0.00073109 | 7.8276e-13 | 0.0019813 | 0.0058737 | 7.0796e-14 | 1.7869 | 9.7064e-27 | 1.6589e-06 | 2.4517e-14 | 0.042643 | 3.7203e-09 | 1.0796e-08 | 7.2427e-19 | 2.4105e-12 | 0.041342 | 0.042073 | 0.042073 | 0.043323 | 0.049197 | 0.043323 | 1.8361 | 0.049197 | 1.8361 | 0.043323 | 0.083985 | 0.041342 | 0.043323 | 0.041342 | 0.041342
291 | 152454.1648 | 15581.9076 | 5944.7962 | 65638.4639 | 36594.6889 | 15437.6687 | 11708.1339 | 2830.4484 | 5676.0223 | 7969.0321 | 26049.2191 | 7913.0793 | 9726.8911 | 3772.8467 | 7005.1108 | n/a | 9508.3888 | 5600.6833 | 3557.0185 | 8425.0506 | 10621.2672 | 7331.3446 | 1958.4307 | 4568.8564 | 5561.9362 | 4574.3334 | 7303.6116 | 9005.7505 | 3471.3865 | 5271.4948 | 103.4358 | 67.7075 | 67.7075 | 111.304 | 141.2448 | 78.683 | 167.9651 | 108.0536 | 167.9651 | 97.4263 | 120.925 | 59.9398 | 67.2564 | 81.4302 | 68.3769 | 167085.5226 | 11068.3647 | 4379.4104 | 70198.9762 | 29454.4456 | 15019 | 4982.8013 | 5220.2148 | 4100.1474 | 4809.4964 | 24031.9398 | 5926.2806 | 8025.1158 | 4687.8757 | 5833.6369 | 154787.6 | 19019.5535 | 9954.0937 | 69869.8986 | 37215.2 | 24866.0672 | 12215.4459 | 7079.6455 | 8580.7038 | 9663.3326 | 26617.0732 | 13163.7922 | 15704.7663 | 7799.1623 | 11040.6316 | 86.16 | 86.16 | 86.16 | 86.16 | 105.52 | 86.16 | 105.52 | 105.52 | 105.52 | 86.16 | 86.16 | 86.16 | 86.16 | 86.16 | 86.16 | 0.049592 | 9.4978e-06 | 4.7833e-13 | 0.0032902 | 0.023813 | 8.8571e-13 | 0.0096421 | 5.6411e-26 | 1.798e-08 | 9.4215e-06 | 0.018396 | 2.7815e-13 | 1.0389e-12 | 2.6562e-23 | 2.8922e-12 | 0.049592 | 0.049602 | 0.049602 | 0.052883 | 0.076696 | 0.052883 | 0.086338 | 0.076696 | 0.086338 | 0.052892 | 0.067988 | 0.049592 | 0.052883 | 0.049592 | 0.049592
292 | 151688.3068 | 15192.8795 | 5714.2397 | 65343.6481 | 36197.7128 | 15571.8614 | 11571.911 | 2942.0433 | 5781.2788 | 8048.5793 | 25801.5755 | 8336.7098 | 9810.5341 | 3779.6815 | 6859.3196 | n/a | 10597.5573 | 5398.2945 | 4963.3041 | 9592.1736 | 8617.0812 | 7703.9142 | 1717.0981 | 4861.8713 | 7911.6861 | 2550.8763 | 7012.1912 | 6529.8043 | 3814.244 | 3902.7649 | 175.4353 | 147.606 | 147.606 | 181.5415 | 201.4347 | 164.5476 | 219.1354 | 179.4474 | 219.1354 | 176.9639 | 182.8596 | 152.1313 | 149.167 | 156.6965 | 148.0494 | 163811.6895 | 9963.3928 | 4439.6245 | 69903.6655 | 29819.0582 | 13835.8863 | 4993.1616 | 5275.0322 | 4272.7814 | 4778.8376 | 23437.7285 | 5536.7804 | 7343.0267 | 4516.8007 | 5920.4501 | 155875.5316 | 20547.1501 | 9837.919 | 70420.3695 | 37407.6318 | 22212.2674 | 12567.6758 | 6938.1303 | 9097.7527 | 12622.3237 | 25738.8048 | 12376.4716 | 11824.731 | 8291.9447 | 9190.315 | 103.5201 | 103.5201 | 103.5201 | 103.5201 | 103.5201 | 103.5201 | 103.5201 | 103.5201 | 103.5201 | 103.5201 | 234.1049 | 103.5201 | 103.5201 | 103.5201 | 103.5201 | 0.018832 | 6.2157e-08 | 8.077e-14 | 0.0019082 | 0.014012 | 1.4007e-09 | 0.0022973 | 1.0495e-23 | 3.1069e-09 | 8.7715e-12 | 0.046988 | 2.9181e-10 | 1.1395e-05 | 8.4073e-26 | 4.1007e-08 | 0.018832 | 0.018832 | 0.018832 | 0.02074 | 0.034753 | 0.02074 | 0.03705 | 0.034753 | 0.03705 | 0.02074 | 0.06582 | 0.018832 | 0.020752 | 0.018832 | 0.018832
293 | 155849.0689 | 15708.2532 | 5732.6787 | 66977.1082 | 37309.9684 | 15631.95 | 11976.1295 | 3068.1454 | 5961.653 | 7920.9267 | 26428.6994 | 7934.0352 | 9717.6576 | 4284.0334 | 7164.3704 | n/a | 7958.8181 | 6083.2626 | 4836.7258 | 9041.1764 | 10224.7922 | 6502.6222 | 1591.4748 | 3548.049 | 7167.1459 | 3793.5598 | 7188.9639 | 9816.8593 | 2937.32 | 3852.1243 | 163.9069 | 133.5109 | 133.5109 | 170.5828 | 193.3121 | 149.5637 | 213.5543 | 168.1678 | 213.5543 | 163.7629 | 173.8263 | 135.3646 | 134.6573 | 143.9066 | 134.018 | 162416.1531 | 10618.3797 | 4104.1067 | 67419.0931 | 29539.044 | 14220.7358 | 5021.0976 | 5095.2217 | 4022.8568 | 4737.2777 | 24806.5539 | 5823.6494 | 6411.2941 | 4646.9232 | 6263.9802 | 157117.2 | 18496.1978 | 10129.2693 | 70791.6189 | 38227.1204 | 24393.528 | 11523.7198 | 6686.6965 | 7570.9058 | 11904.4236 | 27476.1137 | 12960.6134 | 15416.5534 | 7505.1432 | 10116.1045 | 161.98 | 161.98 | 161.98 | 161.98 | 161.98 | 161.98 | 320.3315 | 161.98 | 320.3315 | 161.98 | 161.98 | 161.98 | 161.98 | 161.98 | 161.98 | 0.069392 | 4.9252e-05 | 1.4674e-14 | 0.0044834 | 0.018629 | 6.599e-12 | 0.12872 | 7.2528e-21 | 1.7095e-05 | 1.1257e-10 | 0.0092258 | 8.9264e-13 | 3.1651e-12 | 4.4422e-17 | 2.211e-09 | 0.069392 | 0.069441 | 0.069441 | 0.073875 | 0.092504 | 0.073875 | 0.22123 | 0.092504 | 0.22124 | 0.073875 | 0.078618 | 0.069392 | 0.073875 | 0.069392 | 0.069392
294 | 157377.0012 | 16000.2343 | 6003.8236 | 67550.3101 | 37495.6657 | 16001.308 | 12258.4212 | 3012.0243 | 6062.9603 | 8303.1895 | 26776.4833 | 8299.6506 | 10206.5581 | 4039.2183 | 7514.0232 | n/a | 8522.4132 | 4683.9181 | 4932.5367 | 9644.6507 | 11304.4963 | 6804.4925 | 1870.9655 | 4625.8333 | 9529.8978 | 4287.5257 | 5883.5805 | 5455.3862 | 3938.8271 | 4697.0019 | 165.1896 | 134.3178 | 134.3178 | 171.9702 | 195.1016 | 150.5084 | 215.7027 | 169.5115 | 215.7027 | 164.9593 | 175.348 | 136.0576 | 135.4563 | 144.8979 | 134.8339 | 173561.5067 | 9703.9847 | 4124.8572 | 76524.8006 | 33143.4926 | 14750.2049 | 5226.8385 | 5112.5182 | 4179.5089 | 4534.8011 | 23839.482 | 5903.9152 | 7930.1909 | 4582.0053 | 5918.0831 | 160700.2 | 16208.2 | 7324.6774 | 77888.0373 | 41589.1433 | 25199.5013 | 11901.831 | 6983.4837 | 8805.3422 | 13418.2988 | 27805.4077 | 11578.6957 | 12686.0771 | 8492.8324 | 10615.085 | 113.2814 | 119.151 | 119.151 | 113.2814 | 113.2814 | 113.2814 | 323.5541 | 113.2814 | 323.5541 | 113.2814 | 113.2814 | 113.2814 | 113.2814 | 113.2814 | 113.2814 | 0.035542 | 0.026192 | 1.295e-05 | 8.569e-05 | 0.0012225 | 3.719e-12 | 0.1097 | 4.4848e-23 | 9.6985e-08 | 1.3581e-12 | 0.0096663 | 9.454e-09 | 2.5675e-06 | 5.3128e-24 | 2.1491e-09 | 0.035542 | 0.061734 | 0.061747 | 0.035628 | 0.03685 | 0.035628 | 0.14655 | 0.03685 | 0.14655 | 0.035628 | 0.045208 | 0.035542 | 0.03563 | 0.035542 | 0.035542
295 | 150041.2854 | 15103.997 | 5806.468 | 64690.3893 | 35941.2515 | 14983.403 | 11625.7823 | 3045.1007 | 5920.4838 | 7627.3942 | 25369.4242 | 7998.0017 | 9625.4082 | 4069.8522 | 6635.3618 | n/a | 9615.0669 | 5485.8411 | 4705.7495 | 8950.788 | 10715.404 | 6799.9741 | 1804.9841 | 5480.6638 | 7125.618 | 3659.9713 | 5270.7375 | 8014.5987 | 3907.7881 | 4221.1008 | 110.5801 | 75.8075 | 75.8075 | 118.2354 | 147.0172 | 87.3662 | 172.6975 | 115.1177 | 172.6975 | 105.3801 | 126.9538 | 69.3525 | 75.5683 | 88.9961 | 76.4508 | 166724.7489 | 10082.3471 | 4382.8493 | 68621.1073 | 32275.9351 | 14559.7615 | 5770.7959 | 5129.7343 | 4691.2848 | 3824 | 25565.6964 | 5649.6023 | 5612.9229 | 4588.076 | 6202.7451 | 153560.4459 | 18120.814 | 8652.1904 | 68821.9702 | 40182.8531 | 22871.949 | 12070.6 | 6915.5184 | 9844.6786 | 10326.2181 | 27027.5677 | 10491.5398 | 12790.3216 | 8495.8641 | 10379.0459 | 72.0182 | 72.0182 | 72.0182 | 72.0182 | 72.0182 | 72.0182 | 74.754 | 72.0182 | 74.754 | 72.0182 | 72.0182 | 72.0182 | 72.0182 | 72.0182 | 72.0182 | 0.028112 | 2.107e-05 | 4.9499e-10 | 0.0033723 | 0.00091957 | 2.5688e-11 | 0.011431 | 2.5458e-22 | 2.479e-10 | 3.7962e-08 | 0.0034086 | 2.4088e-07 | 8.5565e-08 | 1.0544e-23 | 4.6774e-12 | 0.028112 | 0.028133 | 0.028133 | 0.031484 | 0.032404 | 0.031484 | 0.043835 | 0.032404 | 0.043835 | 0.031484 | 0.031521 | 0.028112 | 0.031484 | 0.028112 | 0.028112
296 | 155314.1248 | 15856.9986 | 5981.8407 | 66740.4484 | 37235.7586 | 15494.8347 | 11908.1314 | 2994.5421 | 6001.5106 | 8068.3823 | 26352.1185 | 8300.3923 | 10102.5224 | 3881.6514 | 7374.9203 | n/a | 10242.0481 | 5406.2331 | 4754.927 | 10518.2268 | 10220.3203 | 7335.9922 | 1631.4953 | 3931.1287 | 9754.2836 | 4631.9797 | 5645.3227 | 7157.3059 | 4157.6637 | 6187.479 | 125.5371 | 92.0957 | 92.0957 | 132.8948 | 159.8812 | 104.9097 | 183.9489 | 129.985 | 183.9489 | 121.7922 | 140.0301 | 88.0272 | 92.2525 | 104.4561 | 92.6987 | 163862.7281 | 9549.7223 | 4317.1252 | 66465.877 | 30068.8336 | 13594.9944 | 4936.0668 | 5146.2417 | 4090.721 | 4236.8629 | 24524.8652 | 5834.091 | 5370.0823 | 4617.0159 | 6114.6707 | 156297.8 | 19594.4704 | 9594.2583 | 68390.276 | 39708.0604 | 22822.8867 | 12201.259 | 6732.737 | 8016.3498 | 13419.3465 | 27430.445 | 11058.7857 | 12328.4882 | 8577.5796 | 11638.7497 | 148.95 | 148.95 | 148.95 | 148.95 | 148.95 | 148.95 | 148.95 | 148.95 | 148.95 | 148.95 | 148.95 | 148.95 | 148.95 | 148.95 | 148.95 | 0.075471 | 5.3421e-06 | 6.8113e-12 | 0.01665 | 0.0048467 | 2.1839e-10 | 0.018074 | 5.8358e-22 | 2.6464e-06 | 2.1539e-13 | 0.0087771 | 1.0838e-07 | 6.2835e-06 | 4.0713e-26 | 2.6598e-12 | 0.075471 | 0.075477 | 0.075477 | 0.092122 | 0.096968 | 0.092122 | 0.11504 | 0.096968 | 0.11505 | 0.092122 | 0.084248 | 0.075471 | 0.092128 | 0.075471 | 0.075471
297 | 154699.8869 | 15732.3858 | 5833.9808 | 66546.8894 | 37075.3605 | 15391.1181 | 11971.3822 | 3015.0186 | 6173.6171 | 7953.1347 | 26259.1545 | 8344.3074 | 9864.5199 | 3997.7679 | 7444.5483 | n/a | 10477.2026 | 7179.2592 | 3538.148 | 8149.0016 | 9699.7673 | 6438.187 | 2079.0607 | 4355.5817 | 7780.8996 | 4672.834 | 5495.9168 | 6431.253 | 4338.6843 | 4823.8548 | 129.259 | 94.6074 | 94.6074 | 136.8832 | 164.876 | 107.8124 | 189.8416 | 133.8643 | 189.8416 | 125.3249 | 144.3302 | 90.3001 | 94.7533 | 107.429 | 95.2328 | 167602.6606 | 10147.2151 | 4104.6939 | 70256.98 | 30795.356 | 14558.3149 | 5397.1806 | 5101.5348 | 3984.8444 | 4810.9577 | 25156.4257 | 5879.1556 | 7167.6925 | 4676.4473 | 6214.3908 | 156185.4 | 19308.6177 | 10057.9531 | 69464.428 | 37639.5576 | 22227.8822 | 11829.1677 | 7138.1955 | 8334.2262 | 11786.5573 | 28910.3597 | 11005.3723 | 13544.0455 | 8533.3316 | 11005.0456 | 135.97 | 135.97 | 135.97 | 135.97 | 135.97 | 135.97 | 284.7624 | 135.97 | 284.7624 | 135.97 | 135.97 | 135.97 | 135.97 | 135.97 | 135.97 | 0.064701 | 7.3555e-06 | 7.3847e-14 | 0.0076934 | 0.025185 | 6.8861e-10 | 0.061552 | 7.4771e-24 | 1.7665e-06 | 2.5464e-10 | 0.00085939 | 1.8253e-07 | 1.4859e-08 | 1.2447e-24 | 1.5138e-10 | 0.064701 | 0.064709 | 0.064709 | 0.072395 | 0.09758 | 0.072395 | 0.15913 | 0.09758 | 0.15913 | 0.072395 | 0.065561 | 0.064702 | 0.072395 | 0.064701 | 0.064701
298 | 160047.5752 | 16193.2755 | 6007.183 | 68662.1935 | 38304.2763 | 16093.2216 | 12036.6722 | 3021.4867 | 6223.9755 | 8385.2547 | 27303.1652 | 8367.8527 | 10232.8015 | 4185.3068 | 7006.3865 | n/a | 8212.344 | 6417.1133 | 4163.9486 | 9451.5365 | 8814.5925 | 8841.3428 | 2133.0049 | 4364.2295 | 8270.5438 | 4817.6249 | 5981.8992 | 9087.9777 | 2946.3367 | 4732.0584 | 139.0598 | 106.1919 | 106.1919 | 146.2877 | 172.2449 | 120.1729 | 195.3856 | 143.5001 | 195.3856 | 136.4053 | 152.2802 | 103.9406 | 106.662 | 118.0763 | 106.7717 | 166451.4865 | 10162.0535 | 4080.7802 | 67867.8942 | 29488.2874 | 13822.4888 | 4933.478 | 5183.2016 | 4265.0992 | 4302.9351 | 25912.8041 | 6065.3682 | 6259.3609 | 4730.1156 | 6105.8159 | 161058.4865 | 18228.0975 | 10497.8936 | 69246.5428 | 38395.6238 | 22137.9813 | 13685.9208 | 7275.7065 | 8623.1288 | 12273.8789 | 30609.529 | 11847.7674 | 14924.4386 | 7627.9523 | 10757.4743 | 156.7121 | 156.7121 | 156.7121 | 156.7121 | 197.5915 | 156.7121 | 197.5915 | 197.5915 | 197.5915 | 156.7121 | 156.7121 | 156.7121 | 156.7121 | 156.7121 | 156.7121 | 0.075471 | 0.00035582 | 3.0445e-14 | 0.028435 | 0.038071 | 1.068e-08 | 0.00041495 | 1.705e-24 | 6.4562e-07 | 5.194e-10 | 0.00039425 | 4.215e-09 | 5.0293e-10 | 1.7896e-18 | 1.5013e-11 | 0.075471 | 0.075827 | 0.075827 | 0.10391 | 0.14198 | 0.10391 | 0.14239 | 0.14198 | 0.14239 | 0.10391 | 0.075866 | 0.075471 | 0.10391 | 0.075471 | 0.075471
299 | 155713.8243 | 15817.2488 | 6138.0369 | 66934.1183 | 37312.7847 | 15525.9655 | 12092.0917 | 3078.1459 | 6129.7547 | 8009.0057 | 26316.3347 | 7929.3464 | 10268.3223 | 4190.4553 | 7242.138 | n/a | 11941.4864 | 4025.5813 | 5294.1278 | 10093.8856 | 8251.964 | 9966.8863 | 2258.8847 | 4038.2871 | 7962.3202 | 4669.401 | 6401.233 | 6439.0711 | 2683.6069 | 3029.4352 | 145.1574 | 111.395 | 111.395 | 152.5813 | 179.1613 | 125.9611 | 202.8559 | 149.7286 | 202.8559 | 142.582 | 158.5863 | 109.3404 | 111.9246 | 123.5638 | 111.9886 | 165634.6901 | 9679.7377 | 4153.4097 | 66735.3376 | 30296.889 | 13820.8321 | 5422.273 | 5197.7913 | 4365.9833 | 3966.2524 | 25306.6225 | 5899.0724 | 7056.3795 | 4560.6763 | 6048.9617 | 157733.5 | 21486.1241 | 8085.591 | 69565.0654 | 38712.2746 | 21748.5962 | 15255.8592 | 7450.476 | 8344.3704 | 11668.2726 | 28401.9235 | 12236.4054 | 13155.0506 | 7085.8832 | 9062.9969 | 128.33 | 128.33 | 128.33 | 128.33 | 128.33 | 128.33 | 128.33 | 128.33 | 128.33 | 128.33 | 128.33 | 128.33 | 128.33 | 128.33 | 128.33 | 0.05521 | 4.9478e-08 | 3.3188e-07 | 0.010287 | 0.012287 | 3.9041e-09 | 6.3207e-06 | 1.0815e-24 | 1.2817e-06 | 6.7871e-10 | 0.0019912 | 2.9919e-11 | 5.6554e-07 | 7.0832e-16 | 1.4667e-06 | 0.05521 | 0.05521 | 0.055211 | 0.065497 | 0.077784 | 0.065497 | 0.07779 | 0.077784 | 0.077791 | 0.065497 | 0.057201 | 0.05521 | 0.065498 | 0.05521 | 0.055212
300 | 158423.7444 | 16083.683 | 5904.7731 | 68009.2539 | 37806.1342 | 16064.0481 | 11842.4161 | 3084.0586 | 5981.1673 | 8560.7225 | 27005.0334 | 8258.3696 | 10019.3853 | 4099.873 | 7419.153 | n/a | 10364.6252 | 5617.817 | 3863.5427 | 9050.4591 | 10773.8962 | 8019.2566 | 1832.2384 | 3842.5875 | 8752.1379 | 3954.4307 | 6775.4519 | 6555.7002 | 4165.8482 | 4593.4211 | 110.3488 | 75.9943 | 75.9943 | 117.9118 | 146.3079 | 87.5112 | 171.6435 | 114.8367 | 171.6435 | 105.2832 | 126.454 | 69.7393 | 75.7801 | 89.0058 | 76.629 | 168538.1353 | 9894.8188 | 4311.3669 | 69467.6545 | 30173.8053 | 13679.8233 | 5490.4381 | 5098.8573 | 4428.5538 | 4256.1249 | 26599.6826 | 5637.3847 | 6137.4921 | 4776.8922 | 6083.0641 | 159256.8 | 20180.544 | 9850.2839 | 69879.3619 | 37788.1 | 23475.8485 | 12528.2303 | 6918.0957 | 7468.0769 | 12625.4629 | 28903.6133 | 11817.7656 | 12310.6923 | 8924.0404 | 10394.9852 | 146.85 | 146.85 | 146.85 | 146.85 | 189.97 | 146.85 | 189.97 | 189.97 | 189.97 | 146.85 | 146.85 | 146.85 | 146.85 | 146.85 | 146.85 | 0.079076 | 2.5851e-06 | 6.0485e-13 | 0.015191 | 0.041746 | 3.4644e-10 | 0.0059093 | 7.0463e-22 | 3.1306e-05 | 3.3716e-10 | 0.002815 | 2.3404e-09 | 4.5141e-06 | 1.8337e-25 | 3.4366e-09 | 0.079076 | 0.079079 | 0.079079 | 0.094267 | 0.13601 | 0.094267 | 0.14192 | 0.13601 | 0.14195 | 0.094267 | 0.081891 | 0.079076 | 0.094272 | 0.079076 | 0.079076
301 | 156755.0307 | 15955.3664 | 6002.4065 | 67332.8292 | 37542.791 | 15740.9875 | 12127.4759 | 3173.27 | 6154.977 | 8217.5578 | 26450.2286 | 8061.3624 | 10345.6498 | 3913.7338 | 7440.1741 | n/a | 8637.9122 | 5386.5679 | 4670.8227 | 9355.4816 | 10070.0871 | 6671.2503 | 1283.6327 | 4425.1207 | 7203.1495 | 2752.6039 | 5700.212 | 6993.372 | 4342.7836 | 5309.5414 | 125.5991 | 91.9175 | 91.9175 | 133.0099 | 160.2206 | 104.7492 | 184.4887 | 130.0754 | 184.4887 | 121.7724 | 140.2512 | 87.7261 | 92.0585 | 104.3809 | 92.5255 | 167692.7708 | 10267.6501 | 4358.457 | 69921.6333 | 32220.2467 | 14403.4808 | 5499.0829 | 5276.0818 | 4162.8802 | 4327.9636 | 26723.2541 | 5743.8765 | 6812.0611 | 4548.7711 | 5926.2465 | 160567.4708 | 18708.2622 | 9706.5249 | 71235.856 | 40069.6284 | 24227.4679 | 11350.1332 | 6559.7145 | 8539.6008 | 11346.3131 | 27737.758 | 11382.7885 | 13197.9331 | 8881.5547 | 11055.5879 | 76.79 | 76.79 | 76.79 | 76.79 | 76.79 | 76.79 | 276.7331 | 76.79 | 276.7331 | 76.79 | 76.79 | 76.79 | 76.79 | 76.79 | 76.79 | 0.025998 | 5.9481e-05 | 4.1418e-12 | 0.0043001 | 0.0047068 | 1.5496e-11 | 0.24635 | 4.3837e-19 | 6.107e-07 | 1.3276e-08 | 0.0065008 | 4.8951e-09 | 7.0127e-07 | 2.718e-27 | 1.1103e-10 | 0.025998 | 0.026058 | 0.026058 | 0.030298 | 0.035005 | 0.030298 | 0.28136 | 0.035005 | 0.28136 | 0.030298 | 0.032499 | 0.025998 | 0.030299 | 0.025998 | 0.025998
302 | 152830.1218 | 15648.6259 | 5946.6183 | 65781.2874 | 36644.0173 | 15164.9727 | 11695.687 | 2850.858 | 5896.5379 | 7825.6021 | 26085.6873 | 7836.5977 | 9958.3985 | 4133.9028 | 6866.0242 | n/a | 11726.2606 | 5091.0807 | 3894.5439 | 10002.9699 | 11754.6269 | 7294.4884 | 1950.0906 | 5313.9532 | 7672.5413 | 3522.9821 | 5629.1609 | 6944.442 | 3863.4267 | 5000.5214 | 121.7316 | 89.0549 | 89.0549 | 128.9213 | 155.3244 | 101.4931 | 178.8724 | 126.0737 | 178.8724 | 118.0112 | 135.9543 | 84.9751 | 89.1892 | 101.1484 | 89.6448 | 158755.0759 | 9379.5044 | 4078.7916 | 65743.49 | 31077.7277 | 13584.0711 | 4976.4617 | 5120.1996 | 4148.1214 | 4241.5154 | 25914.9323 | 5698.4579 | 6400.4714 | 4695.4822 | 6164.1488 | 149925.2003 | 20997.5649 | 9169.8722 | 65996.4583 | 39865.322 | 24188.798 | 12161.5745 | 7070.2902 | 9297.4746 | 11453.4567 | 28320.7144 | 10638.3188 | 12354.9133 | 8503.3089 | 11121.1702 | 230.9322 | 230.9322 | 230.9322 | 230.9322 | 230.9322 | 230.9322 | 230.9322 | 230.9322 | 230.9322 | 230.9322 | 230.9322 | 230.9322 | 230.9322 | 230.9322 | 230.9322 | 0.24572 | 9.3158e-08 | 7.0003e-11 | 0.033805 | 0.0024244 | 1.6586e-12 | 0.010843 | 1.2238e-25 | 2.8445e-09 | 5.2261e-10 | 0.0015526 | 4.0706e-08 | 2.8103e-06 | 4.2253e-23 | 4.9437e-13 | 0.24572 | 0.24572 | 0.24572 | 0.27952 | 0.28195 | 0.27952 | 0.29279 | 0.28195 | 0.29279 | 0.27952 | 0.24727 | 0.24572 | 0.27952 | 0.24572 | 0.24572
303 | 158600.3611 | 16236.87 | 6167.1444 | 68073.712 | 37872.6026 | 15791.7305 | 12232.8548 | 3167.5137 | 6402.2134 | 8152.5646 | 27100.0726 | 8261.0896 | 10043.6673 | 3883.2959 | 7422.6219 | n/a | 8251.8761 | 6407.3887 | 4600.4016 | 7145.0409 | 10369.6468 | 6418.6735 | 1890.8498 | 4259.2559 | 6333.3406 | 4345.6314 | 6521.5251 | 7226.9575 | 3618.6963 | 4391.9982 | 149.3983 | 119.4012 | 119.4012 | 155.9895 | 178.8671 | 134.1501 | 199.2491 | 153.5492 | 199.2491 | 148.4473 | 159.9949 | 119.853 | 120.2834 | 129.8687 | 119.9118 | 165605.1571 | 10200.393 | 4118.6653 | 66648.6969 | 27953.4206 | 14022.8641 | 4932.9858 | 5167.7857 | 4385.9611 | 3963.5041 | 25207.5621 | 6048.478 | 6705.9787 | 4575.9334 | 6068.9774 | 160991.7571 | 17946.069 | 10519.7539 | 69221.8985 | 34293.8614 | 23906.811 | 11251.9593 | 7058.6355 | 8645.2171 | 10097.4447 | 29234.5935 | 12283.7031 | 13297.0362 | 7634.8297 | 10460.9756 | 119.404 | 119.404 | 119.404 | 119.404 | 268.3007 | 119.404 | 298.8737 | 268.3007 | 298.8737 | 119.404 | 119.404 | 119.404 | 119.404 | 119.404 | 119.404 | 0.050057 | 0.00077472 | 1.4686e-13 | 0.021579 | 0.4979 | 4.2512e-11 | 0.36632 | 1.2073e-21 | 1.7479e-06 | 3.4204e-06 | 0.002029 | 2.6624e-10 | 1.0383e-07 | 2.6305e-21 | 2.4627e-09 | 0.050057 | 0.050832 | 0.050832 | 0.071636 | 0.56954 | 0.071636 | 0.93586 | 0.56954 | 0.93586 | 0.07164 | 0.052086 | 0.050057 | 0.071636 | 0.050057 | 0.050057
304 | 154211.9805 | 15585.2585 | 5857.7485 | 66334.6026 | 36773.1347 | 15533.6208 | 11850.2434 | 2931.0198 | 6159.0077 | 7676.6002 | 26025.611 | 8124.231 | 9784.3128 | 4077.0424 | 7270.1607 | n/a | 11395.8093 | 4810.6497 | 3320.0005 | 10598.0114 | 11653.257 | 8197.42 | 1956.8861 | 4155.9198 | 4624.6446 | 4196.0523 | 6147.6419 | 6774.9009 | 3720.8474 | 5721.7611 | 174.0963 | 144.7922 | 144.7922 | 180.5286 | 201.8605 | 161.6906 | 220.8482 | 178.2746 | 220.8482 | 175.0098 | 182.609 | 148.3716 | 146.2215 | 154.5436 | 145.2678 | 165602.2239 | 10440.1095 | 4138.6141 | 65404.6783 | 29714.9697 | 14386.8207 | 5331.7754 | 4970.0368 | 4265.2235 | 4309.2504 | 26817.6321 | 6006.2822 | 6486.175 | 4625.268 | 5814.9475 | 156480.6239 | 20916.1188 | 8949.2638 | 66148.7788 | 38633.9811 | 25754.6776 | 13377.0954 | 6926.9229 | 8269.0433 | 8727.095 | 29437.7843 | 12075.3241 | 13082.3759 | 8208.8154 | 11467.3086 | 140.4308 | 140.4308 | 140.4308 | 232.9584 | 232.9584 | 232.9584 | 232.9584 | 232.9584 | 232.9584 | 232.9584 | 140.4308 | 232.9584 | 232.9584 | 140.4308 | 140.4308 | 0.051 | 9.2345e-08 | 1.198e-10 | 0.041309 | 0.0080592 | 1.3398e-13 | 0.00054598 | 8.7277e-24 | 2.1778e-06 | 0.00018153 | 0.00026763 | 2.7253e-10 | 6.1668e-08 | 3.0574e-22 | 2.7519e-12 | 0.051 | 0.051 | 0.051 | 0.092309 | 0.10037 | 0.092309 | 0.10091 | 0.10037 | 0.10092 | 0.092491 | 0.051268 | 0.051 | 0.092309 | 0.051 | 0.051
305 | 154846.1332 | 15694.8609 | 5962.1969 | 66553.3707 | 37091.8843 | 15294.9762 | 12096.9416 | 3121.8844 | 6253.3512 | 7874.5673 | 26480.8159 | 8243.906 | 9740.6609 | 3909.4773 | 7040.4224 | n/a | 10224.5059 | 6795.8466 | 3272.7157 | 6633.8149 | 6946.513 | 8904.5019 | 1810.3687 | 4569.6854 | 7164.8307 | 3955.9783 | 6124.8796 | 7611.2541 | 4535.1525 | 4748.769 | 159.5868 | 129.2509 | 129.2509 | 166.2504 | 189.0792 | 144.9184 | 209.4125 | 163.8218 | 209.4125 | 159.1815 | 169.7477 | 130.6555 | 130.3145 | 139.6934 | 129.7603 | 164157.4811 | 10999.1401 | 4382.6817 | 69714.8295 | 31088.0022 | 14183.1688 | 5531.4734 | 5247.7739 | 4479.4306 | 4072.6223 | 23333.2133 | 6148.6157 | 6782.6805 | 4700.9249 | 6223.6466 | 157595.3 | 21073.646 | 11178.5283 | 70299.4451 | 36988.117 | 20722.1818 | 14315.1753 | 7058.1425 | 9049.116 | 11008.353 | 26070.5916 | 12095.0953 | 13574.6346 | 9104.3774 | 10528.2156 | 117.35 | 117.35 | 117.35 | 117.35 | 243.9729 | 117.35 | 243.9729 | 243.9729 | 243.9729 | 117.35 | 254.6215 | 117.35 | 117.35 | 117.35 | 117.35 | 0.044132 | 9.0031e-08 | 2.5156e-16 | 0.004608 | 0.044985 | 2.4499e-08 | 8.7513e-05 | 3.6923e-22 | 1.125e-07 | 6.7766e-09 | 0.077888 | 5.7427e-10 | 6.5714e-09 | 1.8218e-28 | 7.5705e-11 | 0.044132 | 0.044132 | 0.044132 | 0.04874 | 0.093725 | 0.04874 | 0.093813 | 0.093725 | 0.093813 | 0.04874 | 0.12202 | 0.044132 | 0.04874 | 0.044132 | 0.044132
306 | 153875.8963 | 15419.1707 | 5920.9354 | 66166.0253 | 36802.2203 | 15460.4233 | 11768.1298 | 2851.8636 | 5957.3675 | 7752.3673 | 26069.0839 | 8213.12 | 9694.8831 | 3972.7113 | 6799.3019 | n/a | 10885.7344 | 6985.7111 | 4824.8624 | 9264.1722 | 10524.7445 | 6366.33 | 1481.3989 | 4777.6343 | 7200.9808 | 3362.2007 | 5946.6152 | 8536.6027 | 3395.4597 | 5029.6323 | 182.061 | 153.2569 | 153.2569 | 188.381 | 208.9537 | 170.8345 | 227.2586 | 186.2158 | 227.2586 | 183.6747 | 189.7139 | 157.9943 | 154.8823 | 162.6577 | 153.7155 | 167136.0315 | 10922.5897 | 4353.7148 | 69714.1233 | 30634.6216 | 15021.102 | 4935.6219 | 5096.6368 | 4240.9338 | 4692.5582 | 24790.5161 | 6126.1384 | 7722.9111 | 4641.935 | 6538.0767 | 158225.1 | 19641.2241 | 10118.9259 | 71370.2919 | 37911.3 | 25174.8465 | 11600.5213 | 6526.8357 | 9018.5681 | 11536.639 | 26180.8168 | 12058.6536 | 15990.4138 | 8015.3947 | 11548.809 | 105.66 | 105.66 | 105.66 | 105.66 | 115.4934 | 105.66 | 340.8879 | 115.4934 | 340.8879 | 105.66 | 207.6666 | 105.66 | 105.66 | 105.66 | 105.66 | 0.017587 | 1.2474e-06 | 1.3002e-13 | 0.0018341 | 0.015578 | 4.383e-13 | 0.066634 | 1.3384e-22 | 1.6938e-08 | 2.0034e-10 | 0.03623 | 5.5104e-10 | 2.6185e-13 | 2.5274e-22 | 2.0394e-14 | 0.017587 | 0.017588 | 0.017588 | 0.019421 | 0.034999 | 0.019421 | 0.10163 | 0.034999 | 0.10163 | 0.019421 | 0.053817 | 0.017587 | 0.019421 | 0.017587 | 0.017587
307 | 156274.5936 | 15903.4953 | 6250.7341 | 67146.5391 | 37371.1868 | 15988.5774 | 11905.6842 | 3021.5343 | 5876.988 | 8236.2342 | 26560.3537 | 8532.877 | 10096.2376 | 4195.9125 | 7089.7877 | n/a | 9800.343 | 6762.5159 | 4543.1371 | 8859.137 | 9202.2791 | 8196.6437 | 1885.2489 | 2825.4527 | 7079.1854 | 3463.1009 | 4603.9274 | 6987.574 | 3060.9755 | 4214.6325 | 198.3313 | 169.9535 | 169.9535 | 204.5532 | 224.1361 | 188.9487 | 241.548 | 202.5076 | 241.548 | 201.1624 | 204.6319 | 176.735 | 171.9371 | 178.8957 | 170.3897 | 166050.1708 | 9586.4469 | 4060.4444 | 66503.7367 | 30511.7031 | 13803.5356 | 4946.9097 | 4976.3212 | 4198.4525 | 3780.0929 | 26747.1446 | 5632.7563 | 6900.5161 | 4533.8585 | 6049.8722 | 158858.4 | 17294.2191 | 9566.1894 | 69708.4738 | 38623.2401 | 22625.1148 | 12816.2534 | 6842.2701 | 7023.9052 | 10743.9783 | 29379.7455 | 9971.2838 | 13880.79 | 7594.8341 | 10255.8048 | 149.9949 | 149.9949 | 149.9949 | 149.9949 | 149.9949 | 149.9949 | 149.9949 | 149.9949 | 149.9949 | 149.9949 | 149.9949 | 149.9949 | 149.9949 | 149.9949 | 149.9949 | 0.046892 | 0.0015291 | 1.0844e-10 | 0.010686 | 0.013977 | 2.2053e-09 | 0.0031677 | 3.2321e-22 | 0.00014251 | 2.6079e-07 | 0.00070308 | 6.292e-05 | 1.3814e-08 | 3.1584e-18 | 5.4613e-10 | 0.046892 | 0.048421 | 0.048421 | 0.057578 | 0.071555 | 0.057578 | 0.074723 | 0.071555 | 0.074865 | 0.057578 | 0.047595 | 0.046955 | 0.057578 | 0.046892 | 0.046892
308 | 158069.7191 | 16135.915 | 6114.1022 | 67856.7291 | 37662.5164 | 15825.9787 | 12455.6808 | 3094.9479 | 6508.4221 | 7910.1898 | 26917.5665 | 8581.0149 | 9901.513 | 4212.187 | 7148.7696 | n/a | 7887.769 | 7577.1372 | 4521.4221 | 9174.4167 | 13211.3982 | 6146.9443 | 1623.2354 | 4471.9205 | 8426.0133 | 3257.0483 | 4947.0198 | 6442.8933 | 3321.9143 | 4845.9084 | 217.7048 | 190.1705 | 190.1705 | 223.7358 | 241.8235 | 210.8365 | 257.8888 | 221.8676 | 257.8888 | 222.1057 | 222.1671 | 199.5673 | 192.6045 | 198.4212 | 190.573 | 166382.6404 | 10449.7054 | 4425.6508 | 69179.6821 | 30644.7685 | 15480.9241 | 5669.0509 | 5195.0627 | 4563.2079 | 4673.631 | 26286.744 | 6210.2319 | 6814.8075 | 4886.9837 | 5986.6396 | 160737.9553 | 18218.1744 | 11926.588 | 70917.219 | 37924.2 | 28514.8223 | 11815.9952 | 6811.9981 | 9035.1284 | 12979.8443 | 28719.1923 | 11099.5517 | 13228.8008 | 7984.6979 | 10826.048 | 162.8961 | 162.8961 | 162.8961 | 162.8961 | 246.92 | 162.8961 | 386.8332 | 246.92 | 386.8332 | 162.8961 | 162.8961 | 162.8961 | 162.8961 | 162.8961 | 162.8961 | 0.046025 | 0.00031268 | 1.45e-17 | 0.0073042 | 0.032868 | 4.2799e-16 | 0.17993 | 3.2918e-21 | 5.9716e-07 | 5.1449e-13 | 0.0032075 | 4.8996e-07 | 6.4257e-08 | 6.4658e-20 | 3.5098e-11 | 0.046025 | 0.046338 | 0.046338 | 0.053329 | 0.086198 | 0.053329 | 0.26613 | 0.086198 | 0.26613 | 0.053329 | 0.049233 | 0.046026 | 0.053329 | 0.046025 | 0.046025
309 | 154978.4998 | 15590.0573 | 5816.2411 | 66650.8037 | 37093.8664 | 15611.1178 | 11745.3065 | 3096.4512 | 5997.5835 | 7944.0761 | 26291.1969 | 8325.546 | 9789.0754 | 4155.1432 | 7027.8174 | n/a | 9578.0648 | 5321.9112 | 5067.7063 | 7000.9214 | 8676.1389 | 8604.5059 | 2132.0793 | 3888.6525 | 6383.6512 | 4841.4596 | 7296.4643 | 5259.5873 | 3342.6048 | 3980.3982 | 172.6666 | 144.2976 | 144.2976 | 178.8927 | 199.3948 | 161.0218 | 217.6411 | 176.7296 | 217.6411 | 173.821 | 180.6381 | 148.2228 | 145.7645 | 153.6684 | 144.7547 | 164194.318 | 10452.1699 | 4316.7332 | 66980.9725 | 31319.2824 | 14491.3747 | 5097.8256 | 5248.9036 | 4263.7717 | 4218.0139 | 23899.8591 | 6036.0315 | 7680.2242 | 4700.6257 | 5862.3947 | 154975.8 | 19273.1348 | 9032.5443 | 69228.875 | 37196.8 | 22951.6136 | 13213.4278 | 7304.9828 | 7694.3242 | 10518.3651 | 26818.6044 | 13199.8958 | 11845.7115 | 7359.4305 | 9842.7929 | 209.53 | 209.53 | 209.53 | 209.53 | 226.59 | 209.53 | 226.59 | 226.59 | 226.59 | 209.53 | 209.53 | 209.53 | 209.53 | 209.53 | 209.53 | 0.10126 | 5.2318e-06 | 4.6337e-11 | 0.010502 | 0.037596 | 2.4353e-10 | 0.0006213 | 1.0164e-23 | 1.1834e-05 | 1.2144e-07 | 0.019676 | 5.783e-12 | 9.4275e-06 | 1.8499e-17 | 3.5145e-09 | 0.10126 | 0.10127 | 0.10127 | 0.11176 | 0.14936 | 0.11176 | 0.14998 | 0.14936 | 0.14999 | 0.11176 | 0.12094 | 0.10126 | 0.11177 | 0.10126 | 0.10126
310 | 148596.9445 | 15286.4806 | 5713.9213 | 64114.5522 | 35721.0241 | 14971.3357 | 10937.1119 | 3136.7387 | 5865.0645 | 7252.4926 | 25253.8403 | 8013.3131 | 9594.7605 | 3822.4496 | 6754.2896 | n/a | 10767.4518 | 5200.2238 | 3878.3876 | 9354.8331 | 11102.9495 | 7814.2728 | 1640.373 | 5504.782 | 8387.8786 | 4813.2401 | 8065.6308 | 7440.4515 | 3220.6578 | 4009.1009 | 130.5277 | 98.5608 | 98.5608 | 137.5585 | 162.9747 | 111.7409 | 185.6359 | 134.8256 | 185.6359 | 127.637 | 143.694 | 95.845 | 98.9229 | 110.1989 | 99.1285 | 168137.0838 | 10829.3083 | 4247.8642 | 69693.8145 | 32408.521 | 14307.1985 | 5101.0513 | 5132.4385 | 4127.5663 | 3941.5092 | 24630.7898 | 5752.7539 | 6865.4454 | 4592.6457 | 5973.1871 | 153474.2 | 21350.1602 | 9398.288 | 68099.0127 | 38945.9541 | 24338.0585 | 12855.924 | 6772.8115 | 9593.7483 | 11323.8982 | 26716.2651 | 13751.7847 | 13450.2969 | 7494.8035 | 9949.088 | 66.9757 | 66.9757 | 66.9757 | 66.9757 | 66.9757 | 66.9757 | 66.9757 | 66.9757 | 66.9757 | 66.9757 | 66.9757 | 66.9757 | 66.9757 | 66.9757 | 66.9757 | 0.01133 | 1.1487e-08 | 1.4593e-12 | 0.00362 | 0.0022461 | 4.882e-13 | 0.00011421 | 1.5179e-20 | 5.3417e-10 | 1.1478e-11 | 0.0045479 | 3.6058e-14 | 4.7429e-09 | 3.3525e-21 | 1.8734e-10 | 0.01133 | 0.01133 | 0.01133 | 0.01495 | 0.017196 | 0.01495 | 0.01731 | 0.017196 | 0.01731 | 0.01495 | 0.015878 | 0.01133 | 0.01495 | 0.01133 | 0.01133
311 | 154320.4524 | 15553.7014 | 5697.211 | 66390.7436 | 36949.0506 | 15596.6339 | 11953.529 | 2991.7698 | 6179.0904 | 8167.7087 | 26184.2515 | 8210.1451 | 9522.3591 | 4018.3189 | 7357.2538 | n/a | 10536.6708 | 6390.9694 | 4259.5116 | 9003.8463 | 12253.0322 | 8362.4144 | 2241.7959 | 5063.2484 | 8743.1527 | 3320.2516 | 5459.2511 | 7474.6488 | 4195.8651 | 5271.3286 | 102.4653 | 68.3771 | 68.3771 | 109.9714 | 138.4014 | 79.183 | 163.7712 | 106.8877 | 163.7712 | 96.979 | 118.9049 | 61.3871 | 68.0229 | 81.4062 | 69.0126 | 164667.4108 | 10112.2113 | 4260.1366 | 68342.765 | 29460.2525 | 14401.6736 | 5137.4512 | 5241.6823 | 4094.7409 | 3983.8629 | 23957.2181 | 6069.4835 | 7451.0177 | 4796.3536 | 5900.5498 | 155031.7 | 20248.4714 | 10608.6953 | 68845.7766 | 37870.3988 | 25638.6059 | 13417.6656 | 7483.4781 | 9075.7892 | 11821.0156 | 26605.6696 | 11418.6346 | 13855.7665 | 8835.6187 | 11067.8784 | 144.83 | 144.83 | 144.83 | 144.83 | 144.83 | 144.83 | 144.83 | 144.83 | 144.83 | 144.83 | 144.83 | 144.83 | 144.83 | 144.83 | 144.83 | 0.081701 | 4.2817e-07 | 4.0762e-16 | 0.011109 | 0.018418 | 2.3577e-13 | 0.00067595 | 5.6185e-26 | 6.0789e-08 | 9.8765e-10 | 0.02294 | 1.1168e-08 | 5.7573e-10 | 6.6941e-26 | 5.2697e-11 | 0.081701 | 0.081702 | 0.081702 | 0.09281 | 0.11123 | 0.09281 | 0.1119 | 0.11123 | 0.1119 | 0.09281 | 0.10464 | 0.081701 | 0.09281 | 0.081701 | 0.081701
312 | 149720.5838 | 15225.5789 | 5815.7505 | 64535.4352 | 35738.5266 | 15028.4839 | 11160.3555 | 3081.8838 | 5773.1001 | 7622.6737 | 25507.8073 | 8012.1259 | 9260.7631 | 3820.8713 | 6900.9654 | n/a | 11244.5659 | 4466.6232 | 4209.9262 | 10179.1438 | 11153.8209 | 4839.2601 | 1929.9083 | 3950.1516 | 7906.3169 | 3409.3071 | 5199.7777 | 6286.9042 | 3338.2946 | 5580.0504 | 120.9815 | 86.4045 | 86.4045 | 128.5911 | 156.8127 | 98.8734 | 181.987 | 125.5419 | 181.987 | 116.5322 | 136.5429 | 81.2146 | 86.3888 | 99.3332 | 87.0351 | 167109.4341 | 10994.3674 | 4336.4454 | 69961.3443 | 31971.7606 | 15433.9455 | 5885.7928 | 5013.2109 | 4687.0352 | 4900.8175 | 24642.5899 | 5853.2782 | 7616.7508 | 4615.4039 | 6205.7156 | 153613 | 19536.4333 | 8803.0685 | 68677.8364 | 40299.4043 | 25143.0664 | 10725.053 | 6891.9193 | 8637.1868 | 12704.4344 | 26812.497 | 10444.6559 | 12642.555 | 7617.9985 | 11764.266 | 74.25 | 74.25 | 74.25 | 74.25 | 74.25 | 74.25 | 272.9805 | 74.25 | 272.9805 | 74.25 | 74.25 | 74.25 | 74.25 | 74.25 | 74.25 | 0.022019 | 8.7432e-07 | 2.0378e-10 | 0.003328 | 0.00067498 | 7.3474e-14 | 0.13268 | 9.0712e-22 | 2.8014e-08 | 1.8816e-13 | 0.0059079 | 3.3083e-07 | 2.0264e-08 | 7.4641e-22 | 1.587e-14 | 0.022019 | 0.02202 | 0.02202 | 0.025347 | 0.026022 | 0.025347 | 0.1587 | 0.026022 | 0.1587 | 0.025347 | 0.027927 | 0.022019 | 0.025347 | 0.022019 | 0.022019
313 | 152352.3517 | 15468.2925 | 5914.2012 | 65588.4457 | 36549.0639 | 15193.1884 | 11473.3404 | 3017.0661 | 5720.2962 | 8056.0746 | 26032.3981 | 7837.9002 | 9651.3699 | 3958.6103 | 6822.9524 | n/a | 12446.8167 | 5430.252 | 4528.6586 | 9348.4683 | 9329.4587 | 5697.9657 | 1938.1105 | 5221.1522 | 6484.5093 | 5150.5567 | 7337.8789 | 6219.7416 | 3970.454 | 6190.8808 | 121.3284 | 89.2438 | 89.2438 | 128.3874 | 154.2469 | 101.6161 | 177.3091 | 125.5997 | 177.3091 | 117.7934 | 135.1756 | 85.439 | 89.4121 | 101.0878 | 89.8216 | 166370.6713 | 10091.2514 | 4345.8843 | 68817.2826 | 31943.7001 | 14635.2322 | 5114.2076 | 5104.1416 | 4179.2656 | 4162.8093 | 24668.5739 | 5576.3053 | 5862.14 | 4676.8876 | 6075.2676 | 156007.1919 | 22278.1682 | 9776.1363 | 70869.1412 | 40840.6684 | 23750.1908 | 10786.2733 | 6973.5521 | 9400.4178 | 10487.4186 | 28839.1307 | 12859.5843 | 10859.0817 | 8343.9416 | 11985.8484 | 78.0614 | 78.0614 | 78.0614 | 78.0614 | 78.0614 | 78.0614 | 265.9637 | 78.0614 | 265.9637 | 78.0614 | 78.0614 | 78.0614 | 78.0614 | 78.0614 | 78.0614 | 0.026771 | 2.1781e-09 | 1.072e-12 | 0.001699 | 0.00093735 | 5.9189e-12 | 0.22204 | 5.8278e-23 | 4.3061e-10 | 2.895e-07 | 0.00065917 | 6.7618e-13 | 0.00027284 | 4.194e-24 | 1.938e-15 | 0.026771 | 0.026771 | 0.026771 | 0.02847 | 0.029408 | 0.02847 | 0.25145 | 0.029408 | 0.25145 | 0.028471 | 0.027431 | 0.026771 | 0.028743 | 0.026771 | 0.026771
314 | 155001.0445 | 16036.017 | 5900.193 | 66633.5534 | 37038.1207 | 15538.0857 | 11714.7061 | 2883.1542 | 5817.4213 | 7732.2646 | 26416.4821 | 7818.0104 | 9994.1757 | 3980.7276 | 7154.7056 | n/a | 11918.7781 | 5425.0767 | 4255.7565 | 8156.1465 | 8087.6577 | 6719.5406 | 2124.5965 | 5154.1129 | 7989.9458 | 3663.642 | 4182.1318 | 7780.7554 | 4078.635 | 6371.2897 | 110.7563 | 77.8109 | 77.8109 | 118.008 | 145.061 | 89.2919 | 169.1956 | 115.0818 | 169.1956 | 106.2214 | 125.8785 | 72.3625 | 77.705 | 90.2057 | 78.4156 | 163796.4548 | 11211.5392 | 4235.6615 | 65263.5005 | 28821.7083 | 12943.0341 | 5263.9063 | 5231.624 | 4534.5593 | 4194.3109 | 23764.3741 | 5825.0274 | 6567.8486 | 4547.4208 | 6039.4309 | 155734.4 | 22495.0173 | 9644.9382 | 66964.5099 | 35929.0078 | 20407.9918 | 12019.6999 | 7305.5205 | 9688.6722 | 11730.5566 | 26883.2161 | 9838.1593 | 14296.504 | 8426.3558 | 12410.7206 | 146.79 | 146.79 | 146.79 | 149.4437 | 228.9017 | 149.4437 | 228.9017 | 228.9017 | 228.9017 | 149.4437 | 146.79 | 149.4437 | 149.4437 | 146.79 | 146.79 | 0.081321 | 9.0979e-09 | 2.1365e-12 | 0.031964 | 0.098073 | 1.2825e-07 | 0.017233 | 1.7123e-26 | 2.3e-10 | 6.4696e-11 | 0.021585 | 1.9172e-06 | 1.525e-09 | 2.787e-24 | 4.7339e-15 | 0.081321 | 0.081321 | 0.081321 | 0.11328 | 0.21136 | 0.11329 | 0.22859 | 0.21136 | 0.22859 | 0.11329 | 0.10291 | 0.081323 | 0.11328 | 0.081321 | 0.081321
315 | 156828.358 | 16031.1199 | 6072.0661 | 67374.3443 | 37393.0988 | 15729.8399 | 11739.5757 | 3180.4356 | 6189.6115 | 7918.8076 | 26682.9285 | 8206.8539 | 9808.4761 | 4300.518 | 7055.2331 | n/a | 8523.7763 | 5395.0797 | 3922.8453 | 8326.6502 | 8733.4054 | 8529.4899 | 2258.7757 | 4018.3494 | 7188.2082 | 4532.8365 | 5909.5896 | 6176.9506 | 3112.1521 | 3456.9315 | 91.2978 | 53.993 | 53.993 | 99.5171 | 131.3826 | 63.9753 | 159.8298 | 96.0463 | 159.8298 | 83.9299 | 110.6499 | 44.0207 | 53.1854 | 68.6026 | 54.7057 | 161300.8779 | 9461.7148 | 4100.5099 | 67436.5809 | 30106.2835 | 15841.1514 | 5267.2918 | 5105.1351 | 4309.1445 | 5467.386 | 25559.0839 | 5932.4489 | 7322.1543 | 4617.0359 | 5742.5386 | 156170.9779 | 17834.1912 | 9495.5897 | 69204.4262 | 38238.1337 | 24136.2567 | 13770.8816 | 7363.9108 | 8327.4939 | 12362.6942 | 28767.8205 | 11696.6384 | 12597.6049 | 7723.2881 | 9163.8701 | 200.8123 | 200.8123 | 200.8123 | 200.8123 | 200.8123 | 200.8123 | 200.8123 | 200.8123 | 200.8123 | 200.8123 | 200.8123 | 200.8123 | 200.8123 | 200.8123 | 200.8123 | 0.12318 | 0.00058847 | 3.0819e-11 | 0.01536 | 0.019857 | 1.8704e-11 | 0.00012384 | 5.0334e-23 | 2.0113e-06 | 1.1567e-11 | 0.002079 | 2.9295e-09 | 4.9763e-07 | 6.0107e-18 | 2.1504e-07 | 0.12318 | 0.12377 | 0.12377 | 0.13854 | 0.1584 | 0.13854 | 0.15852 | 0.1584 | 0.15852 | 0.13854 | 0.12526 | 0.12318 | 0.13854 | 0.12318 | 0.12318
316 | 157083.3613 | 15821.579 | 5955.8951 | 67444.9241 | 37433.8802 | 15608.43 | 12120.3438 | 3113.9625 | 6263.5949 | 8026.6998 | 26676.7456 | 8098.4548 | 9777.3522 | 4040.1858 | 6871.4173 | n/a | 11172.1513 | 4547.9721 | 4077.085 | 9385.8778 | 9034.2093 | 8325.6408 | 1809.6368 | 5405.0814 | 7672.536 | 4290.8777 | 6083.603 | 6989.2755 | 2581.693 | 5285.2905 | 133.4554 | 100.0496 | 100.0496 | 140.8034 | 167.4702 | 113.5622 | 191.2481 | 137.9338 | 191.2481 | 130.2416 | 147.407 | 96.8829 | 100.3685 | 112.2612 | 100.6453 | 164075.8308 | 8886.3368 | 4360.3502 | 67217.0583 | 31293.7478 | 14125.6016 | 4702.1963 | 5189.086 | 4220.932 | 4211.4728 | 24211.8727 | 5989.7318 | 6884.0751 | 4655.305 | 5824.1199 | 158390.6665 | 19991.8882 | 8908.3223 | 69124.979 | 40638.0614 | 22290.8109 | 13402.1728 | 6998.7227 | 9542.2135 | 11802.4088 | 26745.0504 | 12019.5348 | 12941.1506 | 7099.498 | 11068.5104 | 143.7541 | 143.7541 | 143.7541 | 143.7541 | 143.7541 | 143.7541 | 143.7541 | 143.7541 | 143.7541 | 143.7541 | 173.66 | 143.7541 | 143.7541 | 143.7541 | 143.7541 | 0.068747 | 1.8434e-06 | 4.0057e-10 | 0.016546 | 0.0026118 | 1.3092e-09 | 0.0011853 | 6.0104e-22 | 1.2906e-08 | 4.0065e-10 | 0.038732 | 2.9637e-10 | 1.0523e-07 | 3.486e-17 | 7.0968e-13 | 0.068747 | 0.068749 | 0.068749 | 0.085294 | 0.087906 | 0.085294 | 0.089091 | 0.087906 | 0.089091 | 0.085294 | 0.10748 | 0.068747 | 0.085294 | 0.068747 | 0.068747
317 | 151620.31 | 15412.8361 | 5848.5107 | 65317.3083 | 36345.2664 | 15245.5168 | 11790.9914 | 2956.358 | 6035.5477 | 7960.2607 | 25660.8086 | 7687.479 | 9448.2737 | 3954.6138 | 6663.2675 | n/a | 9814.622 | 6074.1556 | 4159.8554 | 7850.3629 | 11058.2028 | 7523.9518 | 1429.9634 | 4138.824 | 6827.507 | 4837.2225 | 6766.6756 | 7055.2664 | 3575.3358 | 5239.3403 | 177.7787 | 150.527 | 150.527 | 183.7567 | 203.0208 | 167.6464 | 220.1578 | 181.7338 | 220.1578 | 179.6673 | 184.6579 | 155.6255 | 152.1762 | 159.328 | 150.9563 | 166622.7771 | 10387.3534 | 4281.4075 | 71907.0277 | 30307.304 | 14557.5649 | 5049.1088 | 5110.9396 | 4200.3413 | 4492.9471 | 23472.2001 | 5587.935 | 6964.6879 | 4547.5191 | 5882.0771 | 155906.7 | 19810.5755 | 10291.0631 | 71528.7285 | 37258 | 24824.9677 | 12481.8606 | 6110.7362 | 8331.4652 | 10960.8541 | 26338.6 | 11923.4106 | 13599.5895 | 7631.155 | 11114.9174 | 103.1547 | 103.1547 | 103.1547 | 103.1547 | 127.259 | 103.1547 | 127.259 | 127.259 | 127.259 | 103.1547 | 112.2033 | 103.1547 | 103.1547 | 103.1547 | 103.1547 | 0.017587 | 8.0401e-07 | 1.934e-14 | 0.00093182 | 0.018313 | 4.3823e-13 | 0.0057757 | 4.4153e-19 | 7.4545e-07 | 1.5396e-08 | 0.015387 | 2.2063e-11 | 1.0724e-09 | 1.3747e-20 | 6.9893e-14 | 0.017587 | 0.017588 | 0.017588 | 0.018519 | 0.036832 | 0.018519 | 0.042607 | 0.036832 | 0.042608 | 0.018519 | 0.032974 | 0.017587 | 0.018519 | 0.017587 | 0.017587
318 | 154113.0576 | 15847.4038 | 6053.8441 | 66308.4481 | 36849.1178 | 15217.9921 | 11801.5176 | 2909.392 | 5946.6869 | 7788.8627 | 26145.4307 | 8009.3555 | 9764.1659 | 4053.3966 | 6911.5043 | n/a | 10556.6545 | 4768.0047 | 3869.1359 | 8256.9119 | 11835.3842 | 7461.6952 | 1867.6791 | 4666.4045 | 7115.9831 | 4451.1045 | 5983.4703 | 6431.4485 | 2955.7572 | 4678.6514 | 186.8188 | 160.1784 | 160.1784 | 192.6596 | 211.0208 | 178.0663 | 227.3459 | 190.7422 | 227.3459 | 189.5178 | 192.6924 | 166.6149 | 162.0533 | 168.5625 | 160.5874 | 163301.4821 | 10760.6996 | 4356.1325 | 65302.8149 | 29932.0508 | 15438.46 | 5650.0622 | 5222.507 | 4160.1118 | 4804.1301 | 25601.5881 | 5734.0505 | 7004.19 | 4742.8974 | 5901.4271 | 156190.5821 | 21175.5541 | 9109.7372 | 66993.3508 | 36966.1627 | 27273.8442 | 12421.7574 | 7083.8861 | 8149.8163 | 11920.1132 | 28752.9926 | 11717.5208 | 13225.7386 | 7409.4546 | 10580.0784 | 157.0447 | 157.0447 | 157.0447 | 178.7279 | 237.459 | 178.7279 | 237.459 | 237.459 | 237.459 | 178.7279 | 157.0447 | 178.7279 | 178.7279 | 157.0447 | 157.0447 | 0.053937 | 1.1535e-07 | 2.8465e-10 | 0.026778 | 0.037113 | 6.2722e-16 | 0.0070735 | 6.3914e-25 | 9.876e-07 | 3.847e-11 | 0.00090129 | 6.7548e-10 | 3.0905e-08 | 1.3997e-18 | 1.8076e-11 | 0.053937 | 0.053937 | 0.053937 | 0.080715 | 0.11783 | 0.080715 | 0.1249 | 0.11783 | 0.1249 | 0.080715 | 0.054838 | 0.053937 | 0.080715 | 0.053937 | 0.053937
319 | 153702.0381 | 15572.3539 | 5814.774 | 66096.0185 | 36721.8062 | 15276.8802 | 12035.8459 | 3083.3828 | 6237.7116 | 7774.7523 | 26175.924 | 8169.6209 | 9691.2398 | 3951.7743 | 6823.613 | n/a | 10035.8124 | 6763.7661 | 5118.6952 | 7556.72 | 10825.981 | 8001.9241 | 1797.2524 | 4600.616 | 8310.1136 | 2957.7965 | 4470.3141 | 6452.2052 | 2951.7734 | 5051.526 | 142.6454 | 111.412 | 111.412 | 149.5113 | 173.7982 | 125.6267 | 195.4436 | 146.9108 | 195.4436 | 140.8102 | 154.5222 | 110.4433 | 112.0704 | 122.5284 | 111.9543 | 167414.5729 | 10619.7393 | 4369.723 | 69166.3056 | 30020.7335 | 13908.7815 | 5251.7816 | 5101.803 | 4259.4509 | 4315.5315 | 26665.1449 | 5890.1928 | 7675.5694 | 4603.0097 | 5901.4614 | 155667.8 | 20420.1517 | 11068.8891 | 69261.8278 | 35098.9535 | 23396.2625 | 12737.2056 | 6841.6554 | 8361.2669 | 11300.8451 | 28612.5413 | 10346.8069 | 13255.9017 | 6813.3831 | 10926.9874 | 125.54 | 125.54 | 125.54 | 125.54 | 260.6973 | 125.54 | 260.6973 | 260.6973 | 260.6973 | 125.54 | 125.54 | 125.54 | 125.54 | 125.54 | 125.54 | 0.055728 | 2.9838e-07 | 8.5421e-17 | 0.00651 | 0.14038 | 2.1039e-11 | 0.0058381 | 1.7128e-21 | 2.3151e-06 | 7.7395e-10 | 0.0011657 | 1.3994e-06 | 1.8246e-08 | 1.5683e-16 | 1.0405e-12 | 0.055728 | 0.055728 | 0.055728 | 0.062238 | 0.20262 | 0.062238 | 0.20845 | 0.20262 | 0.20846 | 0.062238 | 0.056894 | 0.055729 | 0.062238 | 0.055728 | 0.055728
320 | 156276.9414 | 15741.4013 | 5823.0916 | 67135.3762 | 37395.2271 | 15761.0167 | 11901.2154 | 3043.8138 | 6123.981 | 8166.7046 | 26429.5334 | 8347.2668 | 9810.0757 | 4138.6978 | 7093.0774 | n/a | 9564.7952 | 5179.2976 | 4602.6275 | 7140.2697 | 8009.7385 | 9870.3009 | 2133.6569 | 4796.4993 | 6438.0725 | 3712.4007 | 5112.9711 | 6767.3183 | 3461.8712 | 6649.1453 | 73.3047 | 36.4186 | 36.4186 | 81.4357 | 113.5567 | 44.7877 | 142.2413 | 77.9256 | 142.2413 | 64.9088 | 93.5482 | 24.6666 | 35.2779 | 51.1501 | 37.1372 | 162083.8435 | 10658.9735 | 4121.4225 | 65134.443 | 29665.0338 | 14766.8762 | 4772.385 | 5218.5344 | 4054.3623 | 4720.5258 | 22741.474 | 5923.2334 | 7527.8159 | 4519.2043 | 6311.506 | 155900.5 | 18991.1687 | 9300.7202 | 68693.4825 | 36734.4155 | 22411.8147 | 14901.598 | 7352.1913 | 8834.5616 | 10926.3984 | 24353.8747 | 10903.6045 | 14208.6342 | 7891.3756 | 12960.6514 | 177.73 | 177.73 | 177.73 | 177.73 | 230.8592 | 177.73 | 230.8592 | 230.8592 | 230.8592 | 177.73 | 219.9133 | 177.73 | 177.73 | 177.73 | 177.73 | 0.11326 | 1.631e-05 | 8.7609e-12 | 0.017503 | 0.072621 | 1.6739e-09 | 8.7049e-06 | 1.2979e-24 | 1.2769e-07 | 7.0662e-08 | 0.41666 | 2.9854e-07 | 7.5088e-10 | 3.9022e-20 | 1.1167e-16 | 0.11326 | 0.11327 | 0.11327 | 0.13076 | 0.20338 | 0.13076 | 0.20339 | 0.20338 | 0.20339 | 0.13076 | 0.52992 | 0.11326 | 0.13076 | 0.11326 | 0.11326
321 | 154712.0755 | 15632.1843 | 5780.3978 | 66518.1983 | 36905.4039 | 15574.3806 | 11658.2315 | 3047.3755 | 5951.0843 | 7930.682 | 26233.2092 | 8218.8714 | 9918.9298 | 3965.2269 | 7129.1699 | n/a | 12238.7709 | 7169.1203 | 5055.8522 | 9550.3202 | 7163.7163 | 6876.5542 | 2019.5392 | 5175.6777 | 7536.8937 | 4488.2996 | 6919.4378 | 6439.5185 | 2773.9116 | 6181.0598 | 93.4112 | 60.2718 | 60.2718 | 100.7098 | 128.5725 | 70.2283 | 153.4396 | 97.6833 | 153.4396 | 87.6716 | 109.7983 | 52.785 | 59.8024 | 73.0427 | 60.8948 | 165156.1149 | 10173.6228 | 4291.5714 | 65884.0294 | 28956.1461 | 15084.3506 | 5278.4246 | 5057.3469 | 4128.8483 | 4220.1091 | 24994.7926 | 5955.4146 | 6547.6466 | 4451.7998 | 6102.4338 | 155833.9333 | 22164.3936 | 11460.6917 | 66569.9 | 36591.3 | 22196.1669 | 12154.9788 | 7008.5861 | 9304.5261 | 11757.0028 | 27420.7922 | 12822.9524 | 11946.4499 | 7145.7114 | 12241.4936 | 122.3252 | 122.3252 | 122.3252 | 161.24 | 212.6 | 161.24 | 212.6 | 212.6 | 212.6 | 161.24 | 122.3252 | 161.24 | 161.24 | 122.3252 | 122.3252 | 0.072031 | 5.1157e-09 | 4.3427e-18 | 0.036706 | 0.054071 | 1.4733e-09 | 0.0098783 | 8.8703e-23 | 4.1439e-09 | 2.5002e-10 | 0.0074171 | 1.545e-11 | 1.1809e-05 | 4.5353e-18 | 9.6199e-15 | 0.072031 | 0.072031 | 0.072031 | 0.10874 | 0.16281 | 0.10874 | 0.17269 | 0.16281 | 0.17269 | 0.10874 | 0.079448 | 0.072031 | 0.10875 | 0.072031 | 0.072031
322 | 154323.2967 | 15808.7915 | 5940.8763 | 66377.566 | 36931.5326 | 15486.4675 | 11742.2775 | 3009.117 | 5999.2747 | 7985.2754 | 26195.9713 | 8031.0387 | 10017.1143 | 4060.415 | 6976.4382 | n/a | 8475.801 | 5195.0824 | 4083.2045 | 7712.1961 | 9347.7866 | 8081.9784 | 2000.184 | 3517.7281 | 8204.4527 | 3515.8278 | 6563.1012 | 7951.3045 | 3323.5009 | 6046.7129 | 123.0176 | 87.5868 | 87.5868 | 130.8154 | 159.7681 | 100.2795 | 185.5952 | 127.6864 | 185.5952 | 118.3963 | 139.0254 | 82.1628 | 87.5516 | 100.8508 | 88.2339 | 158312.2987 | 10478.4704 | 4345.003 | 64602.944 | 29420.6738 | 13571.6615 | 5275.9913 | 5128.1208 | 4176.2902 | 3592.2017 | 22629.4096 | 6186.2012 | 6239.2773 | 4625.0927 | 5921.0626 | 153365.3 | 18111.3714 | 9540.0854 | 66734.3485 | 36173.5699 | 22859.1481 | 13357.9697 | 7082.2048 | 7694.0183 | 11796.6544 | 25966.2374 | 12689.0024 | 14170.6818 | 7832.0936 | 11908.5756 | 222.28 | 222.28 | 222.28 | 222.28 | 248.1283 | 222.28 | 248.1283 | 248.1283 | 248.1283 | 222.28 | 228.4922 | 222.28 | 222.28 | 222.28 | 222.28 | 0.13523 | 0.00016592 | 6.3312e-12 | 0.031536 | 0.079607 | 1.9266e-10 | 0.00040698 | 1.2457e-23 | 1.1973e-05 | 3.0594e-10 | 0.060048 | 7.1539e-12 | 2.8556e-09 | 1.4253e-20 | 1.4493e-14 | 0.13523 | 0.13539 | 0.13539 | 0.16676 | 0.24637 | 0.16676 | 0.24678 | 0.24637 | 0.24679 | 0.16676 | 0.19528 | 0.13523 | 0.16676 | 0.13523 | 0.13523
323 | 154964.2947 | 15761.3539 | 5764.8677 | 66628.5256 | 37111.507 | 15354.6466 | 11483.5963 | 2908.8105 | 5822.9735 | 7929.978 | 26235.3355 | 7943.4761 | 9944.7605 | 3998.8802 | 7203.0018 | n/a | 9855.883 | 5068.3161 | 4674.9938 | 7706.5268 | 9492.4945 | 9418.7935 | 1698.8354 | 4306.2932 | 7850.7968 | 2907.9357 | 5817.6213 | 8205.7425 | 2790.0873 | 4604.8751 | 137.1894 | 104.3166 | 104.3166 | 144.4187 | 170.4481 | 118.1324 | 193.6542 | 141.622 | 193.6542 | 134.4106 | 150.5352 | 101.8542 | 104.7487 | 116.2346 | 104.898 | 164605.8774 | 11224.3938 | 4296.3248 | 66532.3716 | 31250.9745 | 13639.3939 | 5183.7028 | 5089.9007 | 4028.8998 | 4078.9408 | 25866.9839 | 6028.6368 | 5788.1266 | 4644.7458 | 6408.5232 | 155853.5 | 19673.7767 | 8694.1409 | 68472.6641 | 37355.7 | 22862.0885 | 14327.8963 | 6788.7361 | 8170.5931 | 11841.7376 | 28312.6196 | 11664.4581 | 13801.3691 | 7152.0331 | 11004.4982 | 158.41 | 158.41 | 158.41 | 158.41 | 175.78 | 158.41 | 175.78 | 175.78 | 175.78 | 158.41 | 158.41 | 158.41 | 158.41 | 158.41 | 158.41 | 0.077614 | 3.3118e-06 | 2.5101e-10 | 0.015101 | 0.03326 | 1.1521e-10 | 1.0099e-05 | 2.562e-23 | 3.9088e-07 | 1.6389e-10 | 0.0019967 | 5.4647e-10 | 8.2692e-09 | 8.4092e-18 | 2.0431e-11 | 0.077614 | 0.077617 | 0.077617 | 0.092715 | 0.12598 | 0.092715 | 0.12599 | 0.12598 | 0.12599 | 0.092715 | 0.079611 | 0.077614 | 0.092715 | 0.077614 | 0.077614
324 | 151397.1221 | 15549.3306 | 5904.5009 | 65224.1887 | 36250.0715 | 15088.7966 | 11262.4644 | 2875.9723 | 5862.751 | 8028.3696 | 25854.5837 | 7735.8547 | 9756.3677 | 3917.1199 | 6991.2731 | n/a | 8841.6746 | 5810.8847 | 3817.4892 | 8328.8904 | 8274.2632 | 6357.2224 | 1708.9276 | 2694.2085 | 7538.3258 | 4326.4072 | 6612.337 | 6566.4398 | 3706.0286 | 5024.3685 | 99.5851 | 63.0994 | 63.0994 | 107.6215 | 138.4154 | 73.773 | 165.9004 | 104.2744 | 165.9004 | 93.0527 | 117.8399 | 54.4934 | 62.517 | 77.2148 | 63.788 | 164053.7674 | 10173.9449 | 4452.0874 | 68065.141 | 30310.3191 | 13388.9118 | 5315.9676 | 5091.1605 | 4583.5135 | 3873.3103 | 24240.2236 | 5779.493 | 6577.3658 | 4634.1984 | 5949.6529 | 153698.9 | 17354.052 | 10246.1721 | 69054.5302 | 37762.7095 | 21103.6751 | 11650.89 | 6527.9881 | 7277.722 | 10972.1361 | 27562.4308 | 12271.8301 | 12876.6057 | 7670.427 | 10575.8214 | 84.16 | 84.16 | 84.16 | 84.16 | 84.16 | 84.16 | 84.16 | 84.16 | 84.16 | 84.16 | 84.16 | 84.16 | 84.16 | 84.16 | 84.16 | 0.049824 | 0.00051311 | 4.8276e-14 | 0.0041676 | 0.010725 | 4.2555e-09 | 0.012975 | 2.6594e-22 | 3.8451e-05 | 2.2996e-08 | 0.0033181 | 5.5868e-12 | 1.2218e-07 | 3.765e-21 | 3.756e-11 | 0.049824 | 0.050337 | 0.050337 | 0.053992 | 0.064717 | 0.053992 | 0.077692 | 0.064717 | 0.07773 | 0.053992 | 0.053142 | 0.049824 | 0.053992 | 0.049824 | 0.049824
325 | 153138.9861 | 15580.0257 | 5804.5305 | 65902.7863 | 36747.5179 | 15456.2957 | 11658.3474 | 2886.6556 | 5671.065 | 7919.6481 | 25947.8785 | 7849.4266 | 9716.0292 | 4010.0723 | 7180.3176 | n/a | 9580.0112 | 5860.2505 | 5171.6764 | 9737.7629 | 8963.3314 | 9754.0028 | 1334.0063 | 3901.7885 | 8013.5961 | 4137.6341 | 7256.8217 | 6987.6836 | 1975.417 | 5797.3786 | 93.9198 | 57.9337 | 57.9337 | 101.8471 | 132.3748 | 68.0805 | 159.6245 | 98.526 | 159.6245 | 87.1952 | 112.2056 | 48.966 | 57.2725 | 71.9283 | 58.6163 | 168348.0441 | 11237.4522 | 4204.8596 | 68770.993 | 29889.6336 | 14483.7919 | 5744.9944 | 5042.6252 | 4222.0982 | 4824.6206 | 25588.4089 | 5903.2281 | 6647.9098 | 4708.6425 | 6387.1547 | 156440.7 | 20390.7634 | 9952.3101 | 68246.9253 | 37650.3 | 23074.0233 | 15432.5973 | 6116.6315 | 8086.9867 | 12492.9167 | 28489.943 | 13132.2498 | 11780.3459 | 6197.8596 | 11825.4333 | 63.79 | 63.79 | 63.79 | 63.79 | 84.04 | 63.79 | 84.04 | 84.04 | 84.04 | 63.79 | 63.79 | 63.79 | 63.79 | 63.79 | 63.79 | 0.033847 | 3.2864e-07 | 1.0543e-13 | 0.011637 | 0.018638 | 9.8506e-11 | 7.8566e-07 | 6.6109e-20 | 2.0451e-07 | 6.1265e-12 | 0.000965 | 1.9249e-13 | 8.5828e-06 | 5.2463e-13 | 1.6457e-13 | 0.033847 | 0.033847 | 0.033847 | 0.045485 | 0.064122 | 0.045485 | 0.064123 | 0.064122 | 0.064123 | 0.045485 | 0.034812 | 0.033847 | 0.045493 | 0.033847 | 0.033847
326 | 151320.2581 | 15236.6238 | 5611.1103 | 65217.5909 | 36222.1143 | 15052.3062 | 11717.6606 | 2926.8945 | 6140.4511 | 7591.2206 | 25856.5727 | 7936.8315 | 9642.8713 | 3889.6579 | 7093.1251 | n/a | 9244.7614 | 6353.067 | 3263.4859 | 9017.9627 | 7907.8674 | 9183.9044 | 2143.8907 | 3762.5249 | 6418.5564 | 3711.3979 | 5842.2926 | 8946.6742 | 3523.0751 | 4576.0614 | 110.4337 | 75.3739 | 75.3739 | 118.1525 | 147.2102 | 86.9343 | 173.1375 | 115.0042 | 173.1375 | 105.1213 | 127.0119 | 68.7474 | 75.1113 | 88.6893 | 76.0234 | 167192.0639 | 10874.9888 | 4185.0342 | 69818.4924 | 31334.4653 | 14948.0742 | 5201.2882 | 5057.6237 | 4180.1639 | 4681.7718 | 25344.249 | 6182.5356 | 7150.0263 | 4607.7704 | 5862.5855 | 154709.7856 | 18745.9503 | 9802.1012 | 66815.6 | 37404.4 | 21176.6913 | 14271.2925 | 6821.8811 | 7866.8888 | 10808.7282 | 27792.5469 | 10637.1779 | 15983.9005 | 7810.9455 | 10438.6468 | 73.6411 | 73.6411 | 73.6411 | 75.1235 | 75.9328 | 75.1235 | 75.9328 | 75.9328 | 75.9328 | 75.1235 | 73.6411 | 75.1235 | 75.1235 | 73.6411 | 73.6411 | 0.031302 | 6.5586e-06 | 3.1196e-14 | 0.01677 | 0.014371 | 3.0613e-09 | 2.7424e-05 | 2.869e-23 | 1.2435e-05 | 2.4666e-09 | 0.0023588 | 7.9698e-08 | 1.8908e-13 | 3.8888e-22 | 1.9782e-10 | 0.031302 | 0.031309 | 0.031309 | 0.048072 | 0.062444 | 0.048072 | 0.062471 | 0.062444 | 0.062484 | 0.048072 | 0.033661 | 0.031302 | 0.048072 | 0.031302 | 0.031302
327 | 150568.971 | 15369.5519 | 5727.1846 | 64887.0298 | 36026.8919 | 15206.7842 | 11408.547 | 3006.7798 | 5870.7571 | 7789.8076 | 25637.6849 | 7858.4456 | 9656.7862 | 4003.9041 | 7014.9609 | n/a | 11987.2085 | 6569.3149 | 3902.2469 | 8451.1319 | 10964.789 | 7389.9505 | 1706.7019 | 3253.1484 | 9013.9264 | 4161.3474 | 7255.6864 | 7569.0557 | 3273.2832 | 4455.1502 | 151.3234 | 121.3198 | 121.3198 | 157.9156 | 180.7296 | 136.2394 | 201.0539 | 155.4834 | 201.0539 | 150.4961 | 161.7986 | 121.9827 | 122.2404 | 131.7577 | 121.829 | 168814.6298 | 9859.8023 | 4241.1576 | 70575.7109 | 31392.7377 | 13921.3071 | 5457.3476 | 5012.8793 | 4373.4186 | 4394.3818 | 26802.3785 | 6062.2074 | 7961.3765 | 4719.1575 | 5995.3074 | 153038.1 | 20568.8809 | 10072.4427 | 67976.1577 | 36812.6696 | 22905.5962 | 12501.7981 | 6713.2812 | 7408.667 | 12697.6082 | 30198.5259 | 12903.2938 | 14563.0322 | 7772.7408 | 10401.6577 | 115.0699 | 115.0699 | 115.0699 | 115.0699 | 122.0865 | 115.0699 | 122.0865 | 122.0865 | 122.0865 | 115.0699 | 115.0699 | 115.0699 | 115.0699 | 115.0699 | 115.0699 | 0.047111 | 1.0658e-07 | 2.0004e-14 | 0.0065881 | 0.020367 | 5.7616e-11 | 0.0016544 | 1.0329e-21 | 2.1432e-05 | 7.8661e-13 | 4.3768e-05 | 6.4354e-13 | 7.0595e-11 | 8.1121e-21 | 1.2612e-10 | 0.047111 | 0.047111 | 0.047111 | 0.053699 | 0.074067 | 0.053699 | 0.075721 | 0.074067 | 0.075743 | 0.053699 | 0.047155 | 0.047111 | 0.053699 | 0.047111 | 0.047111
328 | 154421.0249 | 15586.6011 | 5776.1852 | 66436.6439 | 36914.2521 | 15282.7673 | 11880.4529 | 2908.6785 | 6082.0165 | 7952.9268 | 26232.3237 | 7808.6265 | 9615.2667 | 3921.0851 | 7060.4663 | n/a | 9439.8894 | 7173.1767 | 3941.7481 | 7834.4348 | 11755.8685 | 5782.5698 | 2037.1354 | 4595.7757 | 7289.4841 | 4044.359 | 5430.6805 | 7695.5467 | 3780.9062 | 4746.1284 | 180.2346 | 150.6638 | 150.6638 | 186.7243 | 208.0857 | 168.1189 | 227.0967 | 184.4708 | 227.0967 | 181.4545 | 188.5271 | 154.7835 | 152.1979 | 160.4273 | 151.1401 | 170814.3703 | 9407.1617 | 4123.6254 | 73413.4205 | 30910.9251 | 14495.1313 | 5123.3563 | 5099.1896 | 4145.5013 | 4727.8732 | 24397.8062 | 5377.4323 | 7269.4282 | 4597.7135 | 6056.7212 | 160042.8094 | 18101.6511 | 10601.4021 | 72938.5686 | 37973.4599 | 25094.4998 | 10905.9261 | 7136.325 | 8741.277 | 11838.5573 | 26948.7 | 10685.6128 | 13645.175 | 8272.5197 | 10769.6495 | 82.9556 | 82.9556 | 82.9556 | 82.9556 | 119.4423 | 82.9556 | 340.6451 | 119.4423 | 340.6451 | 82.9556 | 112.07 | 82.9556 | 82.9556 | 82.9556 | 82.9556 | 0.0079698 | 9.1119e-05 | 1.1151e-15 | 0.00083133 | 0.016319 | 2.5379e-13 | 0.38334 | 3.2354e-25 | 1.4876e-07 | 1.9697e-10 | 0.014863 | 2.6629e-08 | 2.3924e-09 | 3.8371e-24 | 2.2533e-11 | 0.0079698 | 0.0080609 | 0.0080609 | 0.0088011 | 0.02512 | 0.0088011 | 0.40846 | 0.02512 | 0.40846 | 0.0088011 | 0.022833 | 0.0079698 | 0.0088012 | 0.0079698 | 0.0079698
329 | 153603.6069 | 15613.9287 | 5986.373 | 66104.3099 | 36839.4408 | 15205.4193 | 11882.5258 | 3004.9633 | 6182.5341 | 7749.7016 | 26206.4633 | 8019.1923 | 9589.6538 | 4028.9943 | 7239.4893 | n/a | 12291.7396 | 5978.9381 | 4619.6371 | 8850.2429 | 10055.9708 | 7654.0664 | 1821.5761 | 3849.3905 | 5314.7349 | 4914.7286 | 5549.5194 | 8185.4526 | 4158.709 | 6103.5446 | 196.0804 | 169.3497 | 169.3497 | 201.939 | 220.0507 | 188.0616 | 236.1482 | 200.0549 | 236.1482 | 199.3534 | 201.4103 | 176.7699 | 171.4048 | 177.6169 | 169.753 | 169793.7362 | 10170.3086 | 4243.8628 | 68914.1073 | 31450.2308 | 14083.3743 | 5724.6854 | 5037.8284 | 4365.5993 | 4148.6187 | 25912.4 | 5809.778 | 6525.0462 | 4647.6112 | 6008.5385 | 157312.0024 | 20972.6482 | 9012.5009 | 67769.8 | 37791.6 | 23166.4451 | 13298.3519 | 4970.3308 | 8134.5898 | 9114.4536 | 28955.4392 | 10735.2974 | 14559.6174 | 8656.3202 | 11772.4831 | 125.7129 | 125.7129 | 125.7129 | 126.3351 | 135.5489 | 126.3351 | 135.5489 | 135.5489 | 135.5489 | 126.3351 | 125.7129 | 126.3351 | 126.3351 | 125.7129 | 125.7129 | 0.026511 | 8.8359e-08 | 2.7707e-10 | 0.016392 | 0.017886 | 2.8869e-11 | 0.00075601 | 1.5852e-12 | 4.6642e-06 | 3.9191e-05 | 0.00073803 | 8.4578e-08 | 4.713e-11 | 6.5929e-25 | 3.8145e-13 | 0.026511 | 0.026511 | 0.026511 | 0.042903 | 0.060788 | 0.042903 | 0.061544 | 0.060788 | 0.061549 | 0.042942 | 0.027249 | 0.026511 | 0.042903 | 0.026511 | 0.026511
330 | 154434.2363 | 15546.996 | 5996.4419 | 66416.1816 | 37063.579 | 15123.5457 | 11516.1738 | 2884.4568 | 5861.4203 | 7848.322 | 26308.7249 | 8091.6159 | 9701.3383 | 4034.0493 | 7136.4881 | n/a | 10019.2617 | 5250.2323 | 4680.5948 | 10470.4089 | 6040.8696 | 6782.1486 | 1967.0347 | 4316.0881 | 7201.487 | 3913.897 | 7124.0125 | 6682.0834 | 3518.0714 | 4407.5278 | 180.0161 | 151.5591 | 151.5591 | 186.2598 | 206.5793 | 168.9379 | 224.6588 | 184.1215 | 224.6588 | 181.62 | 187.5671 | 156.256 | 153.1678 | 160.8441 | 152.012 | 166014.8997 | 12015.2208 | 4068.0191 | 65131.826 | 31301.3172 | 13524.4739 | 5386.944 | 5098.5616 | 4220.6438 | 4638.0757 | 26603.1056 | 5674.1088 | 6822.7541 | 4710.0027 | 5912.9835 | 157040.2 | 21445.7825 | 9318.2514 | 67326.7 | 40786.6261 | 18923.0435 | 12169.0926 | 7020.5963 | 8536.732 | 11449.8627 | 28673.7026 | 12545.5213 | 13208.7167 | 8218.074 | 9879.1113 | 134.7114 | 134.7114 | 134.7114 | 155.4 | 155.4 | 155.4 | 155.4 | 155.4 | 155.4 | 155.4 | 134.7114 | 155.4 | 155.4 | 134.7114 | 134.7114 | 0.046025 | 2.2188e-08 | 4.4664e-11 | 0.02395 | 0.0016189 | 1.5398e-06 | 0.0061556 | 6.6035e-25 | 8.6315e-08 | 6.2775e-10 | 0.001319 | 2.2568e-11 | 2.3406e-08 | 1.0387e-22 | 6.7796e-09 | 0.046025 | 0.046025 | 0.046025 | 0.069975 | 0.071594 | 0.069977 | 0.07775 | 0.071594 | 0.07775 | 0.069977 | 0.047344 | 0.046027 | 0.069975 | 0.046025 | 0.046025
331 | 152129.5968 | 15557.6467 | 5901.9547 | 65515.8929 | 36422.9791 | 15450.9032 | 11231.9863 | 2995.0302 | 5950.2429 | 8055.4008 | 25874.8124 | 8077.1651 | 9974.6323 | 4070.4377 | 6844.6892 | n/a | 11932.1323 | 3943.482 | 4309.3097 | 5873.1017 | 8853.552 | 7888.7163 | 1832.8947 | 4103.0582 | 6641.2943 | 3935.2223 | 6261.6657 | 7526.7387 | 3819.4455 | 4967.7645 | 235.071 | 210.1205 | 210.1205 | 240.5271 | 255.5518 | 232.1908 | 268.8698 | 239.0086 | 268.8698 | 241.5329 | 236.6452 | 222.8488 | 213.088 | 216.9601 | 210.4541 | 171259.0985 | 10398.5751 | 4393.6388 | 73868.7836 | 33947.5687 | 13721.5873 | 5572.1064 | 5169.8256 | 4311.6472 | 4233.1527 | 23933.1597 | 6194.3941 | 6595.1302 | 4465.3328 | 6050.211 | 158631.1 | 21936.1075 | 8268.1208 | 71761.9999 | 38024.8 | 21333.5183 | 13388.1226 | 7002.7203 | 8396.2053 | 10786.547 | 27051.282 | 12117.8388 | 12845.7689 | 8284.7783 | 10411.9725 | 86.2446 | 86.2446 | 86.2446 | 86.2446 | 89.0818 | 86.2446 | 89.0818 | 89.0818 | 89.0818 | 86.2446 | 86.2446 | 86.2446 | 86.2446 | 86.2446 | 86.2446 | 0.0043062 | 6.9103e-09 | 1.4233e-08 | 0.00092261 | 0.0099756 | 8.7035e-09 | 6.5581e-05 | 2.1926e-23 | 3.1239e-07 | 6.7625e-08 | 0.0073606 | 1.5863e-10 | 4.3347e-07 | 1.1285e-22 | 2.6675e-11 | 0.0043062 | 0.0043062 | 0.0043062 | 0.0052288 | 0.015204 | 0.0052288 | 0.01527 | 0.015204 | 0.01527 | 0.0052289 | 0.011667 | 0.0043062 | 0.0052292 | 0.0043062 | 0.0043062
332 | 153182.0572 | 15415.6941 | 5906.2686 | 65921.8065 | 36560.0473 | 15611.6041 | 11604.1594 | 2835.7435 | 5963.4023 | 7747.1506 | 25839.9902 | 8554.7872 | 9936.4853 | 3591.3998 | 7128.0587 | n/a | 10411.1714 | 6592.3639 | 4641.9009 | 6244.254 | 9287.2358 | 7391.6542 | 2191.7132 | 3694.6661 | 6155.7034 | 4534.643 | 7086.6094 | 7918.7135 | 3505.166 | 4143.3322 | 170.8749 | 143.9756 | 143.9756 | 176.7767 | 195.9582 | 160.4662 | 213.0246 | 174.7587 | 213.0246 | 172.4377 | 177.966 | 148.4948 | 145.5107 | 152.7404 | 144.4031 | 161594.7858 | 11000.5614 | 4191.1805 | 67544.2117 | 29778.4849 | 15343.9363 | 4451.7959 | 5003.6411 | 3954.1022 | 4799.2934 | 23359.5022 | 5840.063 | 6451.5128 | 4688.1005 | 6375.4292 | 154815.4 | 21399.8328 | 10783.5444 | 70211.7188 | 34865.6452 | 24268.1721 | 11969.9564 | 7181.3543 | 7610.1683 | 10633.5968 | 26549.5452 | 12885.0725 | 14003.7263 | 8012.5665 | 10518.7614 | 156.94 | 156.94 | 156.94 | 156.94 | 293.9373 | 156.94 | 293.9373 | 293.9373 | 293.9373 | 156.94 | 156.94 | 156.94 | 156.94 | 156.94 | 156.94 | 0.061465 | 1.5879e-08 | 1.5999e-15 | 0.0032085 | 0.14819 | 8.3859e-12 | 0.014333 | 1.8036e-26 | 1.4334e-05 | 1.8256e-08 | 0.014777 | 1.2601e-10 | 3.5259e-09 | 1.5487e-26 | 1.6808e-10 | 0.061465 | 0.061465 | 0.061465 | 0.064673 | 0.21287 | 0.064673 | 0.2272 | 0.21287 | 0.22721 | 0.064673 | 0.076241 | 0.061465 | 0.064673 | 0.061465 | 0.061465
333 | 151561.0816 | 15100.4792 | 5664.1735 | 65269.9274 | 36358.974 | 15324.4249 | 11635.4289 | 3067.0966 | 5913.544 | 7809.0731 | 25807.6717 | 7944.2901 | 9786.2682 | 3978.1412 | 6580.6179 | n/a | 9685.9566 | 5365.8811 | 2963.5784 | 8105.721 | 7950.931 | 7326.7868 | 2102.578 | 2932.3865 | 9236.1633 | 4427.0448 | 6695.293 | 7981.8894 | 3385.4377 | 4798.3756 | 147.9375 | 116.9616 | 116.9616 | 154.7453 | 178.5984 | 131.6312 | 199.8533 | 152.1961 | 199.8533 | 146.5408 | 159.2939 | 116.7218 | 117.7449 | 127.8774 | 117.494 | 170039.432 | 11184.9747 | 4199.8182 | 69414.3115 | 31139.9742 | 14323.4866 | 5193.5382 | 4973.6852 | 4435.3399 | 4285.8718 | 24505.9893 | 5833.5938 | 6797.2265 | 4515.774 | 6237.8624 | 156985.3155 | 20752.9313 | 9565.6992 | 67302.7 | 38835.7952 | 20266.541 | 12492.525 | 6947.1632 | 7367.7264 | 12655.3351 | 25999.5342 | 11387.7102 | 13767.8159 | 7822.2117 | 11036.238 | 69.4355 | 69.4355 | 69.4355 | 83.2331 | 83.2331 | 83.2331 | 83.2331 | 83.2331 | 83.2331 | 83.2331 | 160.5135 | 83.2331 | 83.2331 | 69.4355 | 69.4355 | 0.008451 | 2.6948e-08 | 2.7824e-13 | 0.013468 | 0.0045847 | 8.9213e-08 | 0.0034822 | 3.1666e-22 | 3.3789e-05 | 1.137e-12 | 0.032074 | 2.1286e-09 | 3.8888e-09 | 2.6033e-21 | 4.8571e-14 | 0.008451 | 0.0084511 | 0.0084511 | 0.021919 | 0.026504 | 0.02192 | 0.029986 | 0.026504 | 0.03002 | 0.02192 | 0.040525 | 0.0084511 | 0.021919 | 0.008451 | 0.008451
334 | 156501.9861 | 15892.7083 | 5844.6274 | 67212.7168 | 37464.0107 | 15634.6796 | 12097.9925 | 2961.4507 | 6081.4201 | 8180.8948 | 26570.3584 | 8221.7793 | 10246.1235 | 4129.8387 | 7421.4696 | n/a | 8641.405 | 5552.5726 | 3513.271 | 9834.9077 | 12325.9657 | 8217.9955 | 1915.8511 | 3434.0082 | 6224.8307 | 2767.0627 | 7198.5624 | 5373.8233 | 3890.2345 | 5948.362 | 118.2294 | 84.0028 | 84.0028 | 125.7623 | 153.753 | 96.2103 | 178.7223 | 122.7369 | 178.7223 | 113.7253 | 133.7328 | 78.6954 | 83.9565 | 96.8262 | 84.6283 | 166786.8949 | 9935.9608 | 4177.8684 | 68802.7156 | 32033.3881 | 13563.5496 | 5406.2512 | 5137.265 | 4316.2178 | 4338.1598 | 26520.6709 | 5991.6047 | 7674.2574 | 4621.2889 | 6429.8111 | 157333.4 | 17908.1658 | 9628.541 | 69378.1917 | 40390.5008 | 25682.4153 | 12908.5518 | 7040.1161 | 7351.7311 | 10392.9906 | 28882.9336 | 13153.0671 | 12721.2806 | 8370.6234 | 12164.173 | 151.34 | 151.34 | 151.34 | 151.34 | 151.34 | 151.34 | 151.34 | 151.34 | 151.34 | 151.34 | 151.34 | 151.34 | 151.34 | 151.34 | 151.34 | 0.079076 | 0.00034044 | 1.3225e-12 | 0.012999 | 0.0033232 | 2.4734e-13 | 0.0043553 | 5.2439e-24 | 9.6548e-05 | 9.8672e-07 | 0.0014732 | 3.3155e-12 | 2.71e-06 | 1.6598e-22 | 2.263e-13 | 0.079076 | 0.079416 | 0.079416 | 0.092075 | 0.095398 | 0.092075 | 0.099754 | 0.095398 | 0.09985 | 0.092076 | 0.080549 | 0.079076 | 0.092078 | 0.079076 | 0.079076
335 | 154652.1666 | 15594.6162 | 5930.4047 | 66505.7234 | 37010.4281 | 15843.3744 | 11670.6177 | 2985.9447 | 6064.245 | 8454.7048 | 26335.1138 | 8466.7841 | 9760.2134 | 4048.4922 | 7255.5641 | n/a | 10176.5577 | 6807.807 | 3374.0307 | 9279.1094 | 7882.2615 | 9032.034 | 2130.0954 | 4525.5065 | 8483.6941 | 5177.2179 | 6752.5267 | 6510.4797 | 2537.0833 | 5570.1797 | 141.5604 | 108.9941 | 108.9941 | 148.721 | 174.3035 | 123.1809 | 197.108 | 145.9765 | 197.108 | 139.1774 | 154.4127 | 107.1844 | 109.536 | 120.7058 | 109.5654 | 161848.4181 | 9752.544 | 4265.2961 | 68902.2436 | 27718.3343 | 14959.9391 | 5386.3735 | 5086.6308 | 4378.9486 | 4642.5782 | 23536.0562 | 5690.4992 | 6903.796 | 4569.5735 | 5935.2461 | 155923.9181 | 19708.2017 | 11073.1031 | 70363.9742 | 36729.5437 | 22673.6006 | 14333.5074 | 7203.7262 | 8898.2551 | 13110.4723 | 27755.9741 | 12290.226 | 13328.9757 | 6830.6568 | 11505.4258 | 148.3235 | 148.3235 | 148.3235 | 148.3235 | 247.9811 | 148.3235 | 247.9811 | 247.9811 | 247.9811 | 148.3235 | 148.3235 | 148.3235 | 148.3235 | 148.3235 | 148.3235 | 0.069069 | 1.8295e-06 | 3.3652e-16 | 0.0042917 | 0.05249 | 1.1621e-09 | 1.9445e-05 | 1.4435e-24 | 6.3358e-08 | 1.7436e-11 | 0.0053003 | 1.0519e-09 | 1.9891e-08 | 8.3985e-16 | 1.9568e-12 | 0.069069 | 0.069071 | 0.069071 | 0.07336 | 0.12585 | 0.07336 | 0.12587 | 0.12585 | 0.12587 | 0.07336 | 0.074369 | 0.069069 | 0.07336 | 0.069069 | 0.069069
336 | 155292.505 | 15903.3562 | 5876.711 | 66779.6115 | 37102.1779 | 15338.6592 | 11884.5241 | 2884.7187 | 6133.3212 | 8199.8954 | 26374.6095 | 8263.3785 | 9887.5613 | 4106.3292 | 7296.0808 | n/a | 12004.4875 | 5564.1979 | 4819.976 | 10319.79 | 7321.6228 | 7542.259 | 1936.5071 | 4033.0488 | 5088.1335 | 4280.3129 | 4960.5527 | 6343.0322 | 3201.3629 | 6423.1996 | 164.3723 | 136.2568 | 136.2568 | 170.5443 | 191.107 | 152.2343 | 209.4118 | 168.3693 | 209.4118 | 165.0745 | 172.7135 | 139.3943 | 137.5745 | 145.6576 | 136.7154 | 159163.5356 | 9167.7227 | 4398.8109 | 65550.502 | 30811.9908 | 13454.4849 | 4602.3041 | 5068.1622 | 4051.6288 | 4383.6061 | 24831.5768 | 6022.0335 | 6385.8733 | 4586.9828 | 5997.2101 | 154334 | 20889.7984 | 9963.0087 | 67713.378 | 39283.6807 | 20721.5077 | 12103.8632 | 6945.5693 | 8084.6775 | 9422.8396 | 29083.6897 | 10976.8862 | 12682.5055 | 7477.222 | 12405.2097 | 227.42 | 227.42 | 227.42 | 227.42 | 227.42 | 227.42 | 227.42 | 227.42 | 227.42 | 227.42 | 227.42 | 227.42 | 227.42 | 227.42 | 227.42 | 0.13523 | 2.7395e-07 | 2.1758e-13 | 0.023735 | 0.0061902 | 2.8634e-08 | 0.022227 | 1.7224e-24 | 4.3549e-06 | 0.00011231 | 0.00080304 | 1.2633e-07 | 5.3201e-07 | 1.9292e-18 | 1.9017e-14 | 0.13523 | 0.13523 | 0.13523 | 0.15896 | 0.16515 | 0.15896 | 0.18738 | 0.16515 | 0.18739 | 0.15908 | 0.13603 | 0.13523 | 0.15896 | 0.13523 | 0.13523
337 | 159230.9845 | 15973.6382 | 6091.684 | 68304.972 | 37995.4532 | 15816.4318 | 12180.6853 | 3197.7651 | 6069.9522 | 8077.1552 | 27090.6849 | 8304.8692 | 10344.7325 | 4196.7415 | 7329.9837 | n/a | 10649.3739 | 5118.0413 | 4325.155 | 9085.1443 | 9438.6465 | 5937.001 | 1924.2499 | 3575.965 | 7534.1592 | 3770.8253 | 6225.5157 | 7336.8332 | 3263.5301 | 3776.3326 | 129.1238 | 97.2804 | 97.2804 | 136.1276 | 161.4782 | 110.33 | 184.0813 | 133.4011 | 184.0813 | 126.1853 | 142.298 | 94.4748 | 97.6229 | 108.8887 | 97.8467 | 171293.6688 | 10196.2973 | 4347.5953 | 72330.879 | 32474.602 | 13528.3571 | 5594.7924 | 5175.8631 | 4450.1085 | 4636.5411 | 26009.5848 | 5709.7252 | 6530.8434 | 4621.3522 | 6016.7876 | 160550.4 | 20759.3712 | 9415.4366 | 70783.634 | 40294.8463 | 21867.4036 | 11453.0934 | 7002.813 | 7947.3735 | 12118.5003 | 28103.9102 | 11743.0408 | 11785.2766 | 7552.7823 | 9793.1203 | 138.49 | 138.49 | 138.49 | 138.49 | 138.49 | 138.49 | 276.122 | 138.49 | 276.122 | 138.49 | 138.49 | 138.49 | 138.49 | 138.49 | 138.49 | 0.068747 | 4.6639e-07 | 6.115e-11 | 0.011365 | 0.0058566 | 8.0847e-09 | 0.22122 | 4.9384e-21 | 5.5987e-06 | 1.2442e-10 | 0.010057 | 4.5332e-09 | 0.00015596 | 5.0618e-18 | 4.781e-08 | 0.068747 | 0.068748 | 0.068748 | 0.080112 | 0.085969 | 0.080112 | 0.30718 | 0.085969 | 0.30719 | 0.080112 | 0.078805 | 0.068747 | 0.080268 | 0.068747 | 0.068747
338 | 155337.3907 | 15682.7369 | 6170.7429 | 66784.9406 | 37171.1834 | 15593.6651 | 11942.2376 | 2918.076 | 6179.4343 | 7950.4952 | 26347.894 | 8509.2984 | 10042.2583 | 4017.8509 | 7082.2982 | n/a | 10265.5872 | 6773.1909 | 3600.2232 | 10785.7378 | 9691.9601 | 9066.1662 | 1735.4027 | 3677.862 | 8153.7153 | 3224.1496 | 7428.1901 | 6566.734 | 4053.495 | 4450.959 | 111.9809 | 78.5359 | 78.5359 | 119.3426 | 146.8223 | 90.1507 | 171.3378 | 116.3699 | 171.3378 | 107.3474 | 127.3621 | 72.9541 | 78.4191 | 91.1262 | 79.15 | 166381.2671 | 10094.1281 | 4506.6691 | 68033.6178 | 29698.4395 | 14025.2921 | 5335.314 | 5139.9737 | 4353.9371 | 4396.5458 | 24377.88 | 5879.7956 | 7610.0766 | 4728.0669 | 5870.544 | 157031.1 | 19114.3153 | 11279.86 | 69512.7649 | 39210.2013 | 23117.1522 | 14267.9042 | 6875.3764 | 7974.0991 | 12484.9611 | 26655.6 | 12773.1856 | 14010.6106 | 8641.9619 | 9990.503 | 115.51 | 115.51 | 115.51 | 115.51 | 115.51 | 115.51 | 115.51 | 115.51 | 115.51 | 115.51 | 119.04 | 115.51 | 115.51 | 115.51 | 115.51 | 0.060894 | 1.0175e-05 | 1.4738e-15 | 0.0087042 | 0.0070281 | 1.4918e-10 | 5.9738e-05 | 1.1348e-23 | 9.5611e-06 | 8.0904e-12 | 0.027216 | 1.5361e-10 | 6.1776e-09 | 5.9156e-25 | 2.3372e-09 | 0.060894 | 0.060904 | 0.060904 | 0.069598 | 0.076626 | 0.069598 | 0.076686 | 0.076626 | 0.076695 | 0.069598 | 0.088109 | 0.060894 | 0.069598 | 0.060894 | 0.060894
339 | 149560.8188 | 14799.4769 | 5383.1003 | 64487.398 | 35885.4785 | 14968.3376 | 11268.2721 | 3039.1938 | 5808.7765 | 8017.847 | 25610.9762 | 7823.912 | 9489.0386 | 3928.7125 | 6983.9017 | n/a | 10697.8169 | 5952.9565 | 4398.9059 | 8689.2066 | 8523.913 | 9253.1369 | 1952.0466 | 3612.4335 | 7062.6554 | 5276.0637 | 6194.0327 | 7783.0646 | 4075.6104 | 6096.9118 | 87.3234 | 51.8788 | 51.8788 | 95.1327 | 125.3883 | 61.4144 | 152.3981 | 91.8376 | 152.3981 | 80.3607 | 105.6727 | 42.4682 | 51.123 | 65.7501 | 52.5554 | 160489.3841 | 9755.6092 | 3932.0073 | 65298.5985 | 31056.7972 | 13813.0703 | 5191.3714 | 5114.6336 | 4076.0649 | 4404.775 | 25359.4862 | 5753.8436 | 6496.074 | 4481.5241 | 6194.595 | 151991.4 | 20113.526 | 9884.9638 | 67307.6203 | 38864.2197 | 21218.3833 | 14362.0083 | 7048.3802 | 7688.4984 | 11443.2304 | 29576.9498 | 11708.6763 | 14019.8386 | 8363.2345 | 12240.5067 | 68.5489 | 68.5489 | 68.5489 | 68.5489 | 68.5489 | 68.5489 | 68.5489 | 68.5489 | 68.5489 | 68.5489 | 68.5489 | 68.5489 | 68.5489 | 68.5489 | 68.5489 | 0.047332 | 4.8226e-08 | 1.0767e-15 | 0.007728 | 0.0028389 | 1.9979e-09 | 4.0969e-06 | 4.3833e-23 | 3.7319e-06 | 2.1622e-09 | 0.00010676 | 1.8341e-10 | 2.3708e-10 | 1.6184e-24 | 2.2804e-15 | 0.047332 | 0.047332 | 0.047332 | 0.05506 | 0.057899 | 0.05506 | 0.057903 | 0.057899 | 0.057906 | 0.05506 | 0.047438 | 0.047332 | 0.05506 | 0.047332 | 0.047332
340 | 153156.1194 | 15400.1834 | 5703.8297 | 65921.2759 | 36638.5263 | 15548.4954 | 11625.4981 | 3073.9432 | 5976.6063 | 8066.2182 | 26045.55 | 8349.6124 | 9852.4852 | 4127.7094 | 7012.9744 | n/a | 10862.4409 | 6292.2668 | 3875.003 | 10752.7691 | 10709.6562 | 7733.363 | 1774.7132 | 4695.645 | 7588.4886 | 3843.6684 | 5296.3944 | 7964.9519 | 3614.0384 | 5239.5212 | 162.9429 | 131.2912 | 131.2912 | 169.8964 | 193.8443 | 147.3228 | 215.1765 | 167.346 | 215.1765 | 162.2866 | 173.7775 | 132.3592 | 132.329 | 142.2467 | 131.8256 | 164063.9183 | 10990.2338 | 4210.2268 | 67760.2512 | 30658.0961 | 13598.0108 | 5013.9565 | 5104.2542 | 4156.7758 | 4106.9382 | 23602.8421 | 5623.0455 | 7568.942 | 4517.673 | 6194.8774 | 155770.5 | 21772.8747 | 10468.7936 | 68073.6542 | 39864.8652 | 22862.867 | 12686.4194 | 6811.1673 | 8824.4209 | 10817.5268 | 26310.2105 | 10352.54 | 15204.5939 | 7870.1114 | 10937.5987 | 121.4644 | 121.4644 | 121.4644 | 121.4644 | 121.4644 | 121.4644 | 121.4644 | 121.4644 | 121.4644 | 121.4644 | 162.0158 | 121.4644 | 121.4644 | 121.4644 | 121.4644 | 0.045598 | 5.9736e-09 | 1.1137e-15 | 0.012815 | 0.0024127 | 2.4146e-10 | 0.0019288 | 1.9186e-21 | 4.886e-08 | 6.2435e-08 | 0.028861 | 3.937e-06 | 1.7535e-11 | 3.9156e-20 | 5.6294e-12 | 0.045598 | 0.045598 | 0.045598 | 0.058412 | 0.060825 | 0.058412 | 0.062754 | 0.060825 | 0.062754 | 0.058412 | 0.074459 | 0.045601 | 0.058412 | 0.045598 | 0.045598
341 | 157794.4736 | 16032.2762 | 6213.9328 | 67769.0308 | 37648.2096 | 15972.4915 | 11866.5552 | 3027.7779 | 6137.4228 | 8219.7378 | 26619.4037 | 8336.4291 | 9897.3895 | 3954.3904 | 7620.1771 | n/a | 12216.3542 | 5360.0746 | 4125.2626 | 9342.7492 | 10222.259 | 6829.2448 | 1830.5804 | 5121.1134 | 7507.7228 | 3787.3051 | 8186.6849 | 6197.4392 | 3140.7644 | 4265.8924 | 160.8787 | 131.4875 | 131.4875 | 167.3334 | 189.225 | 147.2211 | 208.7198 | 165.0093 | 208.7198 | 160.8959 | 170.3141 | 133.5464 | 132.6442 | 141.4993 | 131.9759 | 160241.9048 | 10971.0754 | 4064.2657 | 67126.5666 | 29791.0026 | 14218.2099 | 5237.4272 | 5124.9125 | 4418.7677 | 4556.4444 | 23782.1396 | 5788.5554 | 6232.548 | 4529.0712 | 5878.5134 | 154681.5048 | 20816.1296 | 9424.3403 | 68821.0292 | 38041.5517 | 24425.1689 | 11940.472 | 6955.4929 | 9418.8811 | 12064.1673 | 27444.3447 | 13959.9403 | 12354.8872 | 7592.4356 | 10144.4058 | 241.3181 | 241.3181 | 241.3181 | 241.3181 | 241.3181 | 241.3181 | 241.3181 | 241.3181 | 241.3181 | 241.3181 | 241.3181 | 241.3181 | 241.3181 | 241.3181 | 241.3181 | 0.25387 | 4.8849e-07 | 1.821e-10 | 0.022558 | 0.029366 | 2.3045e-11 | 0.03351 | 9.7722e-23 | 9.3876e-09 | 4.4496e-10 | 0.01289 | 1.8124e-13 | 2.0761e-06 | 2.1347e-20 | 5.8011e-08 | 0.25387 | 0.25387 | 0.25387 | 0.27643 | 0.3058 | 0.27643 | 0.33931 | 0.3058 | 0.33931 | 0.27643 | 0.26676 | 0.25387 | 0.27643 | 0.25387 | 0.25387
342 | 155818.6096 | 15723.0627 | 5925.3931 | 66972.565 | 37294.8204 | 15322.685 | 11830.297 | 3145.9973 | 6273.8032 | 7718.382 | 26286.4604 | 7900.5213 | 10272.9396 | 3916.0451 | 7004.7351 | n/a | 9715.377 | 6354.1729 | 4901.6081 | 9600.5371 | 6102.1767 | 8979.3468 | 2056.853 | 4056.6335 | 8540.8934 | 4161.8151 | 5791.3215 | 7356.4785 | 3466.9798 | 4099.8254 | 162.946 | 134.2754 | 134.2754 | 169.241 | 190.3786 | 150.155 | 209.1982 | 167.0016 | 209.1982 | 163.3563 | 171.7573 | 136.9539 | 135.5249 | 143.9405 | 134.7468 | 164931.7884 | 10339.5114 | 4350.0684 | 67295.4984 | 28710.4044 | 15142.3047 | 5069.1219 | 5180.8833 | 4120.345 | 4446.9146 | 24596.4361 | 5864.3139 | 7221.8925 | 4752.84 | 6251.6125 | 156788.2 | 19136.7884 | 10098.1413 | 69714.3065 | 37047.8416 | 20569.6814 | 13135.7687 | 7129.4363 | 7601.3785 | 12402.208 | 28335.3512 | 11566.4354 | 14359.5709 | 8053.4199 | 10351.4379 | 169.65 | 169.65 | 169.65 | 169.65 | 265.7653 | 169.65 | 265.7653 | 265.7653 | 265.7653 | 169.65 | 169.65 | 169.65 | 169.65 | 169.65 | 169.65 | 0.075824 | 1.0856e-05 | 1.5575e-13 | 0.0086707 | 0.050881 | 4.0218e-08 | 0.001016 | 3.0383e-22 | 8.9375e-05 | 1.9452e-12 | 0.0020944 | 6.4897e-10 | 5.5642e-09 | 4.3127e-23 | 1.5443e-10 | 0.075824 | 0.075835 | 0.075835 | 0.084495 | 0.13538 | 0.084495 | 0.13639 | 0.13538 | 0.13648 | 0.084495 | 0.077919 | 0.075824 | 0.084495 | 0.075824 | 0.075824
343 | 153590.6934 | 15584.4518 | 5687.4102 | 66081.4389 | 36769.1109 | 15597.0117 | 11781.5671 | 3053.8845 | 5849.1486 | 7844.9063 | 25919.2282 | 8117.3089 | 9640.1922 | 4023.0169 | 7201.9813 | n/a | 11565.7219 | 5654.4161 | 3879.7063 | 9070.18 | 11149.93 | 7672.5243 | 2189.7131 | 5429.1219 | 6221.0712 | 3734.3499 | 4195.2387 | 7366.0893 | 3593.2758 | 5777.5214 | 119.2166 | 86.4917 | 86.4917 | 126.4175 | 152.957 | 98.7099 | 176.6282 | 123.5534 | 176.6282 | 115.3143 | 133.6364 | 82.1055 | 86.5719 | 98.6484 | 87.0847 | 163585.6495 | 9625.5578 | 4296.9422 | 67384.2378 | 32225.0655 | 13066.8946 | 5091.4838 | 5271.81 | 4313.1315 | 4442.7456 | 24531.9876 | 5959.2329 | 6160.5049 | 4646.0591 | 5771.2752 | 156005.5 | 20995.0797 | 9910.4583 | 68778.0321 | 40609.6335 | 23219.2246 | 12731.2081 | 7461.5231 | 9742.2534 | 10653.4167 | 26079.9 | 9982.7716 | 13302.3942 | 8089.3349 | 11363.2965 | 94.79 | 94.79 | 94.79 | 94.79 | 94.79 | 94.79 | 94.79 | 94.79 | 94.79 | 94.79 | 147.2 | 94.79 | 94.79 | 94.79 | 94.79 | 0.048675 | 7.591e-08 | 3.6796e-14 | 0.0087177 | 0.0014233 | 1.1632e-10 | 0.0027583 | 4.6921e-25 | 2.2918e-10 | 3.2256e-08 | 0.033645 | 5.8228e-06 | 1.1314e-08 | 3.4504e-22 | 2.6979e-12 | 0.048675 | 0.048675 | 0.048675 | 0.057393 | 0.058816 | 0.057393 | 0.061575 | 0.058816 | 0.061575 | 0.057393 | 0.08232 | 0.048681 | 0.057393 | 0.048675 | 0.048675
344 | 148029.7414 | 15004.8803 | 5551.2633 | 63872.7119 | 35569.1405 | 14717.3082 | 11036.9238 | 2805.8628 | 5839.4369 | 7523.9964 | 25190.8658 | 7964.7158 | 9473.2853 | 3913.1973 | 6917.6382 | n/a | 10604.8517 | 4751.3801 | 3531.3596 | 9976.289 | 8250.6996 | 8652.9084 | 2345.9225 | 3669.3052 | 8649.3656 | 3470.0754 | 6396.6077 | 7546.2702 | 3479.1087 | 4742.5196 | 135.0403 | 103.6735 | 103.6735 | 141.9375 | 166.625 | 117.2222 | 188.6324 | 139.288 | 188.6324 | 132.6596 | 147.5046 | 101.7849 | 104.1691 | 114.9758 | 104.2249 | 164406.5037 | 9784.0094 | 4249.869 | 66149.3786 | 29222.1898 | 13471.4969 | 5238.1031 | 5081.7626 | 4349.7669 | 4006.7641 | 25333.7313 | 6149.491 | 6665.5632 | 4634.4238 | 5910.1527 | 150263.8 | 19566.9611 | 8946.6492 | 64547.4 | 36933.3788 | 21041.9965 | 13306.0115 | 7427.6852 | 7523.1721 | 12332.3297 | 25845.7412 | 12189.6987 | 13683.3334 | 7702.2325 | 10304.4723 | 109.24 | 109.24 | 109.24 | 135.26 | 135.26 | 135.26 | 135.26 | 135.26 | 135.26 | 135.26 | 109.24 | 135.26 | 135.26 | 109.24 | 109.24 | 0.050057 | 3.9374e-07 | 5.0881e-12 | 0.026572 | 0.011956 | 1.2272e-09 | 4.1502e-05 | 2.7191e-28 | 1.0144e-05 | 5.5271e-13 | 0.015638 | 4.9044e-11 | 8.7835e-10 | 2.3801e-21 | 9.5735e-11 | 0.050057 | 0.050058 | 0.050058 | 0.076629 | 0.088585 | 0.076629 | 0.088626 | 0.088585 | 0.088637 | 0.076629 | 0.065695 | 0.050057 | 0.076629 | 0.050057 | 0.050057
345 | 153921.3338 | 15500.8538 | 5897.3701 | 66230.328 | 36798.5881 | 15315.7095 | 11732.5746 | 2958.5121 | 5997.1449 | 7980.1477 | 26080.9863 | 8086.2695 | 9611.9205 | 4087.9582 | 6883.906 | n/a | 12636.2694 | 7259.9051 | 3784.658 | 9658.1806 | 9497.7147 | 8682.6524 | 1889.6823 | 3673.2165 | 7009.7418 | 4543.8488 | 5031.0995 | 6620.196 | 3195.8131 | 4384.0486 | 174.6762 | 146.1657 | 146.1657 | 180.9331 | 201.496 | 163.0749 | 219.7958 | 178.7645 | 219.7958 | 175.9115 | 182.6125 | 150.2383 | 147.663 | 155.5638 | 146.6241 | 168787.7663 | 10015.2354 | 4188.3279 | 71392.41 | 33224.1443 | 15189.1169 | 5107.2545 | 5237.5295 | 4262.6129 | 4934.2774 | 23998.3153 | 6005.3102 | 6931.7989 | 4696.0011 | 6159.6924 | 158475.4 | 22453.2047 | 11366.833 | 71458.268 | 41095.125 | 23714.9316 | 13735.1069 | 7042.9118 | 7935.8294 | 11944.0192 | 27228.5641 | 10798.1098 | 13169.4949 | 7866.8142 | 10489.241 | 97.9642 | 97.9642 | 97.9642 | 97.9642 | 97.9642 | 97.9642 | 97.9642 | 97.9642 | 97.9642 | 97.9642 | 97.9642 | 97.9642 | 97.9642 | 97.9642 | 97.9642 | 0.015489 | 1.5888e-09 | 3.4777e-17 | 0.001813 | 0.00095755 | 1.0697e-11 | 0.000134 | 4.647e-24 | 3.7673e-06 | 1.4335e-10 | 0.0077906 | 9.6291e-08 | 1.6658e-08 | 1.7489e-20 | 2.4051e-11 | 0.015489 | 0.015489 | 0.015489 | 0.017302 | 0.018259 | 0.017302 | 0.018393 | 0.018259 | 0.018397 | 0.017302 | 0.02328 | 0.015489 | 0.017302 | 0.015489 | 0.015489
346 | 153641.907 | 15394.2848 | 5795.2766 | 66096.2179 | 36763.3646 | 15293.2104 | 11906.5546 | 3003.9812 | 5886.1887 | 7994.4672 | 26149.7794 | 7862.2086 | 9855.349 | 3951.2294 | 7046.9652 | n/a | 9670.2543 | 5768.2658 | 3379.3888 | 10683.0497 | 9958.2057 | 7509.828 | 1910.0783 | 4218.9023 | 8223.5925 | 4526.7081 | 5677.8742 | 5452.6321 | 2616.1798 | 6596.3616 | 235.5994 | 211.8492 | 211.8492 | 240.7903 | 254.6645 | 233.9049 | 266.9535 | 239.3995 | 266.9535 | 242.5252 | 236.3246 | 225.2847 | 214.9125 | 218.1604 | 212.157 | 157642.6437 | 10647.4008 | 4087.1896 | 63789.0834 | 28938.0773 | 13993.3732 | 5191.3271 | 5081.4866 | 4422.7077 | 4050.6187 | 22399.8733 | 6001.5472 | 7399.3824 | 4686.2537 | 5902.6611 | 153847.0437 | 20298.4551 | 9849.1554 | 65777.0722 | 39435.327 | 22805.8789 | 12687.9551 | 6991.5649 | 8641.61 | 11683.4112 | 26314.0814 | 11124.5213 | 12832.6145 | 7292.4335 | 12412.7228 | 277.1004 | 277.1004 | 277.1004 | 324.2065 | 324.2065 | 324.2065 | 324.2065 | 324.2065 | 324.2065 | 324.2065 | 277.1004 | 324.2065 | 324.2065 | 277.1004 | 277.1004 | 0.095301 | 2.2616e-07 | 1.8591e-13 | 0.044168 | 0.0039588 | 1.0507e-10 | 0.0045606 | 3.2396e-23 | 6.1962e-08 | 5.6839e-10 | 0.033535 | 4.3703e-09 | 2.4649e-07 | 6.2757e-19 | 1.6003e-15 | 0.095301 | 0.095301 | 0.095301 | 0.13947 | 0.14343 | 0.13947 | 0.14799 | 0.14343 | 0.14799 | 0.13947 | 0.12884 | 0.095301 | 0.13947 | 0.095301 | 0.095301
347 | 151643.5451 | 15032.953 | 5575.8721 | 65293.3299 | 36311.3699 | 15579.9636 | 11391.5876 | 2789.5259 | 5951.9598 | 7910.4166 | 26068.4587 | 8430.9314 | 9565.5529 | 3815.8786 | 6852.2957 | n/a | 7494.4367 | 6254.9024 | 4116.086 | 8492.1129 | 10154.8657 | 8829.0108 | 1893.427 | 3929.1179 | 7696.0759 | 3873.6906 | 5735.8141 | 6082.7159 | 2984.2978 | 4248.9818 | 227.9461 | 205.3693 | 205.3693 | 232.8796 | 245.9243 | 226.688 | 257.4753 | 231.5759 | 257.4753 | 234.7907 | 228.375 | 218.5855 | 208.3616 | 211.3015 | 205.6587 | 161226.1894 | 10608.1853 | 4292.7003 | 65713.1898 | 28908.7174 | 13682.253 | 4886.121 | 5093.8302 | 4309.8244 | 3829.4525 | 23054.3656 | 6022.777 | 7042.4939 | 4688.7838 | 6120.979 | 154690.2 | 17893.4888 | 10538.5028 | 67653.4758 | 36643.4303 | 23178.4187 | 13663.6318 | 6976.5572 | 8233.4423 | 11125.1284 | 26519.1 | 11500.2911 | 13010.2099 | 7545.4816 | 10280.9608 | 159.77 | 159.77 | 159.77 | 159.77 | 236.1865 | 159.77 | 236.1865 | 236.1865 | 236.1865 | 159.77 | 169.51 | 159.77 | 159.77 | 159.77 | 159.77 | 0.03919 | 3.022e-05 | 1.4236e-16 | 0.011418 | 0.030624 | 1.2101e-10 | 5.1006e-05 | 5.6954e-26 | 6.8627e-07 | 4.8766e-09 | 0.021906 | 3.1567e-08 | 2.4765e-08 | 1.5725e-21 | 6.1909e-11 | 0.03919 | 0.03922 | 0.03922 | 0.050608 | 0.081232 | 0.050608 | 0.081283 | 0.081232 | 0.081284 | 0.050608 | 0.061096 | 0.03919 | 0.050608 | 0.03919 | 0.03919
348 | 154901.4747 | 15599.0683 | 5871.6217 | 66591.2448 | 37014.982 | 15408.7743 | 12057.9761 | 2914.2983 | 6276.8693 | 7892.247 | 26240.139 | 7987.97 | 9811.7775 | 4142.3304 | 7108.801 | n/a | 10928.6215 | 7239.506 | 4786.1334 | 7671.5923 | 9893.5408 | 7975.182 | 2066.997 | 4912.5447 | 8650.3509 | 4044.4946 | 6127.7482 | 8154.9394 | 3558.4084 | 5809.0503 | 200.5245 | 174.9708 | 174.9708 | 206.1221 | 222.9638 | 194.0157 | 237.9235 | 204.3813 | 237.9235 | 204.5094 | 204.7653 | 183.5221 | 177.199 | 182.6536 | 175.3455 | 163358.3959 | 10414.2439 | 4148.9864 | 66057.4967 | 29205.6828 | 14809.9889 | 5514.6224 | 4926.4818 | 4443.2481 | 4529.2962 | 26497.0683 | 6012.5105 | 7158.1445 | 4687.0296 | 6089.3694 | 158324.5 | 21250.7655 | 11329.9925 | 69749.9342 | 36845.2751 | 24496.1297 | 13489.8044 | 6979.4788 | 9355.7928 | 13014.4471 | 29830.2629 | 12098.0587 | 15020.3839 | 7942.938 | 11833.9197 | 134.61 | 134.61 | 134.61 | 134.61 | 298.7035 | 134.61 | 298.7035 | 298.7035 | 298.7035 | 134.61 | 134.61 | 134.61 | 134.61 | 134.61 | 134.61 | 0.032233 | 4.2618e-08 | 3.2039e-17 | 0.0066354 | 0.04765 | 2.0492e-12 | 0.0007664 | 2.7502e-24 | 3.2827e-08 | 3.7477e-13 | 0.00021457 | 9.108e-11 | 2.8624e-11 | 2.3912e-20 | 8.0209e-14 | 0.032233 | 0.032233 | 0.032233 | 0.038869 | 0.086518 | 0.038869 | 0.087285 | 0.086518 | 0.087285 | 0.038869 | 0.032448 | 0.032233 | 0.038869 | 0.032233 | 0.032233
349 | 150146.1712 | 15126.9698 | 5639.7352 | 64702.2815 | 36132.8616 | 15021.2788 | 11328.8343 | 2842.9783 | 5691.4585 | 8015.7468 | 25778.4504 | 7878.6612 | 9754.3623 | 3891.4062 | 7104.3405 | n/a | 9357.1507 | 6407.5323 | 3614.1073 | 6631.033 | 9056.7859 | 9326.5505 | 1371.7385 | 5223.4029 | 8636.8011 | 4628.8776 | 5727.3301 | 7511.3043 | 3362.9148 | 5573.2443 | 174.221 | 144.8364 | 144.8364 | 180.671 | 202.0742 | 161.75 | 221.1256 | 178.4092 | 221.1256 | 175.1139 | 182.7801 | 148.3863 | 146.2626 | 154.6206 | 145.3137 | 166219.4861 | 11281.2806 | 4326.3074 | 68753.2927 | 29827.5213 | 14116.3923 | 5331.3764 | 5122.4924 | 4307.4233 | 3844.1527 | 25356.8463 | 5808.7783 | 6936.0763 | 4555.8083 | 6209.9435 | 154377.9 | 20285.4313 | 10733.8397 | 67457.1457 | 36111.4 | 22895.8782 | 14657.9269 | 6494.2309 | 9530.8262 | 12452.1537 | 29459.2238 | 11287.6084 | 12483.6807 | 7609.7231 | 11783.1877 | 101.3135 | 101.3135 | 101.3135 | 101.3135 | 248.44 | 101.3135 | 248.44 | 248.44 | 248.44 | 101.3135 | 101.3135 | 101.3135 | 101.3135 | 101.3135 | 101.3135 | 0.01776 | 9.6061e-08 | 8.6482e-17 | 0.0081047 | 0.041903 | 2.8112e-11 | 2.1425e-06 | 1.5672e-22 | 1.7756e-10 | 1.5637e-11 | 0.00017033 | 2.1928e-09 | 5.96e-07 | 4.2488e-21 | 1.0265e-13 | 0.01776 | 0.01776 | 0.01776 | 0.025864 | 0.067768 | 0.025864 | 0.06777 | 0.067768 | 0.06777 | 0.025864 | 0.01793 | 0.01776 | 0.025865 | 0.01776 | 0.01776
350 | 152779.6025 | 15165.7681 | 5530.8896 | 65759.139 | 36478.7017 | 15483.1907 | 11658.7128 | 2842.4103 | 6041.8627 | 7921.1193 | 26188.2873 | 8142.6909 | 9874.2351 | 3992.8716 | 7113.8107 | n/a | 9725.4362 | 4502.2636 | 3170.3572 | 9991.2589 | 7413.7735 | 6874.5955 | 1569.9308 | 3876.746 | 8488.3226 | 3578.0136 | 8418.1861 | 7099.5544 | 3378.0696 | 5305.8995 | 120.9386 | 88.5962 | 88.5962 | 128.0547 | 154.1714 | 100.9472 | 177.4637 | 125.2383 | 177.4637 | 117.2859 | 134.9863 | 84.6086 | 88.7383 | 100.5584 | 89.1797 | 166234.9992 | 9614.6425 | 4272.3449 | 69444.8879 | 31856.4751 | 13640.7312 | 5224.3424 | 5133.7103 | 4282.14 | 4493.7492 | 25963.2706 | 5842.7215 | 6245.5629 | 4790.0229 | 5918.6547 | 154517.5542 | 19164.2787 | 8657.8085 | 66327.4 | 38242.434 | 19742.3596 | 11478.2379 | 6703.6411 | 7543.586 | 12845.8719 | 28087.7842 | 13868.8076 | 12288.9173 | 7847.7924 | 11057.0541 | 118.0969 | 118.0969 | 118.0969 | 136.31 | 136.31 | 136.31 | 266.1956 | 136.31 | 266.1956 | 136.31 | 118.0969 | 136.31 | 136.31 | 118.0969 | 118.0969 | 0.05949 | 1.8385e-06 | 2.9082e-11 | 0.028312 | 0.0086658 | 5.9354e-07 | 0.069461 | 1.0432e-23 | 3.1347e-05 | 1.0879e-12 | 0.0025825 | 5.9519e-14 | 2.4089e-06 | 2.7055e-21 | 6.9801e-12 | 0.05949 | 0.059491 | 0.059491 | 0.087802 | 0.096467 | 0.087802 | 0.16593 | 0.096467 | 0.16596 | 0.087802 | 0.062072 | 0.05949 | 0.087804 | 0.05949 | 0.05949
351 | 156178.974 | 15490.2807 | 5979.5747 | 67097.0189 | 37275.746 | 15677.3814 | 11802.2464 | 3043.4197 | 5893.8872 | 8103.5611 | 26443.966 | 8369.151 | 9794.8698 | 4002.8174 | 7279.9524 | n/a | 7159.4953 | 4602.554 | 4005.8991 | 10816.3562 | 9698.0762 | 6557.2495 | 1863.0086 | 4343.9706 | 7513.7214 | 4801.8705 | 7313.8257 | 7041.0978 | 2348.3523 | 5360.0506 | 183.8445 | 155.4415 | 155.4415 | 190.0754 | 210.2055 | 173.1563 | 228.1138 | 187.9603 | 228.1138 | 185.7184 | 191.1086 | 160.5944 | 157.1313 | 164.6386 | 155.8902 | 163987.5807 | 11454.2702 | 4195.4484 | 64710.8749 | 29433.9057 | 14070.3069 | 4936.3415 | 4928.021 | 4225.9105 | 4083.6951 | 26449.1701 | 6107.6351 | 6645.8382 | 4593.2412 | 6240.6993 | 158324.6807 | 16264.1655 | 8783.6024 | 67476.674 | 39754.6619 | 23490.3831 | 11493.5911 | 6767.3296 | 8569.881 | 11319.4166 | 31092.5406 | 13421.4608 | 13220.436 | 6701.8935 | 11600.7499 | 153.2328 | 153.2328 | 153.2328 | 200.8566 | 200.8566 | 200.8566 | 342.1707 | 200.8566 | 342.1707 | 200.8566 | 153.2328 | 200.8566 | 200.8566 | 153.2328 | 153.2328 | 0.053436 | 0.0063923 | 1.0983e-09 | 0.031243 | 0.0048301 | 7.905e-11 | 0.099395 | 1.4417e-21 | 9.239e-08 | 7.079e-09 | 4.7486e-05 | 2.8493e-12 | 3.7358e-08 | 1.5106e-15 | 1.4282e-12 | 0.053436 | 0.059829 | 0.059829 | 0.084679 | 0.089509 | 0.084679 | 0.1889 | 0.089509 | 0.1889 | 0.084679 | 0.053484 | 0.053436 | 0.084679 | 0.053436 | 0.053436
352 | 156927.8314 | 15984.2227 | 6017.2725 | 67409.8709 | 37511.9307 | 15841.4682 | 11945.7422 | 2980.1462 | 6152.9877 | 8200.0986 | 26660.4343 | 8378.3479 | 10260.7812 | 4257.0423 | 7137.4318 | n/a | 11134.5121 | 5435.39 | 4487.591 | 9375.95 | 9731.4937 | 8578.9227 | 1706.5081 | 3026.2089 | 7367.8179 | 4403.1243 | 6190.3144 | 6777.7651 | 3459.9906 | 6118.3988 | 125.1141 | 92.8249 | 92.8249 | 132.2174 | 158.1331 | 105.5426 | 181.2436 | 129.4259 | 181.2436 | 121.7537 | 138.8529 | 89.3315 | 93.0549 | 104.6937 | 93.4038 | 167583.0651 | 9556.6952 | 4354.8628 | 68446.74 | 30820.9761 | 14825.734 | 4777.8941 | 5229.3187 | 3954.162 | 4612.5678 | 26623.5348 | 5980.5028 | 7135.4331 | 4690.6184 | 6198.4898 | 160400.6 | 20298.7073 | 9782.3528 | 69897.031 | 37961.5261 | 24375.9276 | 12519.1167 | 6882.3268 | 6316.6709 | 11863.1857 | 29496.5591 | 12106.7172 | 13808.1982 | 7914.4091 | 12297.9886 | 83.93 | 83.93 | 83.93 | 83.93 | 139.4623 | 83.93 | 139.4623 | 139.4623 | 139.4623 | 83.93 | 83.93 | 83.93 | 83.93 | 83.93 | 83.93 | 0.032233 | 1.4474e-06 | 2.9952e-12 | 0.011139 | 0.027947 | 1.574e-11 | 0.0082432 | 6.2644e-23 | 0.033363 | 1.01e-09 | 0.00069687 | 1.3585e-09 | 4.378e-08 | 3.3944e-19 | 7.5684e-15 | 0.032233 | 0.032235 | 0.032235 | 0.043372 | 0.071319 | 0.043372 | 0.079562 | 0.071319 | 0.11293 | 0.043372 | 0.03293 | 0.032233 | 0.043372 | 0.032233 | 0.032233
353 | 152835.709 | 15428.9025 | 5749.7119 | 65779.5889 | 36671.5395 | 15320.8698 | 11944.7268 | 2979.4603 | 6160.1711 | 7975.2743 | 26063.5892 | 8242.9227 | 10009.5383 | 3937.7703 | 7039.5821 | n/a | 9833.7566 | 4931.2137 | 4488.5585 | 8858.6678 | 12110.8816 | 10546.1188 | 2119.655 | 4033.6361 | 8325.9008 | 4477.9431 | 5360.4206 | 7917.7456 | 3264.5833 | 5978.5325 | 169.9258 | 140.2841 | 140.2841 | 176.4337 | 198.2345 | 156.8308 | 217.6436 | 174.1252 | 217.6436 | 170.4456 | 178.9401 | 143.2162 | 141.6054 | 150.2519 | 140.7703 | 161064.0405 | 11090.5464 | 4475.5307 | 65721.4275 | 28725.8586 | 14136.7579 | 5146.6075 | 5176.7833 | 4168.1137 | 4068.5366 | 23601.5054 | 6191.1088 | 7079.9867 | 4496.5556 | 6180.7571 | 154262.7 | 20768.703 | 9268.8444 | 66360.8596 | 36864.2 | 24716.5395 | 15578.8263 | 7290.2383 | 8201.7498 | 11044.2374 | 27352.0485 | 11370.6294 | 13746.5323 | 7705.3389 | 12114.6896 | 162.3 | 162.3 | 162.3 | 170.9495 | 211.7 | 170.9495 | 211.7 | 211.7 | 211.7 | 170.9495 | 162.3 | 170.9495 | 170.9495 | 162.3 | 162.3 | 0.065613 | 7.9135e-08 | 5.0098e-12 | 0.02813 | 0.034712 | 8.0086e-13 | 1.5119e-06 | 4.1223e-25 | 2.9901e-06 | 1.1325e-08 | 0.0063129 | 1.7362e-08 | 1.4662e-08 | 4.0129e-21 | 8.2357e-15 | 0.065613 | 0.065613 | 0.065613 | 0.093744 | 0.12846 | 0.093744 | 0.12846 | 0.12846 | 0.12846 | 0.093744 | 0.071926 | 0.065613 | 0.093744 | 0.065613 | 0.065613
354 | 156667.7788 | 16317.8207 | 6216.1513 | 67301.6873 | 37285.1236 | 16011.366 | 11949.5731 | 3048.0611 | 5957.3257 | 8460.2235 | 26350.5263 | 8707.3425 | 9760.8654 | 4253.2272 | 7169.6183 | n/a | 11312.276 | 5912.8054 | 5091.1551 | 8766.2462 | 9756.16 | 8939.9969 | 2003.4012 | 5399.2468 | 5668.7578 | 4421.7977 | 6269.783 | 8274.1056 | 3853.7236 | 6291.1252 | 134.9694 | 100.6734 | 100.6734 | 142.5137 | 169.965 | 114.3654 | 194.4436 | 139.5583 | 194.4436 | 131.5363 | 149.4263 | 97.1947 | 100.9596 | 113.2448 | 101.2866 | 166713.9708 | 11243.1286 | 4085.9941 | 70086.6142 | 31657.4294 | 14394.1413 | 5511.6049 | 5166.7687 | 4260.2755 | 4122.1746 | 23180.3643 | 6008.4498 | 7621.1302 | 4509.9304 | 6122.8557 | 159956.3 | 21754.4045 | 9950.0996 | 73009.8605 | 39466.7756 | 24028.1925 | 14444.0018 | 7170.17 | 9659.5223 | 9775.1324 | 26779.6 | 12171.9239 | 15659.9357 | 7900.054 | 12040.7809 | 92.8081 | 92.8081 | 92.8081 | 92.8081 | 92.8081 | 92.8081 | 92.8081 | 92.8081 | 92.8081 | 92.8081 | 114.25 | 92.8081 | 92.8081 | 92.8081 | 92.8081 | 0.035891 | 1.2957e-07 | 7.6872e-12 | 0.0014231 | 0.0062472 | 7.2008e-11 | 3.733e-05 | 1.3021e-23 | 8.0111e-10 | 8.788e-05 | 0.022773 | 8.476e-09 | 1.5569e-12 | 3.6683e-19 | 4.4193e-14 | 0.035891 | 0.035891 | 0.035891 | 0.037314 | 0.043561 | 0.037314 | 0.043598 | 0.043561 | 0.043598 | 0.037402 | 0.058664 | 0.035891 | 0.037314 | 0.035891 | 0.035891
355 | 152889.3608 | 15543.4302 | 5656.177 | 65795.689 | 36577.0884 | 15470.2656 | 11706.3911 | 2932.2729 | 5926.6651 | 7929.9288 | 26171.6585 | 7948.5692 | 9514.3334 | 4066.1453 | 7104.8885 | n/a | 7550.4684 | 6653.4982 | 5218.1505 | 8022.6591 | 7236.4146 | 8664.4283 | 2315.3192 | 3267.4599 | 8226.5674 | 4557.4559 | 4701.4961 | 7615.8692 | 4068.7967 | 4813.3466 | 170.4845 | 141.6059 | 141.6059 | 176.8237 | 197.885 | 158.1631 | 216.6326 | 174.5973 | 216.6326 | 171.3138 | 178.9444 | 145.0124 | 142.9926 | 151.234 | 142.0755 | 163867.1112 | 11282.2344 | 4124.0454 | 66363.1315 | 29626.3765 | 13808.9057 | 5046.8016 | 5242.608 | 4229.1555 | 3920.4437 | 26376.4681 | 5863.2438 | 6413.0831 | 4638.9447 | 6043.0658 | 153030.4 | 18569.1027 | 10747.3436 | 66908.182 | 36239.0356 | 19832.5204 | 13711.2299 | 7447.0272 | 7496.6154 | 11083.511 | 27096.8129 | 10415.4399 | 12613.6523 | 8689.2414 | 10856.4124 | 202.46 | 202.46 | 202.46 | 202.46 | 290.5662 | 202.46 | 290.5662 | 290.5662 | 290.5662 | 202.46 | 202.46 | 202.46 | 202.46 | 202.46 | 202.46 | 0.097096 | 2.5573e-05 | 9.7357e-17 | 0.021549 | 0.055359 | 4.5061e-07 | 0.00013143 | 1.3845e-26 | 1.972e-05 | 6.8516e-09 | 0.010889 | 2.5451e-07 | 9.6573e-08 | 1.1136e-24 | 2.0222e-11 | 0.097096 | 0.097122 | 0.097122 | 0.11865 | 0.174 | 0.11865 | 0.17414 | 0.174 | 0.17416 | 0.11865 | 0.10798 | 0.097097 | 0.11865 | 0.097096 | 0.097096
356 | 159170.4805 | 16418.4161 | 6233.8357 | 68285.8026 | 38003.2207 | 16040.6717 | 12284.8544 | 3221.7747 | 6359.9322 | 8203.2819 | 26890.231 | 8483.238 | 9817.8113 | 4196.8984 | 7427.0439 | n/a | 9544.8202 | 6196.0107 | 4145.3898 | 8519.3102 | 12465.5017 | 7816.4964 | 1689.6942 | 4402.6522 | 7675.8517 | 3997.1772 | 6389.3777 | 6869.3385 | 3735.677 | 5307.4694 | 158.5036 | 128.4931 | 128.4931 | 165.0957 | 187.6569 | 144.0482 | 207.7514 | 162.696 | 207.7514 | 158.1438 | 168.5145 | 129.9527 | 129.558 | 138.813 | 128.9965 | 160019.6173 | 10014.6171 | 4373.8579 | 65009.8552 | 29397.7656 | 13647.3325 | 5333.0575 | 4928.2727 | 4453.8737 | 3980.2596 | 24410.2992 | 5947.6778 | 6630.73 | 4628.7087 | 6018.0564 | 152245.7336 | 19355.6373 | 10517.8686 | 66623.8613 | 37195.892 | 25450.2342 | 13165.0701 | 6617.9669 | 8814.5259 | 11561.9113 | 26809.1764 | 11768.6555 | 12962.1685 | 8007.3857 | 10987.9258 | 237.7554 | 237.7554 | 237.7554 | 247.6435 | 281.4854 | 247.6435 | 281.4854 | 281.4854 | 281.4854 | 247.6435 | 237.7554 | 247.6435 | 247.6435 | 237.7554 | 237.7554 | 0.77069 | 4.6663e-05 | 2.9536e-13 | 0.084111 | 0.078783 | 2.3237e-12 | 0.0037256 | 7.0608e-19 | 6.3695e-07 | 4.3315e-09 | 0.048058 | 1.2801e-08 | 1.1999e-07 | 3.695e-20 | 1.4433e-10 | 0.77069 | 0.77073 | 0.77073 | 0.8548 | 0.93358 | 0.8548 | 0.93731 | 0.93358 | 0.93731 | 0.8548 | 0.81874 | 0.77069 | 0.8548 | 0.77069 | 0.77069
357 | 152465.9205 | 15692.673 | 6089.8713 | 65646.8656 | 36532.9673 | 15296.5982 | 11856.1022 | 2875.2597 | 5927.1326 | 7672.9618 | 25823.0949 | 7851.9853 | 9735.6412 | 3988.1856 | 7019.1268 | n/a | 10107.7493 | 5195.534 | 4140.6377 | 7448.6801 | 9227.1105 | 6794.7526 | 2317.7084 | 5445.1924 | 7905.8193 | 4189.0039 | 7327.0183 | 6066.9937 | 3826.9855 | 6134.7481 | 129.8062 | 97.9037 | 97.9037 | 136.8229 | 162.2045 | 111.0167 | 184.8351 | 134.0934 | 184.8351 | 126.8913 | 142.9759 | 95.1423 | 98.2558 | 109.5261 | 98.4707 | 167517.8884 | 10306.0421 | 4343.7309 | 68985.0126 | 33548.8992 | 13915.5835 | 5293.9233 | 5087.9878 | 4410.3665 | 4764.9066 | 25799.2846 | 5914.9715 | 6425.3164 | 4607.8952 | 5817.4321 | 156232.7 | 19771.2914 | 9539.2649 | 68546.3618 | 38188.6909 | 22974.894 | 12050.7759 | 7379.3962 | 9832.2589 | 12649.7259 | 27239.4886 | 13095.1897 | 11846.2101 | 7705.4807 | 11812.7801 | 82.145 | 82.145 | 82.145 | 82.145 | 82.145 | 82.145 | 140.3691 | 82.145 | 140.3691 | 82.145 | 82.145 | 82.145 | 82.145 | 82.145 | 82.145 | 0.025001 | 2.1211e-06 | 2.7945e-11 | 0.0075907 | 0.0095533 | 6.8458e-11 | 0.0238 | 5.1912e-27 | 2.7736e-10 | 3.8076e-13 | 0.0051195 | 2.362e-13 | 7.2322e-06 | 1.2331e-20 | 3.8319e-14 | 0.025001 | 0.025004 | 0.025004 | 0.032592 | 0.042146 | 0.032592 | 0.065946 | 0.042146 | 0.065946 | 0.032592 | 0.030121 | 0.025001 | 0.032599 | 0.025001 | 0.025001
358 | 153771.1418 | 15723.6387 | 5862.1115 | 66164.5436 | 36889.0422 | 15602.6469 | 11955.776 | 2923.0566 | 6275.5305 | 8268.9915 | 26003.5203 | 8101.9938 | 9697.8768 | 3994.427 | 6882.3533 | n/a | 11381.0724 | 5473.9261 | 3987.0803 | 9571.1432 | 12420.7217 | 7598.2065 | 1779.0546 | 3310.9965 | 9691.6047 | 3598.2219 | 6459.6081 | 6160.3802 | 3677.8599 | 5472.7149 | 125.954 | 90.171 | 90.171 | 133.8289 | 163.0076 | 103.1414 | 189.0353 | 130.6768 | 189.0353 | 121.3989 | 142.009 | 84.8841 | 90.17 | 103.538 | 90.823 | 166048.9598 | 10865.1157 | 4254.5513 | 69884.5155 | 31164.4825 | 14221.6449 | 5341.3714 | 5167.1921 | 4414.0372 | 4322.8076 | 24962.5943 | 5819.3513 | 6350.1717 | 4623.0689 | 6288.6593 | 153667.5 | 21190.0881 | 9664.0773 | 68716.0795 | 38168.1094 | 25558.4666 | 11983.1615 | 6881.3466 | 7594.2337 | 13194.6123 | 28133.2162 | 12014.8594 | 11707.6519 | 8181.9288 | 11761.3743 | 193.86 | 193.86 | 193.86 | 193.86 | 193.86 | 193.86 | 217.3447 | 193.86 | 217.3447 | 193.86 | 193.86 | 193.86 | 193.86 | 193.86 | 193.86 | 0.10462 | 7.4541e-08 | 1.2665e-12 | 0.010542 | 0.01346 | 2.9692e-13 | 0.038248 | 1.2196e-23 | 9.3185e-05 | 3.0084e-12 | 0.0017971 | 3.1082e-10 | 1.0557e-05 | 6.2554e-23 | 1.3395e-14 | 0.10462 | 0.10462 | 0.10462 | 0.11516 | 0.12862 | 0.11516 | 0.16687 | 0.12862 | 0.16697 | 0.11516 | 0.10642 | 0.10462 | 0.11517 | 0.10462 | 0.10462
359 | 151706.9347 | 15467.8604 | 5957.6728 | 65325.6647 | 36309.1553 | 15204.2616 | 11600.8386 | 2978.1455 | 5961.2831 | 7568.4111 | 25757.3389 | 8108.4377 | 9764.2204 | 4120.3173 | 6826.7224 | n/a | 10266.3257 | 6146.1409 | 3807.3927 | 8889.629 | 10999.1606 | 8996.6354 | 1647.5593 | 4013.0399 | 5192.8711 | 4383.1154 | 5315.4477 | 7510.957 | 2363.0829 | 5477.6179 | 110.7874 | 75.057 | 75.057 | 118.6543 | 148.3314 | 86.683 | 174.8123 | 115.4376 | 174.8123 | 105.2584 | 127.7976 | 68.1078 | 74.754 | 88.6567 | 75.7204 | 157415.9957 | 9317.9991 | 4063.3643 | 64796.0844 | 28199.7726 | 14667.9988 | 5077.4921 | 4911.4206 | 4334.4979 | 4833.809 | 22491.2627 | 6427.6215 | 6379.6738 | 4582.9925 | 6061.6656 | 152038.8957 | 19584.3248 | 10209.5052 | 66522.3771 | 35814.2017 | 25582.1594 | 13772.6274 | 6552.6798 | 8169.9378 | 9941.6801 | 25378.9781 | 11743.0692 | 13244.8307 | 6758.5754 | 11539.2834 | 168.0789 | 168.0789 | 168.0789 | 168.0789 | 243.5725 | 168.0789 | 243.5725 | 243.5725 | 243.5725 | 168.0789 | 232.0237 | 168.0789 | 168.0789 | 168.0789 | 168.0789 | 0.091382 | 1.6727e-06 | 1.0907e-13 | 0.020569 | 0.063764 | 5.0186e-14 | 7.6931e-05 | 3.3833e-21 | 9.8705e-07 | 1.8281e-07 | 0.075508 | 1.1972e-09 | 2.8611e-08 | 7.0799e-15 | 2.8439e-14 | 0.091382 | 0.091383 | 0.091383 | 0.11195 | 0.17571 | 0.11195 | 0.17579 | 0.17571 | 0.17579 | 0.11195 | 0.16689 | 0.091382 | 0.11195 | 0.091382 | 0.091382
360 | 153037.4007 | 15539.6813 | 5743.4584 | 65877.6584 | 36524.5579 | 15393.6152 | 11880.2434 | 2954.7285 | 5897.4351 | 7674.275 | 26045.2441 | 8089.395 | 9581.0049 | 3925.6222 | 7022.3083 | n/a | 11649.3209 | 6188.6445 | 3816.6583 | 10985.7928 | 10853.8374 | 9118.1062 | 2122.6519 | 4042.6215 | 8971.6228 | 4250.3055 | 6895.8702 | 7928.677 | 3452.2567 | 4224.3389 | 137.1382 | 104.2659 | 104.2659 | 144.3674 | 170.3982 | 118.0771 | 193.6057 | 141.5706 | 193.6057 | 134.3563 | 150.4871 | 101.798 | 104.6969 | 116.1845 | 104.8473 | 167305.6642 | 10726.3164 | 4435.3327 | 69940.8095 | 30391.5193 | 14664.6525 | 5788.2696 | 5119.2534 | 4118.6218 | 4820.9273 | 23857.5391 | 6166.7051 | 7227.0819 | 4457.4991 | 6019.9426 | 154874.3 | 22311.8373 | 10623.9772 | 68121.8035 | 37698.5479 | 25356.79 | 14786.8758 | 7198.6052 | 8148.2434 | 13744.0501 | 27394.3446 | 12949.3753 | 14353.459 | 7877.7559 | 10225.3815 | 126.82 | 126.82 | 126.82 | 126.82 | 126.82 | 126.82 | 126.82 | 126.82 | 126.82 | 126.82 | 126.82 | 126.82 | 126.82 | 126.82 | 126.82 | 0.057847 | 2.5811e-09 | 6.486e-16 | 0.01223 | 0.014603 | 2.0604e-13 | 1.1177e-05 | 6.0578e-25 | 7.193e-07 | 1.4701e-15 | 0.0057612 | 3.189e-12 | 1.0468e-10 | 4.1402e-22 | 3.7082e-10 | 0.057847 | 0.057847 | 0.057847 | 0.070077 | 0.084681 | 0.070077 | 0.084692 | 0.084681 | 0.084693 | 0.070077 | 0.063608 | 0.057847 | 0.070077 | 0.057847 | 0.057847
361 | 153350.2148 | 15767.602 | 5851.7851 | 65971.4503 | 36715.6509 | 15483.1186 | 11703.3865 | 3065.9302 | 6032.3689 | 8101.2537 | 26047.6502 | 8156.1588 | 9839.8056 | 3905.911 | 7061.2874 | n/a | 11157.2212 | 5427.9675 | 4213.2978 | 9146.7722 | 10445.9534 | 7053.803 | 1814.1167 | 3962.2812 | 5807.4866 | 4527.3477 | 6808.7286 | 6378.4382 | 3077.2829 | 3757.5397 | 170.9013 | 140.8138 | 140.8138 | 177.5074 | 199.6932 | 157.4696 | 219.4459 | 175.1569 | 219.4459 | 171.3255 | 180.1544 | 143.6139 | 142.1231 | 150.9582 | 141.3087 | 164517.2715 | 10560.4955 | 4247.3827 | 67676.9712 | 30435.2072 | 13060.561 | 5419.3569 | 5032.0472 | 4332.598 | 3696.7162 | 25120.5465 | 5742.431 | 6659.7226 | 4615.6371 | 6148.1063 | 156053.9 | 18873.6246 | 8684.9581 | 69081.7896 | 37329.1 | 23277.0144 | 12332.7599 | 6318.8639 | 8250.8791 | 9371.9028 | 29322.1943 | 12453.9595 | 12971.5608 | 7587.52 | 9592.246 | 125.98 | 125.98 | 125.98 | 125.98 | 150.06 | 125.98 | 150.06 | 150.06 | 150.06 | 125.98 | 125.98 | 125.98 | 125.98 | 125.98 | 125.98 | 0.044546 | 2.3399e-05 | 6.1908e-10 | 0.0067144 | 0.024004 | 6.4683e-11 | 0.0067894 | 5.4955e-19 | 1.0666e-06 | 8.3128e-05 | 0.00032976 | 5.6241e-11 | 1.2987e-07 | 7.6525e-21 | 1.9321e-08 | 0.044546 | 0.04457 | 0.04457 | 0.05126 | 0.075265 | 0.05126 | 0.082054 | 0.075265 | 0.082055 | 0.051344 | 0.044876 | 0.044546 | 0.051261 | 0.044546 | 0.044546
362 | 155587.8739 | 15918.7036 | 6098.1975 | 66878.1088 | 37289.7544 | 15418.2278 | 11981.359 | 3011.9403 | 6119.8586 | 8164.5189 | 26590.3777 | 7997.6943 | 10096.8353 | 3726.1765 | 7010.9373 | n/a | 13009.3776 | 5255.2178 | 4133.1539 | 7601.6279 | 9715.6681 | 8545.2211 | 1728.9551 | 4260.9925 | 6717.6615 | 4357.9698 | 6919.6913 | 6848.4724 | 3868.9346 | 5967.9126 | 132.1612 | 101.9976 | 101.9976 | 138.7933 | 162.4507 | 115.2301 | 183.5385 | 136.2561 | 183.5385 | 130.0224 | 143.9971 | 100.4379 | 102.5205 | 112.8276 | 102.5259 | 163780.7687 | 10031.7053 | 4212.8348 | 71379.8285 | 34446.7883 | 14107.9954 | 5420.1593 | 5224.0825 | 4238.3551 | 3914.8996 | 23484.778 | 6100.4547 | 6952.5014 | 4524.7103 | 6002.1802 | 157542.1687 | 22729.6829 | 9468.0527 | 73625.0824 | 41886.4161 | 23719.0635 | 13965.3804 | 6947.4376 | 8499.3476 | 10547.0611 | 26723.1478 | 13001.046 | 13065.2738 | 7731.9449 | 11340.6928 | 118.2881 | 118.2881 | 118.2881 | 118.2881 | 118.2881 | 118.2881 | 118.2881 | 118.2881 | 118.2881 | 118.2881 | 154.8106 | 118.2881 | 118.2881 | 118.2881 | 118.2881 | 0.05625 | 3.4941e-09 | 4.702e-11 | 0.00073416 | 0.00077645 | 1.597e-11 | 0.00015898 | 6.9294e-23 | 5.872e-07 | 4.2755e-07 | 0.035252 | 1.2157e-12 | 3.3972e-07 | 1.859e-23 | 5.397e-13 | 0.05625 | 0.05625 | 0.05625 | 0.056984 | 0.057761 | 0.056984 | 0.05792 | 0.057761 | 0.05792 | 0.056985 | 0.091502 | 0.05625 | 0.056985 | 0.05625 | 0.05625
363 | 157539.3731 | 15951.7 | 6038.2982 | 67647.2545 | 37676.2942 | 15742.3055 | 12360.0616 | 3008.2995 | 6170.8057 | 8223.029 | 26665.9379 | 8196.679 | 10227.2966 | 4210.6329 | 7669.2844 | n/a | 8675.9018 | 5827.5807 | 3560.0012 | 11096.038 | 10627.5548 | 6822.408 | 1701.9098 | 4217.5177 | 6845.5089 | 3911.6352 | 5823.3365 | 5325.4095 | 3792.0073 | 5247.5658 | 177.8439 | 148.362 | 148.362 | 184.3145 | 205.6785 | 165.6011 | 224.693 | 182.0592 | 224.693 | 178.9391 | 186.2323 | 152.2632 | 149.8543 | 158.1273 | 148.8384 | 164922.9554 | 10774.9293 | 4461.6883 | 68594.8944 | 30163.0606 | 13856.78 | 5038.685 | 4909.0609 | 4095.728 | 4416.3709 | 24568.7563 | 5650.7533 | 7171.3785 | 4757.7306 | 6118.603 | 158297.3 | 19339.9312 | 10289.269 | 68786.2956 | 40424.3986 | 23542.5348 | 11844.9929 | 6610.9707 | 8302.3457 | 11246.2798 | 27894.0914 | 11281.4898 | 11763.088 | 7728.4826 | 11366.1689 | 192.09 | 192.09 | 192.09 | 192.09 | 192.09 | 192.09 | 337.0395 | 192.09 | 337.0395 | 192.09 | 192.09 | 192.09 | 192.09 | 192.09 | 192.09 | 0.080942 | 1.2993e-05 | 1.57e-13 | 0.0216 | 0.0039258 | 8.8646e-11 | 0.1417 | 3.7312e-21 | 2.0099e-06 | 2.2127e-08 | 0.0071947 | 1.958e-08 | 0.00010123 | 9.951e-19 | 1.2997e-10 | 0.080942 | 0.080955 | 0.080955 | 0.10254 | 0.10647 | 0.10254 | 0.24817 | 0.10647 | 0.24817 | 0.10254 | 0.088137 | 0.080942 | 0.10264 | 0.080942 | 0.080942
364 | 155618.4227 | 15790.2982 | 5960.5891 | 66872.9404 | 37299.2415 | 15360.5552 | 12191.8399 | 3082.8274 | 6642.1489 | 7908.9205 | 26586.6278 | 8030.1648 | 10336.5398 | 3896.3903 | 7286.7267 | n/a | 7650.2405 | 5507.0138 | 5527.4094 | 10184.1478 | 12983.7954 | 6519.3585 | 1551.9777 | 3429.7808 | 7485.6114 | 3752.7675 | 5020.1992 | 6579.9314 | 3119.0641 | 6518.2508 | 161.7227 | 130.269 | 130.269 | 168.6327 | 192.4379 | 146.1826 | 213.6431 | 166.0973 | 213.6431 | 161.0574 | 172.5025 | 131.308 | 131.2963 | 141.1594 | 130.8003 | 163643.6157 | 10188.7428 | 4118.5909 | 66681.6037 | 29208.8321 | 14788.7297 | 5361.6614 | 5160.183 | 4224.7349 | 4377.6438 | 23668.1501 | 6197.4481 | 6593.8964 | 4672.1706 | 6053.1605 | 158080.1157 | 17770.7833 | 9611.8048 | 69813.513 | 38134.7799 | 27420.4251 | 11577.02 | 6712.1607 | 7654.5157 | 11669.6552 | 26147.7176 | 11059.1472 | 12827.5278 | 7646.5347 | 12571.4114 | 125.5656 | 125.5656 | 125.5656 | 125.5656 | 128.3209 | 125.5656 | 320.4647 | 128.3209 | 320.4647 | 125.5656 | 258.7537 | 125.5656 | 125.5656 | 125.5656 | 125.5656 | 0.048449 | 0.00035901 | 4.9153e-12 | 0.0076521 | 0.019984 | 8.3272e-16 | 0.17586 | 7.837e-21 | 0.00047883 | 3.2816e-10 | 0.081015 | 1.8942e-08 | 2.7731e-06 | 3.0986e-21 | 6.9179e-15 | 0.048449 | 0.048808 | 0.048808 | 0.056101 | 0.076085 | 0.056101 | 0.25195 | 0.076085 | 0.25242 | 0.056101 | 0.12946 | 0.048449 | 0.056104 | 0.048449 | 0.048449
365 | 154482.5179 | 15697.0441 | 5790.5332 | 66445.3436 | 36961.3386 | 15702.7159 | 12045.1022 | 2887.4763 | 6152.6874 | 8208.4234 | 26406.075 | 8196.2435 | 9935.3059 | 3894.6764 | 7026.8461 | n/a | 11149.8065 | 5111.2004 | 3087.7034 | 7896.9813 | 8996.4152 | 8545.7191 | 1489.7937 | 4660.7245 | 9838.5571 | 3924.057 | 5759.5531 | 8259.9663 | 3294.2241 | 4834.3955 | 158.9456 | 128.1792 | 128.1792 | 165.7045 | 188.9622 | 143.812 | 209.6793 | 163.228 | 209.6793 | 158.3443 | 169.4405 | 129.2798 | 129.1993 | 138.8189 | 128.6982 | 163953.5384 | 11099.6775 | 4404.3452 | 67276.7255 | 31313.9118 | 14534.1479 | 5479.5668 | 5224.644 | 4501.4014 | 4760.2509 | 23390.3395 | 5978.5946 | 6432.275 | 4677.5302 | 6025.8877 | 155762.9 | 22141.5839 | 9501.1456 | 67297.4289 | 38161.5931 | 22157.9631 | 13817.886 | 6714.4378 | 9004.7259 | 14340.508 | 26061.5966 | 11479.0478 | 14650.6414 | 7703.8543 | 10663.4832 | 156.74 | 156.74 | 156.74 | 156.74 | 156.74 | 156.74 | 156.74 | 156.74 | 156.74 | 156.74 | 254.1607 | 156.74 | 156.74 | 156.74 | 156.74 | 0.068747 | 6.7619e-09 | 1.6964e-12 | 0.024661 | 0.014449 | 2.5864e-09 | 0.00029501 | 3.4939e-23 | 7.0542e-08 | 8.1547e-15 | 0.070853 | 7.6514e-09 | 2.6565e-10 | 1.5262e-21 | 3.0908e-11 | 0.068747 | 0.068747 | 0.068747 | 0.093408 | 0.10786 | 0.093408 | 0.10815 | 0.10786 | 0.10815 | 0.093408 | 0.1396 | 0.068747 | 0.093408 | 0.068747 | 0.068747
366 | 155831.8184 | 15284.2706 | 5861.1086 | 66967.1264 | 37304.6445 | 15661.4127 | 11960.298 | 3025.9148 | 6245.5405 | 8066.9517 | 26419.8162 | 8205.3053 | 9902.7224 | 3947.4985 | 7252.5997 | n/a | 8998.7487 | 6473.1657 | 4772.7017 | 10918.4653 | 6667.125 | 8133.3938 | 2390.9907 | 4890.7238 | 5327.7648 | 4024.0103 | 6216.04 | 7718.6602 | 3550.5999 | 5471.9942 | 106.012 | 72.3066 | 72.3066 | 113.4327 | 141.3735 | 83.4067 | 166.3043 | 110.4053 | 166.3043 | 100.8947 | 121.96 | 65.9188 | 72.0511 | 85.1102 | 72.9312 | 165736.8713 | 10251.0626 | 4266.6657 | 68294.6168 | 31145.7617 | 13887.2834 | 5473.25 | 5177.2074 | 3996.1193 | 4269.5311 | 25531.7658 | 5851.7903 | 8059.5133 | 4518.5706 | 5762.1629 | 156409.9 | 18817.0113 | 10709.6314 | 69113.7472 | 40783.2556 | 19564.2084 | 12894.3439 | 7478.7981 | 8265.643 | 9449.4959 | 27072.1761 | 12040.9303 | 15314.6735 | 7825.4705 | 11234.1571 | 151.13 | 151.13 | 151.13 | 151.13 | 151.13 | 151.13 | 151.13 | 151.13 | 151.13 | 151.13 | 151.13 | 151.13 | 151.13 | 151.13 | 151.13 | 0.085205 | 6.3581e-06 | 1.5145e-15 | 0.013069 | 0.0020414 | 1.6701e-06 | 0.0030006 | 1.6682e-25 | 3.7482e-06 | 4.7122e-05 | 0.016447 | 5.6759e-10 | 1.5395e-11 | 1.253e-21 | 8.6583e-12 | 0.085205 | 0.085211 | 0.085211 | 0.098274 | 0.10032 | 0.098276 | 0.10332 | 0.10032 | 0.10332 | 0.098323 | 0.10165 | 0.085207 | 0.098274 | 0.085205 | 0.085205
367 | 154540.5782 | 15671.6702 | 5972.838 | 66472.664 | 36972.6467 | 15420.7209 | 11394.055 | 3068.0728 | 5721.6938 | 7962.901 | 26323.7101 | 7995.8056 | 10161.9287 | 3951.587 | 7324.8676 | n/a | 11055.6252 | 6706.0394 | 4301.8669 | 9317.2893 | 9553.5906 | 9397.4866 | 1961.9491 | 3626.0232 | 6710.1598 | 4461.0141 | 6024.3898 | 7546.8114 | 3942.0928 | 5492.2694 | 142.9901 | 109.6311 | 109.6311 | 150.3254 | 176.6036 | 123.9848 | 200.0293 | 147.5048 | 200.0293 | 140.4171 | 156.2869 | 107.5527 | 110.1456 | 121.6618 | 110.218 | 166046.3091 | 10627.1245 | 4278.5119 | 69345.3055 | 29983.63 | 14848.2086 | 5615.4874 | 5051.9293 | 4449.6519 | 4378.4155 | 25072.2465 | 5715.0513 | 6989.9375 | 4643.1632 | 6148.18 | 156978.9 | 21521.6497 | 10934.3513 | 70373.4724 | 38362.2193 | 23283.9992 | 14336.2741 | 6959.7784 | 7398.9751 | 9970.7753 | 27953.8606 | 11739.4411 | 13627.2489 | 8580.256 | 11143.6494 | 112.2323 | 112.2323 | 112.2323 | 112.2323 | 112.2323 | 112.2323 | 112.2323 | 112.2323 | 112.2323 | 112.2323 | 112.2323 | 112.2323 | 112.2323 | 112.2323 | 112.2323 | 0.048449 | 2.8038e-08 | 1.3303e-15 | 0.004175 | 0.012256 | 4.9812e-11 | 7.0887e-06 | 2.7974e-22 | 8.8516e-06 | 2.0117e-06 | 0.0038929 | 5.5143e-10 | 5.2771e-08 | 2.3351e-25 | 2.6492e-11 | 0.048449 | 0.048449 | 0.048449 | 0.052624 | 0.06488 | 0.052624 | 0.064887 | 0.06488 | 0.064896 | 0.052626 | 0.052342 | 0.048449 | 0.052624 | 0.048449 | 0.048449
368 | 162034.4511 | 16432.6457 | 6204.5232 | 69444.0744 | 38610.7134 | 16310.5806 | 12302.3556 | 3082.7415 | 6450.1151 | 8616.4433 | 27566.5105 | 8283.8229 | 10256.6902 | 4321.4653 | 7389.2411 | n/a | 8512.1408 | 5469.2849 | 4825.5378 | 8322.9194 | 7605.8893 | 7889.8248 | 1490.7035 | 2996.8025 | 7227.4248 | 3835.5996 | 6576.8936 | 7448.4193 | 3386.1814 | 5016.346 | 113.3702 | 79.9932 | 79.9932 | 120.7166 | 148.0821 | 91.7274 | 172.4947 | 117.7574 | 172.4947 | 108.852 | 128.6146 | 74.603 | 79.9093 | 92.5307 | 80.6047 | 160997.9691 | 9840.141 | 4364.074 | 66149.4499 | 29709.7335 | 13395.753 | 5151.4246 | 5186.7998 | 4373.2325 | 4209.8875 | 23615.5261 | 5756.0686 | 7164.8119 | 4750.6625 | 6372.8794 | 151930.7691 | 18083.9818 | 9825.0589 | 66603.1877 | 36048.6529 | 19926.6423 | 12767.6495 | 6644.9034 | 7156.735 | 10471.4123 | 26975.2257 | 12223.8622 | 13762.6313 | 7888.3439 | 11380.5254 | 230.4296 | 230.4296 | 230.4296 | 232.3562 | 232.4838 | 232.3562 | 232.4838 | 232.4838 | 232.4838 | 232.3562 | 230.4296 | 232.3562 | 232.3562 | 230.4296 | 230.4296 | 1.8614 | 0.00092956 | 1.4667e-11 | 0.14536 | 0.24522 | 5.0124e-06 | 0.011601 | 1.7359e-20 | 0.0055272 | 8.4882e-06 | 0.098086 | 4.1312e-10 | 5.1105e-08 | 1.5735e-18 | 1.2379e-11 | 1.8614 | 1.8624 | 1.8624 | 2.0068 | 2.252 | 2.0068 | 2.2636 | 2.252 | 2.2692 | 2.0068 | 1.9595 | 1.8614 | 2.0068 | 1.8614 | 1.8614
369 | 155422.9571 | 15789.7796 | 6044.1988 | 66806.7361 | 37015.7893 | 15717.0062 | 11921.8232 | 2864.9717 | 6324.2111 | 7964.448 | 26577.1506 | 8303.9889 | 10141.3277 | 4124.4318 | 7101.2545 | n/a | 12505.0567 | 6336.5865 | 4037.6478 | 9287.45 | 10808.0933 | 9171.0058 | 1447.4258 | 4737.0064 | 8740.1753 | 4327.5592 | 7111.0485 | 6311.5952 | 3353.2844 | 4233.1825 | 154.8196 | 122.7807 | 122.7807 | 161.8606 | 186.4669 | 138.1136 | 208.3919 | 159.2323 | 208.3919 | 153.4931 | 166.4477 | 122.7341 | 123.6273 | 134.0407 | 123.33 | 167169.7043 | 10936.1978 | 4220.8579 | 68620.2558 | 29287.9182 | 14885.9763 | 4790.8601 | 5061.9976 | 4194.3803 | 4812.4115 | 25668.2807 | 5770.5832 | 7326.6239 | 4528.2788 | 5789.1644 | 158003.2 | 23011.0545 | 10557.4444 | 69401.2391 | 37205.1 | 25349.6735 | 13506.2659 | 6496.8233 | 8480.9867 | 13312.6906 | 27073.2 | 12777.1318 | 13463.0191 | 7607.5632 | 9999.5469 | 116.87 | 116.87 | 116.87 | 116.87 | 199.85 | 116.87 | 199.85 | 199.85 | 199.85 | 116.87 | 120.165 | 116.87 | 116.87 | 116.87 | 116.87 | 0.046674 | 1.1346e-09 | 3.1435e-14 | 0.010448 | 0.034868 | 8.1304e-13 | 0.00047644 | 2.8782e-22 | 2.2762e-06 | 1.5569e-13 | 0.020768 | 3.5644e-11 | 8.9972e-08 | 6.5972e-19 | 2.5851e-09 | 0.046674 | 0.046674 | 0.046674 | 0.057122 | 0.091989 | 0.057122 | 0.092466 | 0.091989 | 0.092468 | 0.057122 | 0.067442 | 0.046674 | 0.057122 | 0.046674 | 0.046674
370 | 154588.6608 | 15593.5196 | 5638.0087 | 66458.5763 | 37019.2742 | 15338.6564 | 11804.1027 | 3008.6508 | 6039.5099 | 7966.3809 | 26318.6665 | 8066.3984 | 9781.7838 | 4081.445 | 7138.4506 | n/a | 13410.8321 | 5503.5429 | 4263.9144 | 10682.8394 | 8214.0055 | 8908.5645 | 1881.0271 | 4071.263 | 7237.7953 | 4462.594 | 4176.4715 | 6573.4281 | 3629.8169 | 4804.2188 | 169.2853 | 138.6674 | 138.6674 | 176.009 | 198.7531 | 155.2074 | 219.0059 | 173.5956 | 219.0059 | 169.414 | 179.0039 | 141.0009 | 139.9065 | 149.0686 | 139.1748 | 167453.7779 | 10907.7265 | 4222.3224 | 71902.6874 | 32042.4121 | 15457.5331 | 5978.4649 | 5136.5969 | 4531.1927 | 4641.3954 | 24313.5667 | 5801.9223 | 6506.7907 | 4694.5621 | 6026.9377 | 158314.2 | 24141.6586 | 9725.8653 | 72561.083 | 41102.5516 | 22230.7198 | 14661.2294 | 6965.224 | 8460.1557 | 11827.8908 | 28017.9607 | 9856.7938 | 12873.0188 | 7041.5602 | 10796.2565 | 108.64 | 108.64 | 108.64 | 108.64 | 108.64 | 108.64 | 108.64 | 108.64 | 108.64 | 108.64 | 108.64 | 108.64 | 108.64 | 108.64 | 108.64 | 0.026511 | 3.5432e-11 | 7.1053e-14 | 0.0010662 | 0.0011788 | 5.6108e-10 | 1.2204e-05 | 5.0912e-23 | 4.1798e-07 | 2.2894e-10 | 0.003515 | 7.9018e-06 | 1.42e-07 | 1.4898e-16 | 3.8032e-11 | 0.026511 | 0.026511 | 0.026511 | 0.027577 | 0.028756 | 0.027577 | 0.028768 | 0.028756 | 0.028769 | 0.027577 | 0.030026 | 0.026519 | 0.027578 | 0.026511 | 0.026511
371 | 153900.6409 | 15707.4902 | 5824.5295 | 66202.1637 | 36915.5114 | 15334.9492 | 11576.172 | 2991.7812 | 5695.4886 | 7716.9647 | 26179.665 | 7877.5214 | 9812.0208 | 4067.2403 | 6821.4084 | n/a | 10346.5599 | 6725.5064 | 3731.3385 | 9457.5488 | 9392.6918 | 7275.281 | 1396.803 | 3622.3488 | 8758.4523 | 4220.6935 | 5866.8916 | 6427.798 | 4129.0046 | 5811.0792 | 191.292 | 162.89 | 162.89 | 197.5209 | 217.381 | 181.2636 | 235.0442 | 195.4403 | 235.0442 | 193.6537 | 198.0689 | 168.8737 | 164.73 | 171.9612 | 163.3325 | 168179.8127 | 10505.3652 | 4468.8801 | 70002.8393 | 32152.1032 | 13650.4498 | 5361.3951 | 5161.3186 | 4247.7018 | 4643.5686 | 26518.8106 | 5725.335 | 6543.8603 | 4573.2633 | 6384.3849 | 156883.8 | 20180.1251 | 11105.0865 | 69331.2779 | 40410.552 | 21977.1415 | 12240.0761 | 6507.5215 | 7626.5505 | 12673.0209 | 29670.8042 | 11255.2266 | 11502.4583 | 8543.2679 | 12154.0641 | 136.07 | 136.07 | 136.07 | 136.07 | 136.07 | 136.07 | 136.07 | 136.07 | 136.07 | 136.07 | 136.07 | 136.07 | 136.07 | 136.07 | 136.07 | 0.040958 | 8.2214e-07 | 7.6219e-17 | 0.0066815 | 0.0019496 | 1.0714e-09 | 0.0060216 | 8.475e-21 | 2.408e-06 | 4.8851e-13 | 0.00024536 | 2.552e-09 | 4.2155e-05 | 5.8411e-24 | 7.0312e-16 | 0.040958 | 0.040959 | 0.040959 | 0.047639 | 0.049589 | 0.047639 | 0.055611 | 0.049589 | 0.055613 | 0.047639 | 0.041203 | 0.040958 | 0.047681 | 0.040958 | 0.040958
372 | 159321.8049 | 16098.6559 | 6108.2797 | 68353.962 | 38063.958 | 15671.4461 | 12397.4184 | 3012.5233 | 6355.9676 | 8079.5133 | 26932.3323 | 8394.5583 | 10199.9652 | 4233.1232 | 7219.599 | n/a | 9690.5533 | 7195.7376 | 4898.3759 | 8995.7003 | 9353.0307 | 9634.9333 | 1594.0192 | 3564.504 | 6992.4443 | 4117.7728 | 5947.8681 | 9225.974 | 3457.1058 | 5578.8566 | 150.3396 | 119.0683 | 119.0683 | 157.2121 | 181.2567 | 133.9656 | 202.6817 | 154.6432 | 202.6817 | 148.9945 | 161.7395 | 118.9368 | 119.8791 | 130.0715 | 119.6051 | 165284.5678 | 10812.1772 | 4282.8188 | 65506.4693 | 28611.9911 | 13454.231 | 5288.0057 | 5159.6092 | 4069.8231 | 4067.9472 | 26382.385 | 6270.4777 | 7029.5689 | 4632.2714 | 6240.82 | 160314.0618 | 20405.2305 | 11478.5564 | 68392.5391 | 37040.5915 | 21857.3557 | 14791.339 | 6740.6284 | 7581.427 | 10962.9916 | 29847.8578 | 12077.3458 | 16072.5429 | 7529.7772 | 11819.6766 | 161.2771 | 161.2771 | 161.2771 | 190.6334 | 271.8851 | 190.6334 | 271.8851 | 271.8851 | 271.8851 | 190.6334 | 161.2771 | 190.6334 | 190.6334 | 161.2771 | 161.2771 | 0.075824 | 1.5868e-06 | 2.1412e-16 | 0.036965 | 0.090804 | 4.9748e-09 | 6.313e-05 | 8.6606e-22 | 0.00015232 | 3.3693e-08 | 0.00064812 | 1.7347e-09 | 4.8361e-12 | 1.3088e-17 | 2.4425e-13 | 0.075824 | 0.075826 | 0.075826 | 0.11279 | 0.20359 | 0.11279 | 0.20366 | 0.20359 | 0.20381 | 0.11279 | 0.076472 | 0.075824 | 0.11279 | 0.075824 | 0.075824
373 | 157257.2692 | 15729.6688 | 5728.0802 | 67531.9148 | 37605.7185 | 15441.5606 | 11932.425 | 3091.5867 | 5910.943 | 7913.8312 | 26677.2059 | 7876.1094 | 10018.8909 | 4404.8819 | 7275.5568 | n/a | 6707.5542 | 5435.4971 | 4460.6068 | 9310.809 | 9442.0152 | 9851.795 | 1796.8934 | 3988.9313 | 5648.4259 | 4330.8233 | 6852.9908 | 7089.1464 | 3117.3572 | 3700.0906 | 120.4912 | 86.644 | 86.644 | 127.9398 | 155.4911 | 99.0323 | 180.0664 | 124.9644 | 180.0664 | 116.2709 | 135.5894 | 81.7937 | 86.6703 | 99.2651 | 87.2597 | 166705.9789 | 10075.5781 | 4394.0848 | 70184.0263 | 32150.7113 | 14127.5862 | 5856.8465 | 5206.1432 | 4408.9746 | 4314.0221 | 24200.3135 | 5697.3469 | 6592.9864 | 4796.4245 | 5964.9309 | 157937.8 | 16563.8323 | 9781.1819 | 71308.8543 | 39758.4415 | 23188.0014 | 14980.7415 | 6961.0367 | 7721.2059 | 9760.648 | 27029.9369 | 12370.5377 | 12819.2328 | 7791.4817 | 9489.5215 | 157.26 | 157.26 | 157.26 | 157.26 | 157.26 | 157.26 | 157.26 | 157.26 | 157.26 | 157.26 | 157.26 | 157.26 | 157.26 | 157.26 | 157.26 | 0.082853 | 0.0056853 | 1.3718e-13 | 0.0046766 | 0.0065075 | 6.9281e-11 | 7.7768e-06 | 5.1782e-22 | 6.1029e-06 | 4.1895e-06 | 0.025637 | 1.029e-11 | 6.031e-07 | 2.0569e-17 | 1.7265e-07 | 0.082853 | 0.088538 | 0.088538 | 0.087529 | 0.094037 | 0.087529 | 0.094045 | 0.094037 | 0.094051 | 0.087534 | 0.10849 | 0.082853 | 0.08753 | 0.082853 | 0.082853
374 | 146553.665 | 14782.8519 | 5415.346 | 63317.2251 | 35348.3782 | 14864.586 | 11569.8789 | 2920.9349 | 5860.0464 | 7790.3896 | 24957.8355 | 7838.671 | 9439.8932 | 3917.8715 | 6950.2077 | n/a | 8328.425 | 4753.5417 | 3735.412 | 9993.2043 | 10178.2546 | 9598.8946 | 1683.0913 | 4170.1325 | 7807.3948 | 4372.6591 | 4250.3491 | 6947.226 | 2666.3298 | 4949.026 | 124.9294 | 92.8317 | 92.8317 | 131.9905 | 157.7323 | 105.5232 | 180.6875 | 129.2181 | 180.6875 | 121.6254 | 138.5504 | 89.4211 | 93.0716 | 104.6207 | 93.4068 | 166709.0839 | 10854.9743 | 4245.944 | 66582.9822 | 27935.8632 | 14069.8154 | 4966.3641 | 4985.8107 | 4344.2334 | 4607.2839 | 25373.1866 | 5608.8634 | 6485.7078 | 4541.0215 | 6067.6161 | 151460.2656 | 18882.2993 | 8871.6856 | 66006.5329 | 36610.6848 | 23679.6701 | 14620.8759 | 6668.902 | 8331.1658 | 12071.4786 | 25867.4457 | 9634.0125 | 12966.9338 | 5732.8727 | 9620.9636 | 62.8913 | 62.8913 | 62.8913 | 62.8913 | 74.2157 | 62.8913 | 74.2157 | 74.2157 | 74.2157 | 62.8913 | 63.6875 | 62.8913 | 62.8913 | 62.8913 | 62.8913 | 0.010581 | 1.0918e-06 | 1.8679e-12 | 0.0081394 | 0.013018 | 1.7979e-12 | 5.8978e-06 | 1.6354e-22 | 2.3116e-07 | 1.8228e-11 | 0.010436 | 6.0012e-06 | 1.4496e-08 | 2.2106e-11 | 6.7906e-09 | 0.010581 | 0.010582 | 0.010582 | 0.01872 | 0.031739 | 0.01872 | 0.031744 | 0.031739 | 0.031745 | 0.01872 | 0.021017 | 0.010587 | 0.01872 | 0.010581 | 0.010581
375 | 150129.6101 | 14987.7852 | 5697.9413 | 64717.3478 | 35942.0569 | 15265.9294 | 11352.6122 | 2953.7062 | 5661.0326 | 7689.2671 | 25455.32 | 8064.4622 | 9775.5269 | 3973.1906 | 6845.9486 | n/a | 8257.7268 | 4921.9255 | 4786.5725 | 8862.2511 | 6812.91 | 9338.8492 | 1536.5608 | 3928.9368 | 8779.3142 | 3847.1224 | 5884.243 | 8676.2885 | 2878.9769 | 4417.6448 | 171.3466 | 142.0847 | 142.0847 | 177.7702 | 199.1616 | 158.7377 | 218.2039 | 175.5079 | 218.2039 | 172.0952 | 180.0103 | 145.3804 | 143.4616 | 151.8642 | 142.5617 | 162419.496 | 10427.1387 | 4132.1786 | 66132.8736 | 31041.6353 | 14713.7075 | 5487.1212 | 5085.5686 | 4304.2295 | 4166.123 | 25474.1687 | 5901.6092 | 7317.8419 | 4771.591 | 6241.5014 | 152760.3 | 18155.5655 | 9040.4041 | 65961.8 | 38328.5402 | 19721.4175 | 14637.2703 | 6576.0294 | 8123.0663 | 12452.7372 | 27203.8911 | 11288.8522 | 15051.1304 | 7285.7679 | 10659.1462 | 126.5855 | 126.5855 | 126.5855 | 126.8548 | 126.8548 | 126.8548 | 126.8548 | 126.8548 | 126.8548 | 126.8548 | 126.5855 | 126.8548 | 126.8548 | 126.5855 | 126.5855 | 0.044754 | 1.3523e-05 | 1.3062e-11 | 0.01996 | 0.0048463 | 3.0358e-07 | 2.4944e-06 | 1.3028e-21 | 1.5889e-07 | 1.1868e-12 | 0.0029963 | 7.862e-09 | 2.0182e-11 | 1.0768e-18 | 6.2597e-12 | 0.044754 | 0.044768 | 0.044768 | 0.064714 | 0.069561 | 0.064715 | 0.069563 | 0.069561 | 0.069563 | 0.064715 | 0.047751 | 0.044755 | 0.064714 | 0.044754 | 0.044754
376 | 152411.2756 | 15312.0278 | 5792.9682 | 65632.1206 | 36432.6775 | 15454.8569 | 11570.4566 | 3077.3169 | 5737.0516 | 8166.3446 | 25711.5807 | 8127.9827 | 9705.1043 | 3965.7651 | 6909.701 | n/a | 11042.7199 | 5511.2409 | 4654.7087 | 7551.6934 | 11665.1208 | 8255.5902 | 2132.6799 | 4507.9679 | 8162.4428 | 4343.8685 | 4837.6883 | 7968.3292 | 3546.7349 | 6769.6098 | 146.1354 | 115.7293 | 115.7293 | 152.8178 | 176.1988 | 130.2104 | 197.0326 | 150.3197 | 197.0326 | 144.8245 | 157.2228 | 115.5964 | 116.5167 | 126.4288 | 116.2512 | 159592.4024 | 10181.8774 | 4292.2215 | 65320.7655 | 31191.3415 | 13937.92 | 5503.7163 | 5164.0872 | 4541.5194 | 4355.9034 | 22684.4772 | 5915.4822 | 7020.764 | 4538.7572 | 6136.9584 | 154025.2566 | 21193.1973 | 9781.4624 | 68589.3742 | 37881.935 | 25301.9408 | 13654.7066 | 7209.367 | 9049.4873 | 12469.7462 | 25484.6 | 10500.6705 | 14918.1931 | 7801.092 | 12870.4681 | 137.2472 | 137.2472 | 137.2472 | 137.2472 | 137.2472 | 137.2472 | 137.2472 | 137.2472 | 137.2472 | 137.2472 | 229.06 | 137.2472 | 137.2472 | 137.2472 | 137.2472 | 0.061752 | 1.8565e-08 | 2.8142e-13 | 0.0073176 | 0.01142 | 3.0821e-13 | 9.7557e-05 | 1.8511e-23 | 2.7959e-09 | 4.3996e-11 | 0.060183 | 5.211e-07 | 2.2306e-11 | 2.5091e-21 | 2.6617e-17 | 0.061752 | 0.061752 | 0.061752 | 0.06907 | 0.080489 | 0.06907 | 0.080587 | 0.080489 | 0.080587 | 0.06907 | 0.12194 | 0.061752 | 0.06907 | 0.061752 | 0.061752
377 | 153394.0751 | 15299.6058 | 5717.5707 | 66005.8303 | 36681.6429 | 15519.4167 | 11454.814 | 2904.9829 | 5813.0436 | 7841.4298 | 26145.2328 | 8327.7791 | 9684.4126 | 3972.2806 | 6901.3416 | n/a | 10114.0028 | 6061.4731 | 3978.0318 | 10722.214 | 10197.7422 | 10835.6053 | 1859.3541 | 3632.1302 | 6473.5862 | 4932.3886 | 6097.6919 | 7345.9469 | 3888.3668 | 5017.4327 | 129.1782 | 97.6519 | 97.6519 | 136.112 | 161.1616 | 110.6902 | 183.4957 | 133.4188 | 183.4957 | 126.3567 | 142.1337 | 95.0237 | 98.0181 | 109.122 | 98.2114 | 165304.8673 | 10279.2925 | 4065.5857 | 66582.0646 | 31159.0583 | 15519.8339 | 5262.5189 | 4928.7299 | 4425.975 | 4320.2259 | 26766.0902 | 5886.5548 | 6105.6789 | 4603.4197 | 6096.7215 | 157557.9 | 19505.528 | 10077.8588 | 67314.5964 | 39757.6724 | 25103.3761 | 15393.0242 | 6731.084 | 7968.5052 | 10793.8121 | 31462.6788 | 11370.0467 | 13350.8258 | 7857.9866 | 10998.3542 | 77.1006 | 77.1006 | 77.1006 | 95.9269 | 95.9269 | 95.9269 | 95.9269 | 95.9269 | 95.9269 | 95.9269 | 77.1006 | 95.9269 | 95.9269 | 77.1006 | 77.1006 | 0.019775 | 1.1968e-06 | 1.7269e-14 | 0.019569 | 0.0027622 | 6.7476e-13 | 4.0053e-07 | 4.7294e-23 | 9.7875e-07 | 1.566e-08 | 1.6324e-05 | 3.0063e-08 | 1.1911e-08 | 1.5153e-21 | 1.4205e-12 | 0.019775 | 0.019776 | 0.019776 | 0.039344 | 0.042106 | 0.039344 | 0.042107 | 0.042106 | 0.042108 | 0.039344 | 0.019791 | 0.019775 | 0.039344 | 0.019775 | 0.019775
378 | 159632.9873 | 15902.441 | 5923.4062 | 68457.6302 | 38058.9176 | 15767.088 | 12360.1123 | 3065.2836 | 6289.7593 | 8001.4373 | 27021.7275 | 8419.1416 | 10028.5076 | 4244.3157 | 7450.5703 | n/a | 9284.5934 | 6556.6366 | 2898.7349 | 8601.9032 | 7366.581 | 10458.3978 | 2025.0392 | 4310.8313 | 9101.8112 | 4457.5797 | 5885.9214 | 7584.9993 | 3854.8053 | 5714.3449 | 142.7222 | 110.5438 | 110.5438 | 149.7969 | 174.9719 | 124.8135 | 197.4114 | 147.0982 | 197.4114 | 140.554 | 155.2354 | 109.0731 | 111.1366 | 122.068 | 111.1059 | 167012.5108 | 10243.6873 | 4279.1388 | 65464.9466 | 29928.3366 | 14228.1246 | 5393.1362 | 5037.0815 | 4310.7375 | 4299.9984 | 27117.9553 | 5766.0655 | 6578.7345 | 4543.5054 | 6143.8959 | 158255.0108 | 19290.2806 | 10835.7754 | 62957.7815 | 34689.2397 | 21075.4055 | 15642.634 | 6974.8207 | 8526.5688 | 13367.8096 | 30787.835 | 11166.6868 | 13353.7338 | 8224.8107 | 11858.2408 | 230.2486 | 230.2486 | 230.2486 | 240.7623 | 262.4579 | 240.7623 | 262.4579 | 262.4579 | 262.4579 | 240.7623 | 230.2486 | 240.7623 | 240.7623 | 230.2486 | 230.2486 | 0.15125 | 1.2683e-05 | 1.4004e-15 | 0.53436 | 0.42859 | 5.0634e-08 | 5.5385e-06 | 2.1682e-22 | 1.5049e-06 | 1.6087e-13 | 0.00019437 | 1.3671e-07 | 7.6676e-08 | 9.4888e-21 | 1.5444e-12 | 0.15125 | 0.15126 | 0.15126 | 0.68561 | 1.1142 | 0.68561 | 1.1142 | 1.1142 | 1.1142 | 0.68561 | 0.15145 | 0.15125 | 0.68561 | 0.15125 | 0.15125
379 | 156374.0277 | 15831.5466 | 5776.1886 | 67196.9353 | 37386.6884 | 15601.75 | 11922.3219 | 3055.1305 | 6052.5691 | 8141.5725 | 26773.1341 | 8192.589 | 10053.0989 | 4037.9065 | 7106.3863 | n/a | 8549.9443 | 6322.5676 | 5139.8147 | 8550.8412 | 9048.3462 | 6338.5996 | 1799.7104 | 3430.3859 | 6720.8268 | 4005.1487 | 5889.958 | 8183.8556 | 3543.6238 | 5606.2968 | 141.2446 | 109.5975 | 109.5975 | 148.2022 | 172.9298 | 123.7093 | 194.9699 | 145.5521 | 194.9699 | 139.1697 | 153.4937 | 108.2491 | 110.1982 | 120.9166 | 110.1496 | 165448.8856 | 9707.1655 | 4538.398 | 68846.1531 | 29505.2002 | 15190.6871 | 4923.6448 | 5151.6994 | 4005.5539 | 4759.1134 | 23329.1086 | 6191.4234 | 7716.3569 | 4551.8812 | 6276.6249 | 159762.2 | 17986.8098 | 10860.9656 | 72698.5263 | 37619.2999 | 23799.7332 | 11332.0028 | 6951.4099 | 7430.5399 | 11436.9402 | 25455.6572 | 11685.0814 | 15782.6125 | 7792.405 | 11882.9217 | 95.71 | 95.71 | 95.71 | 95.71 | 180.0466 | 95.71 | 292.4549 | 180.0466 | 292.4549 | 95.71 | 230.2405 | 95.71 | 95.71 | 95.71 | 95.71 | 0.033518 | 0.00023855 | 2.0528e-16 | 0.0016064 | 0.033646 | 2.6771e-11 | 0.17194 | 2.1762e-22 | 5.6678e-05 | 5.1973e-09 | 0.18001 | 2.8101e-09 | 6.0898e-12 | 1.3667e-20 | 5.9308e-14 | 0.033518 | 0.033757 | 0.033757 | 0.035124 | 0.068771 | 0.035124 | 0.24071 | 0.068771 | 0.24076 | 0.035124 | 0.21353 | 0.033518 | 0.035124 | 0.033518 | 0.033518
380 | 152671.3206 | 15510.448 | 5625.0526 | 65718.1402 | 36544.6426 | 15592.062 | 11734.2533 | 2970.7233 | 6087.5327 | 7858.3187 | 25872.2145 | 8027.2844 | 9808.8362 | 4022.4635 | 7323.6093 | n/a | 7873.6411 | 5961.3216 | 4840.2082 | 11716.9876 | 9263.3614 | 6912.1417 | 1960.1558 | 4387.5504 | 7635.0768 | 3949.5711 | 5602.3416 | 7685.9715 | 3255.7713 | 4868.6656 | 140.6328 | 107.6106 | 107.6106 | 147.8944 | 173.9403 | 121.7386 | 197.1595 | 145.098 | 197.1595 | 138.026 | 153.8552 | 105.4513 | 108.1015 | 119.5353 | 108.1923 | 167726.1305 | 9812.3054 | 4316.2502 | 71966.4966 | 30506.1091 | 14471.1147 | 5065.3528 | 4971.545 | 4126.3579 | 4437.5648 | 23785.681 | 5917.9974 | 6582.4372 | 4514.9952 | 5842.0166 | 157457.7 | 17318.2465 | 10277.5718 | 73295.5048 | 40257.0967 | 23586.0761 | 11977.4945 | 6788.0008 | 8513.9083 | 12014.0416 | 26889.1521 | 11430.539 | 14111.2087 | 7526.5664 | 9685.6823 | 75.2122 | 75.2122 | 75.2122 | 75.2122 | 75.2122 | 75.2122 | 136.3307 | 75.2122 | 136.3307 | 75.2122 | 75.2122 | 75.2122 | 75.2122 | 75.2122 | 75.2122 | 0.012991 | 0.00050362 | 1.5219e-15 | 0.00040544 | 0.0015607 | 4.4572e-11 | 0.020594 | 1.5298e-22 | 4.4514e-07 | 4.0909e-11 | 0.0093427 | 3.0774e-09 | 1.1048e-09 | 1.9674e-19 | 8.258e-08 | 0.012991 | 0.013494 | 0.013494 | 0.013396 | 0.014957 | 0.013396 | 0.035551 | 0.014957 | 0.035551 | 0.013396 | 0.022333 | 0.012991 | 0.013396 | 0.012991 | 0.012991
381 | 158308.3356 | 16055.7279 | 5997.5331 | 67947.7706 | 37681.3155 | 15782.2948 | 11994.0935 | 3242.4673 | 6043.1956 | 8383.7857 | 26974.2871 | 8159.4345 | 9883.0049 | 4174.4639 | 7436.569 | n/a | 9996.6397 | 4871.4962 | 4854.6543 | 8397.0057 | 12521.8362 | 8402.4056 | 1957.0473 | 4880.4384 | 9688.189 | 4544.4777 | 7110.1514 | 5735.7384 | 3956.8005 | 5176.3202 | 106.5726 | 69.9964 | 69.9964 | 114.6273 | 145.254 | 81.2927 | 172.586 | 111.3029 | 172.586 | 100.4651 | 124.4322 | 62.1204 | 69.5483 | 84.0332 | 70.6811 | 163430.9548 | 10574.7703 | 4189.0816 | 64314.022 | 28761.6864 | 14382.007 | 5496.4955 | 5279.9622 | 4201.9313 | 4831.8047 | 25200.238 | 5967.5494 | 7475.3676 | 4504.1719 | 6633.6396 | 158132.0548 | 19673.41 | 9015.5778 | 68218.5764 | 36869.0921 | 26322.5432 | 13820.2011 | 7237.0095 | 9082.3696 | 13953.3937 | 29472.4157 | 13063.0008 | 13145.406 | 8376.0724 | 11512.1599 | 187.7798 | 187.7798 | 187.7798 | 187.7798 | 245.9099 | 187.7798 | 245.9099 | 245.9099 | 245.9099 | 187.7798 | 187.7798 | 187.7798 | 187.7798 | 187.7798 | 187.7798 | 0.10659 | 7.9377e-06 | 3.0201e-10 | 0.033017 | 0.079403 | 9.0356e-14 | 0.00024882 | 1.0624e-21 | 2.3102e-08 | 2.061e-13 | 0.0011873 | 3.1662e-12 | 8.129e-08 | 4.1876e-22 | 8.9926e-12 | 0.10659 | 0.1066 | 0.1066 | 0.13961 | 0.21901 | 0.13961 | 0.21926 | 0.21901 | 0.21926 | 0.13961 | 0.10778 | 0.10659 | 0.13961 | 0.10659 | 0.10659
382 | 156254.5481 | 15794.5842 | 5846.4022 | 67133.7779 | 37450.8062 | 15291.6247 | 11694.7262 | 3014.5294 | 5846.5206 | 8060.2414 | 26277.6769 | 8053.3967 | 9536.6961 | 3894.3761 | 7231.4279 | n/a | 6253.1935 | 6024.3819 | 4836.8012 | 8910.1523 | 8011.7734 | 6477.6672 | 1786.7983 | 4410.1956 | 8458.4529 | 3109.4775 | 6408.2567 | 6895.2302 | 3985.6501 | 4236.9025 | 164.7348 | 132.6709 | 132.6709 | 171.779 | 196.0506 | 148.8821 | 217.6715 | 169.1938 | 217.6715 | 164.0484 | 175.7321 | 133.716 | 133.7156 | 143.7746 | 133.2125 | 161067.8827 | 9444.0556 | 4287.3307 | 66267.3415 | 30994.2773 | 13695.3188 | 6346.3908 | 5129.0513 | 4616.8244 | 3987.8473 | 25008.2884 | 6120.5441 | 6329.8646 | 4579.5693 | 5910.7979 | 156786.3827 | 15091.1491 | 9705.6126 | 69491.1428 | 39205.1295 | 20826.1922 | 12779.5581 | 6825.2496 | 9027.02 | 11593.8003 | 27212.6659 | 12500.4008 | 13214.9948 | 8540.2194 | 10147.7004 | 185.3267 | 239.4132 | 239.4132 | 185.3267 | 185.3267 | 185.3267 | 185.3267 | 185.3267 | 185.3267 | 185.3267 | 185.3267 | 185.3267 | 185.3267 | 185.3267 | 185.3267 | 0.086406 | 0.16038 | 8.2029e-13 | 0.011814 | 0.0090964 | 1.8447e-08 | 0.0018338 | 3.2778e-22 | 7.2042e-09 | 1.3977e-09 | 0.010791 | 2.1079e-11 | 8.9878e-09 | 8.7419e-26 | 3.147e-09 | 0.086406 | 0.24678 | 0.24678 | 0.09822 | 0.10732 | 0.09822 | 0.10915 | 0.10732 | 0.10915 | 0.09822 | 0.097198 | 0.086406 | 0.09822 | 0.086406 | 0.086406
383 | 153718.5019 | 15592.5749 | 5961.1529 | 66139.5138 | 36868.7331 | 15592.4225 | 11662.0662 | 2890.0976 | 5961.9869 | 8090.914 | 26150.055 | 8309.1537 | 9672.5188 | 4129.3273 | 7177.0612 | n/a | 6777.3118 | 6474.9999 | 4994.7678 | 10414.4425 | 11211.7356 | 6595.7417 | 1775.0703 | 3845.9304 | 8688.7757 | 4845.7722 | 6022.6062 | 9038.8401 | 3645.0422 | 5966.0525 | 138.2375 | 108.0555 | 108.0555 | 144.8722 | 168.3273 | 121.8265 | 189.2313 | 142.3611 | 189.2313 | 136.4898 | 149.6888 | 107.1632 | 108.6996 | 118.7911 | 108.5792 | 162275.4104 | 10071.4483 | 4194.2772 | 66875.3765 | 29907.5566 | 14222.008 | 5112.3883 | 5207.1583 | 4037.6338 | 4100.8864 | 24885.7023 | 5935.0738 | 6879.1517 | 4454.1928 | 6041.3998 | 152353.9 | 16464.3601 | 10643.2771 | 68704.5442 | 38964.5991 | 24477.2436 | 11380.23 | 6982.2285 | 7800.2642 | 12566.7621 | 27087.8745 | 11957.68 | 15691.9919 | 7818.2349 | 11981.4523 | 219.31 | 219.31 | 219.31 | 219.31 | 219.31 | 219.31 | 283.847 | 219.31 | 283.847 | 219.31 | 219.31 | 219.31 | 219.31 | 219.31 | 219.31 | 0.15338 | 0.0050938 | 7.3097e-15 | 0.010466 | 0.0065915 | 4.5459e-12 | 0.092985 | 1.2762e-24 | 5.7539e-06 | 1.5801e-11 | 0.010674 | 1.7089e-09 | 7.6415e-13 | 7.17e-20 | 6.6255e-14 | 0.15338 | 0.15848 | 0.15848 | 0.16385 | 0.17044 | 0.16385 | 0.26343 | 0.17044 | 0.26343 | 0.16385 | 0.16406 | 0.15338 | 0.16385 | 0.15338 | 0.15338
384 | 155774.4122 | 15690.9229 | 5938.3612 | 66913.8024 | 37197.4063 | 15523.2593 | 11506.9983 | 3118.4364 | 5911.9054 | 7934.3313 | 26483.8896 | 8286.258 | 9794.2093 | 4164.7625 | 7047.5329 | n/a | 6388.0526 | 5155.315 | 5086.7624 | 8271.626 | 10098.0395 | 9176.9956 | 1810.6328 | 5275.9281 | 8799.2236 | 3765.7294 | 7442.4915 | 7125.3531 | 3651.1639 | 5592.0894 | 193.8621 | 167.0148 | 167.0148 | 199.747 | 218.0488 | 185.5363 | 234.3173 | 197.8404 | 234.3173 | 196.9481 | 199.416 | 174.1246 | 169.0169 | 175.3697 | 167.4223 | 159480.4963 | 9997.4783 | 4003.9135 | 63383.9207 | 30081.3647 | 13413.4253 | 4823.9645 | 5287.9815 | 4035.1923 | 3976.6276 | 24151.1289 | 6027.5545 | 5833.0637 | 4648.7912 | 6106.0666 | 155402.182 | 16168.9308 | 9133.2285 | 66178.4688 | 36660.5765 | 23402.5648 | 13590.1459 | 7058.1143 | 8695.8204 | 12697.7512 | 27830.9582 | 13439.246 | 12860.9167 | 8283.3551 | 11698.156 | 247.9591 | 247.9591 | 247.9591 | 299.6205 | 327.0732 | 299.6205 | 327.0732 | 327.0732 | 327.0732 | 299.6205 | 247.9591 | 299.6205 | 299.6205 | 247.9591 | 247.9591 | 0.11326 | 0.01345 | 8.1466e-11 | 0.054131 | 0.065428 | 5.4686e-11 | 9.4661e-05 | 3.371e-22 | 5.726e-08 | 2.5058e-12 | 0.0059734 | 1.4052e-12 | 1.5932e-07 | 9.3139e-22 | 9.7371e-14 | 0.11326 | 0.12671 | 0.12671 | 0.16739 | 0.23282 | 0.16739 | 0.23291 | 0.23282 | 0.23291 | 0.16739 | 0.11923 | 0.11326 | 0.16739 | 0.11326 | 0.11326
385 | 156197.2271 | 15747.373 | 6108.7474 | 67129.4401 | 37379.2666 | 15612.4543 | 11831.7315 | 3052.2452 | 6151.0948 | 7792.7957 | 26427.6474 | 8405.0149 | 9886.2414 | 4113.9453 | 7279.8163 | n/a | 10589.3237 | 4663.7602 | 4832.2526 | 11340.9387 | 10704.0202 | 7318.5011 | 2159.2413 | 4163.9915 | 7696.0638 | 3595.6989 | 5937.2273 | 8579.1726 | 2581.192 | 5220.2863 | 172.8048 | 142.1124 | 142.1124 | 179.5441 | 202.2313 | 158.9675 | 222.4314 | 177.1392 | 222.4314 | 173.1372 | 182.344 | 144.798 | 143.4171 | 152.4865 | 142.6185 | 158974.7662 | 9573.5893 | 4219.7697 | 64282.4388 | 29370.6467 | 14445.8663 | 4920.3257 | 5059.3387 | 4237.2555 | 4383.6531 | 23496.8044 | 6090.989 | 5510.1638 | 4683.8255 | 6031.7749 | 155368.2 | 19927.9129 | 8883.5299 | 67617.9251 | 40189.7192 | 24951.7865 | 11982.2269 | 7218.5801 | 8321.047 | 12064.9169 | 26789.9034 | 11844.9163 | 14089.3364 | 7119.8174 | 10741.6612 | 234.95 | 234.95 | 234.95 | 234.95 | 234.95 | 234.95 | 234.95 | 234.95 | 234.95 | 234.95 | 234.95 | 234.95 | 234.95 | 234.95 | 234.95 | 0.12967 | 1.715e-06 | 1.9107e-09 | 0.029617 | 0.0036517 | 1.4622e-12 | 0.026948 | 8.2044e-24 | 1.6317e-06 | 1.9192e-11 | 0.02516 | 5.4473e-09 | 1.8841e-09 | 1.166e-16 | 1.6906e-10 | 0.12967 | 0.12967 | 0.12967 | 0.15928 | 0.16294 | 0.15928 | 0.18988 | 0.16294 | 0.18989 | 0.15928 | 0.15483 | 0.12967 | 0.15928 | 0.12967 | 0.12967
386 | 153366.2106 | 15477.7695 | 5837.2003 | 65979.6483 | 36674.7189 | 15266.2679 | 11681.3199 | 2930.1444 | 5856.7287 | 8054.8618 | 26055.9451 | 7776.2256 | 9906.6251 | 3978.415 | 7294.6012 | n/a | 10789.3767 | 6997.9889 | 4443.8636 | 10836.4509 | 10266.4508 | 8822.8163 | 2246.4733 | 4057.2595 | 9167.8086 | 4740.9981 | 5684.0404 | 6995.6827 | 2312.5754 | 4925.0962 | 205.0511 | 176.8538 | 176.8538 | 211.2316 | 230.4015 | 196.4342 | 247.4408 | 209.2358 | 247.4408 | 208.3867 | 210.7901 | 184.4819 | 178.9857 | 185.6047 | 177.2807 | 162299.3987 | 10028.0557 | 4053.7203 | 64603.062 | 31053.8034 | 14249.1099 | 5121.6439 | 5125.531 | 3990.5864 | 4524.3384 | 24728.5604 | 5940.3177 | 6535.7871 | 4659.6797 | 6083.7994 | 155979.3987 | 20615.3324 | 11023.4092 | 67640.4256 | 40899.1542 | 24248.2607 | 13944.4602 | 7366.4042 | 8047.8459 | 13596.347 | 27841.5585 | 11452.8581 | 13474.0698 | 6810.6551 | 10834.5956 | 152.9479 | 152.9479 | 152.9479 | 152.9479 | 152.9479 | 152.9479 | 152.9479 | 152.9479 | 152.9479 | 152.9479 | 152.9479 | 152.9479 | 152.9479 | 152.9479 | 152.9479 | 0.045811 | 1.3583e-07 | 1.5088e-16 | 0.016404 | 0.0010073 | 2.1668e-12 | 6.1784e-05 | 3.5382e-26 | 8.9075e-07 | 8.1895e-14 | 0.0030151 | 4.6108e-10 | 2.4768e-08 | 2.7342e-16 | 1.1395e-10 | 0.045811 | 0.045811 | 0.045811 | 0.062215 | 0.063222 | 0.062215 | 0.063284 | 0.063222 | 0.063285 | 0.062215 | 0.048826 | 0.045811 | 0.062215 | 0.045811 | 0.045811
387 | 158403.3716 | 16013.0566 | 6241.7153 | 67985.8362 | 37906.2873 | 15950.6414 | 12220.8942 | 3185.4192 | 6389.3877 | 8467.7817 | 26775.7505 | 8474.6753 | 9972.0033 | 4201.6865 | 7306.579 | n/a | 10219.5932 | 7454.0817 | 4847.1177 | 6145.4009 | 9415.0084 | 7877.141 | 2056.8563 | 4513.7038 | 8913.9097 | 4054.5054 | 6918.0168 | 4277.884 | 2939.2928 | 4829.2418 | 163.8668 | 136.0847 | 136.0847 | 169.9652 | 190.232 | 152.0004 | 208.2724 | 167.8228 | 208.2724 | 164.6551 | 172.0148 | 139.3459 | 137.4158 | 145.3496 | 136.5366 | 168217.7673 | 9592.7941 | 4258.1392 | 72551.9062 | 30621.1234 | 14728.0019 | 5221.8612 | 5318.2403 | 4088.8066 | 4694.8024 | 23275.3417 | 6079.2929 | 7285.7916 | 4617.6313 | 6178.4627 | 162573.6202 | 19101.6873 | 11647.8209 | 74860.7239 | 36722.3242 | 23470.6103 | 13060.4023 | 7375.0966 | 8563.9103 | 12978.2121 | 26825.3 | 12955.4097 | 9769.3756 | 7458.8241 | 11007.7045 | 99.7811 | 99.7811 | 99.7811 | 99.7811 | 285.348 | 99.7811 | 285.348 | 285.348 | 285.348 | 99.7811 | 199.87 | 99.7811 | 221.472 | 99.7811 | 99.7811 | 0.021383 | 2.7368e-05 | 3.501e-16 | 0.00072701 | 0.10131 | 2.3173e-10 | 0.0041144 | 5.0538e-23 | 2.322e-06 | 3.5231e-11 | 0.039811 | 5.248e-11 | 0.086694 | 1.5399e-17 | 4.8213e-11 | 0.021383 | 0.02141 | 0.02141 | 0.02211 | 0.12342 | 0.02211 | 0.12753 | 0.12342 | 0.12753 | 0.02211 | 0.061193 | 0.021383 | 0.1088 | 0.021383 | 0.021383
388 | 154404.6179 | 15760.2276 | 5718.6739 | 66401.716 | 36959.9409 | 15207.5103 | 11765.4548 | 2967.1286 | 5896.858 | 7845.8255 | 26166.1687 | 8040.6415 | 9965.6841 | 4225.1166 | 7088.191 | n/a | 10342.5205 | 5143.0474 | 3248.8172 | 8149.3813 | 8770.688 | 6820.7711 | 2373.5119 | 4889.7262 | 6704.6906 | 3511.7509 | 6866.9841 | 9078.2382 | 2850.8239 | 4212.7677 | 207.3284 | 181.789 | 181.789 | 212.9212 | 229.5035 | 201.4351 | 244.2279 | 211.2132 | 244.2279 | 211.7637 | 211.1149 | 191.1065 | 184.1554 | 189.351 | 182.1579 | 168197.8698 | 11276.1245 | 4419.64 | 68145.8999 | 31165.7687 | 13523.3358 | 5127.1995 | 5295.6779 | 4039.9412 | 4047.506 | 26828.7115 | 5871.6852 | 6689.8553 | 4796.68 | 5796.2017 | 156032.4075 | 21295.4449 | 9443.3874 | 68804.6171 | 38023.45 | 21989.9238 | 11290.9706 | 7627.1898 | 8272.6674 | 10517.8966 | 26371.6 | 12668.8693 | 15423.0935 | 7113.5039 | 9705.8694 | 191.1142 | 191.1142 | 191.1142 | 191.1142 | 191.1142 | 191.1142 | 366.3419 | 191.1142 | 366.3419 | 191.1142 | 210.31 | 191.1142 | 191.1142 | 191.1142 | 191.1142 | 0.062041 | 6.5083e-08 | 1.1416e-12 | 0.011403 | 0.016276 | 6.4109e-10 | 0.13709 | 4.4772e-27 | 3.939e-07 | 6.3711e-08 | 0.031561 | 8.4851e-12 | 1.4733e-11 | 9.8856e-16 | 1.2444e-08 | 0.062041 | 0.062041 | 0.062041 | 0.073443 | 0.089719 | 0.073443 | 0.22681 | 0.089719 | 0.22681 | 0.073443 | 0.093602 | 0.062041 | 0.073443 | 0.062041 | 0.062041
389 | 157126.4616 | 15981.4905 | 5975.825 | 67499.7971 | 37593.2272 | 16041.6948 | 12121.6408 | 3084.468 | 6267.6738 | 8407.2839 | 26537.6382 | 8554.8866 | 10056.5859 | 4067.4473 | 7006.9017 | n/a | 10768.3038 | 5418.1805 | 4327.5803 | 10522.7724 | 10083.0932 | 9599.4964 | 2058.8754 | 4913.657 | 8180.1778 | 4771.2284 | 5327.292 | 7584.4095 | 3967.753 | 4441.0588 | 164.5202 | 134.6255 | 134.6255 | 171.0852 | 193.3198 | 150.7069 | 213.1193 | 168.7253 | 213.1193 | 164.5956 | 174.0593 | 136.8184 | 135.8198 | 144.7939 | 135.1215 | 167083.9315 | 11084.5064 | 4320.4381 | 67933.6679 | 28463.6754 | 13648.2915 | 4831.2032 | 5017.9946 | 4021.8657 | 3934.8794 | 26408.8642 | 5806.0231 | 6786.8356 | 4673.4767 | 6138.9129 | 159720 | 21813.3102 | 9730.9186 | 68678.8004 | 37981.5 | 22761.1847 | 14381.1996 | 7020.5699 | 8886.0227 | 11383.9572 | 30620.0926 | 10894.215 | 13308.5451 | 8641.2297 | 9634.688 | 124.5487 | 124.5487 | 124.5487 | 126.533 | 179.34 | 126.533 | 179.34 | 179.34 | 179.34 | 126.533 | 124.5487 | 126.533 | 126.533 | 124.5487 | 124.5487 | 0.046892 | 3.8592e-08 | 2.7088e-12 | 0.021156 | 0.029479 | 1.8948e-09 | 7.9033e-05 | 2.115e-22 | 2.5844e-07 | 3.7628e-08 | 0.00011105 | 1.0681e-06 | 1.0615e-07 | 1.9644e-24 | 9.8698e-09 | 0.046892 | 0.046892 | 0.046892 | 0.068048 | 0.097527 | 0.068048 | 0.097606 | 0.097527 | 0.097606 | 0.068048 | 0.047003 | 0.046893 | 0.068048 | 0.046892 | 0.046892
390 | 152548.9659 | 15509.2996 | 5938.3641 | 65662.9845 | 36370.0244 | 15191.3333 | 11470.9897 | 3083.2492 | 5767.3884 | 7929.3119 | 25769.941 | 7926.8235 | 9634.8968 | 4159.811 | 7088.4674 | n/a | 8394.7692 | 5652.585 | 4450.7463 | 7130.3459 | 8120.8921 | 8756.524 | 1579.9176 | 4138.2782 | 6787.2915 | 3927.7019 | 7508.8797 | 7706.9519 | 4039.4257 | 4266.4155 | 143.8093 | 111.2452 | 111.2452 | 150.9689 | 176.4682 | 125.6308 | 199.1971 | 148.235 | 199.1971 | 141.5743 | 156.5132 | 109.6874 | 111.8326 | 122.918 | 111.8146 | 167117.2279 | 10250.0239 | 4232.2516 | 71123.8907 | 31980.8368 | 14091.865 | 5359.7333 | 5097.6285 | 4261.6943 | 3966.1782 | 23821.8185 | 5849.249 | 6662.7423 | 4724.1715 | 5867.6417 | 157433.8 | 18539.193 | 9799.9366 | 70299.4479 | 38325.3827 | 20589.0862 | 14108.6572 | 6542.1462 | 8399.9725 | 10551.2697 | 26101.6 | 12677.7287 | 14281.1942 | 7403.279 | 10134.0572 | 75.4897 | 75.4897 | 75.4897 | 75.4897 | 75.4897 | 75.4897 | 75.4897 | 75.4897 | 75.4897 | 75.4897 | 134.21 | 75.4897 | 75.4897 | 75.4897 | 75.4897 | 0.012251 | 2.4899e-05 | 1.1876e-12 | 0.0025546 | 0.0072796 | 2.4031e-08 | 1.8322e-05 | 5.9457e-20 | 8.6234e-08 | 9.3797e-08 | 0.025989 | 3.3724e-12 | 1.9635e-10 | 1.2541e-17 | 1.0824e-09 | 0.012251 | 0.012276 | 0.012276 | 0.014806 | 0.022085 | 0.014806 | 0.022103 | 0.022085 | 0.022104 | 0.014806 | 0.03824 | 0.012251 | 0.014806 | 0.012251 | 0.012251
391 | 156577.0098 | 15579.0726 | 6153.8429 | 67273.1307 | 37451.4751 | 15694.0727 | 11680.3445 | 3055.6279 | 6099.5218 | 7767.8703 | 26440.9709 | 8051.3812 | 10417.1992 | 3845.1707 | 7169.408 | n/a | 10893.5441 | 6435.2851 | 2979.999 | 6087.3698 | 10172.6107 | 7378.9978 | 1800.5746 | 4650.2792 | 8653.5372 | 4159.4589 | 5521.4795 | 6844.4145 | 3672.6448 | 5789.5144 | 90.5593 | 55.5068 | 55.5068 | 98.2812 | 128.0501 | 65.3087 | 154.6232 | 95.0419 | 154.6232 | 83.9487 | 108.431 | 46.6688 | 54.8442 | 69.1539 | 56.1726 | 169182.5352 | 9692.0648 | 4350.218 | 71759.0286 | 31741.475 | 13435.5967 | 5516.6601 | 5131.7836 | 4255.5891 | 3879.9233 | 26344.8248 | 6011.0187 | 7741.7651 | 4650.9365 | 6234.5328 | 156253.2885 | 17523.1622 | 10631.8032 | 70719.8276 | 36367.2448 | 22314.4075 | 12396.0579 | 6891.8582 | 8411.4682 | 12440.8605 | 29116.1837 | 11064.8982 | 14383.2796 | 7942.6812 | 11831.2471 | 178.8236 | 178.8236 | 178.8236 | 178.8236 | 229.8619 | 178.8236 | 229.8619 | 229.8619 | 229.8619 | 178.8236 | 178.8236 | 178.8236 | 178.8236 | 178.8236 | 178.8236 | 0.11168 | 0.00036782 | 6.4387e-14 | 0.005674 | 0.095648 | 1.6834e-09 | 0.0052783 | 4.4973e-22 | 7.7481e-07 | 2.3888e-12 | 0.00085231 | 2.1214e-08 | 1.0945e-08 | 2.851e-23 | 1.439e-13 | 0.11168 | 0.11205 | 0.11205 | 0.11736 | 0.21301 | 0.11736 | 0.21828 | 0.21301 | 0.21828 | 0.11736 | 0.11254 | 0.11168 | 0.11736 | 0.11168 | 0.11168
392 | 148736.033 | 15144.3729 | 5812.1128 | 64127.2311 | 35587.8182 | 15040.5858 | 11360.49 | 2918.8005 | 5988.1275 | 7835.4289 | 25372.3206 | 7825.9127 | 9566.6501 | 3872.7236 | 6568.5084 | n/a | 10356.4353 | 7022.0053 | 4134.4015 | 8497.1976 | 10309.5076 | 7096.2588 | 1671.2176 | 2969.1556 | 5663.7203 | 3539.6497 | 4931.0091 | 6254.4467 | 3732.2488 | 3138.369 | 107.7444 | 74.036 | 74.036 | 115.1653 | 143.0464 | 85.2895 | 167.9228 | 112.1456 | 167.9228 | 102.7394 | 123.5812 | 67.8397 | 73.8152 | 86.8118 | 74.6592 | 156706.2804 | 10393.7176 | 4236.2783 | 62941.1558 | 30608.3016 | 14403.9766 | 5222.1993 | 5156.2679 | 4284.7503 | 4568.4101 | 23544.108 | 6038.5278 | 7236.4117 | 4686.0415 | 5855.3194 | 147276.2 | 20651.7529 | 11173.1836 | 63918.3769 | 37615.5188 | 23373.5841 | 12167.8581 | 6684.9855 | 7226.5059 | 10012.5304 | 24966.3577 | 10704.4369 | 13268.2584 | 8263.2902 | 8477.9884 | 226.23 | 226.23 | 226.23 | 226.23 | 226.23 | 226.23 | 226.23 | 226.23 | 226.23 | 226.23 | 226.23 | 226.23 | 226.23 | 226.23 | 226.23 | 0.15996 | 4.0481e-08 | 4.2054e-17 | 0.041935 | 0.0065638 | 8.542e-12 | 0.0037992 | 1.2579e-22 | 0.00010241 | 7.3751e-07 | 0.079437 | 2.7275e-08 | 8.5608e-09 | 1.2913e-24 | 2.9933e-07 | 0.15996 | 0.15996 | 0.15996 | 0.2019 | 0.20846 | 0.2019 | 0.21226 | 0.20846 | 0.21236 | 0.2019 | 0.2394 | 0.15996 | 0.2019 | 0.15996 | 0.15996
393 | 150515.144 | 14860.4352 | 5492.1923 | 64867.5419 | 36097.3171 | 14976.7968 | 11508.8349 | 2899.5078 | 5857.5475 | 7801.6291 | 25654.5179 | 7769.0069 | 9704.2065 | 3950.3248 | 6833.177 | n/a | 9799.077 | 4854.7251 | 4521.5088 | 8024.2278 | 9951.1772 | 7325.5258 | 2335.3063 | 4186.019 | 7822.2969 | 2730.7469 | 6628.1825 | 5308.8908 | 3671.0401 | 4533.8905 | 130.9546 | 96.6966 | 96.6966 | 138.4915 | 166.052 | 110.0315 | 190.6303 | 135.5215 | 190.6303 | 127.2723 | 145.648 | 92.7909 | 96.9046 | 109.3192 | 97.3123 | 165762.5995 | 10443.4758 | 4161.5719 | 66595.5604 | 32444.9627 | 14495.9945 | 5788.5186 | 5266.5864 | 4783.3246 | 3922.7729 | 24400.4224 | 6041.2354 | 6533.0016 | 4587.1684 | 6031.8775 | 153204.361 | 19752.2528 | 8977.1969 | 65545.6 | 37943.7905 | 24026.2717 | 13094.1444 | 7601.8928 | 8963.1436 | 11502.6697 | 25723.7 | 12490.9179 | 10857.3924 | 7773.6085 | 10512.968 | 96.0803 | 96.0803 | 96.0803 | 136.85 | 136.85 | 136.85 | 136.85 | 136.85 | 136.85 | 136.85 | 174 | 136.85 | 136.85 | 96.0803 | 96.0803 | 0.043927 | 1.5085e-07 | 2.1481e-12 | 0.026668 | 0.0079179 | 1.1488e-12 | 0.00040492 | 6.8842e-28 | 1.0658e-08 | 3.4272e-10 | 0.038528 | 2.4291e-12 | 0.00035017 | 2.4271e-21 | 1.3223e-11 | 0.043927 | 0.043927 | 0.043927 | 0.070595 | 0.078513 | 0.070595 | 0.078918 | 0.078513 | 0.078918 | 0.070595 | 0.082455 | 0.043927 | 0.070946 | 0.043927 | 0.043927
394 | 159683.1028 | 15980.7066 | 6047.7061 | 68491.7629 | 38118.0159 | 16042.1198 | 12314.929 | 2966.0671 | 6417.2828 | 8387.0451 | 27112.3505 | 8418.4994 | 9905.1089 | 4122.1228 | 7167.5347 | n/a | 10205.5394 | 4593.0506 | 5249.9756 | 7105.9403 | 9527.2022 | 8387.2662 | 1643.3525 | 4449.8067 | 9027.1925 | 3571.8311 | 6537.6829 | 7110.3263 | 2675.4441 | 5625.1762 | 122.3662 | 88.3277 | 88.3277 | 129.8565 | 157.5204 | 100.8916 | 182.1954 | 126.8698 | 182.1954 | 118.2002 | 137.4716 | 83.5831 | 88.3782 | 101 | 88.9459 | 167626.1817 | 10606.7939 | 4093.3655 | 69807.1139 | 32659.7618 | 13965.406 | 5540.0496 | 5212.9667 | 4745.3134 | 4419.7248 | 26212.3134 | 5826.9766 | 6215.6771 | 4560.969 | 5996.4368 | 160844.2817 | 20804.0332 | 8678.1161 | 72553.5895 | 38739.7021 | 22445.6082 | 13916.9158 | 6856.3192 | 9195.1201 | 13276.9173 | 28667.2445 | 12342.8595 | 13287.0035 | 6727.6131 | 11575.7129 | 143.0072 | 143.0072 | 143.0072 | 143.0072 | 143.0072 | 143.0072 | 143.0072 | 143.0072 | 143.0072 | 143.0072 | 143.0072 | 143.0072 | 143.0072 | 143.0072 | 143.0072 | 0.072031 | 4.2851e-07 | 3.9506e-09 | 0.0040696 | 0.024315 | 4.1655e-09 | 0.00052372 | 5.7817e-23 | 1.6836e-07 | 4.9294e-12 | 0.0046474 | 5.9695e-10 | 5.1902e-08 | 1.0291e-14 | 5.9839e-13 | 0.072031 | 0.072031 | 0.072031 | 0.0761 | 0.10042 | 0.0761 | 0.10094 | 0.10042 | 0.10094 | 0.0761 | 0.076678 | 0.072031 | 0.0761 | 0.072031 | 0.072031
395 | 156784.7255 | 15637.6135 | 5974.1705 | 67365.1819 | 37476.4263 | 15550.5736 | 12028.8319 | 3029.0768 | 6267.1121 | 7843.4122 | 26632.6737 | 8209.7786 | 10033.4828 | 4146.8464 | 7197.3637 | n/a | 8557.5593 | 6178.733 | 5291.2537 | 8665.6259 | 12163.1919 | 8698.7567 | 1704.596 | 5272.689 | 8705.4494 | 4227.2301 | 6649.3888 | 9768.8084 | 3570.061 | 6540.3054 | 80.1214 | 42.1345 | 42.1345 | 88.494 | 121.4064 | 51.1629 | 150.7951 | 84.9005 | 150.7951 | 71.778 | 100.6666 | 30.5478 | 41.0531 | 57.2276 | 42.8707 | 167809.6857 | 9480.6857 | 4076.6844 | 69393.4345 | 30928.1504 | 14143.5025 | 5120.0759 | 5069.4851 | 4198.4467 | 4295.9625 | 25563.71 | 5814.2371 | 6902.4631 | 4549.2852 | 6008.0589 | 158970.3 | 16762.2451 | 9063.3175 | 73473.7882 | 39137.9764 | 26101.7944 | 13808.4326 | 6730.7811 | 9471.1356 | 12907.6119 | 27951.8401 | 12352.5259 | 16317.1715 | 8100.2462 | 12354.8643 | 78.57 | 78.57 | 78.57 | 78.57 | 78.57 | 78.57 | 78.57 | 78.57 | 78.57 | 78.57 | 78.57 | 78.57 | 78.57 | 78.57 | 78.57 | 0.05294 | 0.0027655 | 1.7913e-10 | 0.0011177 | 0.0098614 | 5.9016e-14 | 0.00028752 | 1.525e-21 | 1.8238e-08 | 4.2721e-13 | 0.0062894 | 1.3394e-10 | 6.5362e-13 | 4.689e-21 | 9.8234e-15 | 0.05294 | 0.055705 | 0.055705 | 0.054058 | 0.063919 | 0.054058 | 0.064207 | 0.063919 | 0.064207 | 0.054058 | 0.059229 | 0.05294 | 0.054058 | 0.05294 | 0.05294
396 | 148655.2701 | 15242.349 | 5763.0686 | 64123.0767 | 35567.7304 | 14971.0986 | 11676.5407 | 2903.9653 | 5895.2988 | 7506.2811 | 25466.8306 | 7872.4041 | 9360.11 | 3751.2966 | 6761.9006 | n/a | 9534.4532 | 4648.2975 | 3938.3871 | 6806.7795 | 10446.8939 | 7924.8434 | 1326.7961 | 3732.7872 | 6577.2068 | 3699.1113 | 7194.5417 | 8917.655 | 3019.4914 | 5373.9883 | 102.8853 | 67.6495 | 67.6495 | 110.6447 | 140.1411 | 78.5512 | 166.4643 | 107.4432 | 166.4643 | 97.0159 | 120.0761 | 60.0866 | 67.2223 | 81.1683 | 68.309 | 161674.9896 | 11343.2818 | 4287.447 | 63057.8186 | 27847.3911 | 14766.8055 | 4881.8173 | 4981.7233 | 4140.7284 | 3773.8692 | 25382.4834 | 6099.5812 | 6627.5465 | 4740.3499 | 6022.3818 | 150267.9 | 20109.435 | 8804.6446 | 64635.9 | 33445.3706 | 24684.7937 | 12764.8607 | 6263.5194 | 7831.7156 | 10044.976 | 25916.7108 | 13071.3172 | 15221.0014 | 7439.0413 | 11183.8702 | 111.52 | 111.52 | 111.52 | 132.66 | 237.007 | 132.66 | 237.007 | 237.007 | 237.007 | 132.66 | 111.52 | 132.66 | 132.66 | 111.52 | 111.52 | 0.061178 | 2.1984e-07 | 1.1978e-10 | 0.02892 | 0.20725 | 1.9326e-13 | 0.0018067 | 1.6512e-20 | 3.2508e-06 | 6.9868e-08 | 0.021587 | 3.1439e-13 | 6.5662e-13 | 1.2154e-21 | 1.2383e-13 | 0.061178 | 0.061179 | 0.061179 | 0.090099 | 0.29735 | 0.090099 | 0.29915 | 0.29735 | 0.29916 | 0.090099 | 0.082766 | 0.061178 | 0.090099 | 0.061178 | 0.061178
397 | 153352.3585 | 15507.7199 | 6019.2944 | 65980.9069 | 36776.0928 | 15435.3559 | 11700.0294 | 2877.4506 | 6021.6851 | 7929.6916 | 26111.072 | 7781.049 | 9503.5361 | 3823.5863 | 7286.3417 | n/a | 10444.4783 | 6591.6072 | 3876.4361 | 10151.7753 | 8953.8481 | 6073.0993 | 2035.6361 | 3820.9002 | 7079.4821 | 3340.3909 | 5460.9841 | 7629.9837 | 3889.4774 | 5580.8313 | 103.5713 | 68.4216 | 68.4216 | 111.3116 | 140.7021 | 79.3796 | 166.9303 | 108.1223 | 166.9303 | 97.7777 | 120.6589 | 60.9816 | 68.0144 | 81.8916 | 69.0787 | 166853.7532 | 10501.905 | 4498.6282 | 71435.4 | 31897.1249 | 14857.3013 | 5329.5016 | 5076.6757 | 4171.3797 | 4087.1057 | 24606.313 | 5872.3844 | 6222.2745 | 4581.1026 | 5946.2291 | 157950.4 | 20758.4834 | 10981.0353 | 71279.3829 | 39781.5001 | 22969.5962 | 11402.6009 | 7059.9118 | 7992.2799 | 11067.4877 | 27587.9039 | 10997.4685 | 13484.0582 | 8391.58 | 10705.2604 | 57.48 | 57.48 | 57.48 | 57.48 | 57.48 | 57.48 | 250.3955 | 57.48 | 250.3955 | 57.48 | 57.48 | 57.48 | 57.48 | 57.48 | 57.48 | 0.014895 | 1.0536e-07 | 1.6912e-15 | 0.0017137 | 0.0029588 | 1.1905e-10 | 0.096985 | 3.227e-25 | 3.365e-06 | 7.402e-09 | 0.0047917 | 4.6453e-09 | 2.418e-09 | 8.0823e-26 | 2.183e-10 | 0.014895 | 0.014895 | 0.014895 | 0.016609 | 0.019568 | 0.016609 | 0.11655 | 0.019568 | 0.11656 | 0.016609 | 0.019687 | 0.014895 | 0.016609 | 0.014895 | 0.014895
398 | 157903.9843 | 16070.6364 | 5871.1158 | 67768.97 | 37854.2951 | 15716.9228 | 11897.1552 | 3153.7526 | 6331.6341 | 8096.5852 | 26639.1987 | 8328.9091 | 9973.2855 | 3918.455 | 7326.2458 | n/a | 9024.6879 | 6416.6366 | 4789.1589 | 11422.645 | 11601.8543 | 9950.5971 | 1775.7029 | 4190.1751 | 7084.6328 | 4039.1085 | 5855.8793 | 7970.1092 | 3955.637 | 4374.9287 | 102.9592 | 68.7163 | 68.7163 | 110.4993 | 139.0571 | 79.5738 | 164.541 | 107.4017 | 164.541 | 97.4498 | 119.4713 | 61.6979 | 68.3611 | 81.804 | 69.3547 | 169276.3222 | 10310.9198 | 4088.2596 | 71971.0661 | 31889.8889 | 14040.6392 | 5665.5659 | 5049.6298 | 4640.6582 | 4308.8775 | 24763.789 | 5779.7092 | 7128.692 | 4584.1079 | 5969.3071 | 160245.4 | 18205.3077 | 10504.8962 | 72337.4027 | 41646.3116 | 24411.9935 | 14774.8408 | 6780.7327 | 8273.7111 | 10285.3103 | 27781.5975 | 11513.2885 | 14085.0013 | 8050.6449 | 10291.5358 | 88.08 | 88.08 | 88.08 | 88.08 | 88.08 | 88.08 | 88.08 | 88.08 | 88.08 | 88.08 | 88.08 | 88.08 | 88.08 | 88.08 | 88.08 | 0.050763 | 0.00027063 | 6.3323e-15 | 0.0029142 | 0.0016333 | 8.8211e-12 | 1.2271e-05 | 2.1197e-20 | 6.0222e-06 | 9.8946e-07 | 0.0081346 | 1.552e-08 | 3.1371e-09 | 4.7172e-23 | 2.9651e-09 | 0.050763 | 0.051034 | 0.051034 | 0.053677 | 0.05531 | 0.053677 | 0.055323 | 0.05531 | 0.055329 | 0.053678 | 0.058898 | 0.050763 | 0.053677 | 0.050763 | 0.050763
399 | 158250.0518 | 16045.2802 | 6025.8238 | 67932.9409 | 37831.8946 | 15818.7391 | 12098.5844 | 3221.8651 | 6209.989 | 8320.9047 | 26948.3452 | 8366.1566 | 10129.5265 | 4340.7207 | 7036.6307 | n/a | 8762.5538 | 4965.9614 | 5143.7629 | 8022.5752 | 11843.7794 | 6486.2689 | 1931.1634 | 4369.2075 | 6539.1038 | 4073.7685 | 6595.8613 | 8654.2644 | 3451.8818 | 5235.8642 | 72.8389 | 34.7314 | 34.7314 | 81.2399 | 114.5291 | 43.1217 | 144.2584 | 77.6001 | 144.2584 | 63.9757 | 93.9418 | 22.2677 | 33.4947 | 49.9994 | 35.4762 | 163215.0781 | 10311.6083 | 4368.2515 | 66410.7658 | 29197.118 | 14536.844 | 4961.9553 | 5088.2195 | 4176.7723 | 4627.2749 | 24877.0471 | 5778.8644 | 7085.3907 | 4635.4009 | 5803.3773 | 156286.6951 | 19033.2621 | 9293.3129 | 69973.0457 | 36427.3102 | 26091.9235 | 11468.1412 | 7019.3829 | 8468.0798 | 11044.1787 | 28493.4156 | 12208.2257 | 15688.3551 | 7908.3826 | 10871.7416 | 234.9584 | 234.9584 | 234.9584 | 234.9584 | 237.053 | 234.9584 | 237.053 | 237.053 | 237.053 | 234.9584 | 234.9584 | 234.9584 | 234.9584 | 234.9584 | 234.9584 | 0.18059 | 3.5287e-05 | 6.9435e-11 | 0.013972 | 0.1175 | 1.8867e-13 | 0.1833 | 7.447e-21 | 1.1996e-06 | 1.0705e-07 | 0.0046501 | 7.8115e-10 | 1.4074e-11 | 1.8432e-18 | 1.0164e-11 | 0.18059 | 0.18063 | 0.18063 | 0.19456 | 0.31207 | 0.19456 | 0.49537 | 0.31207 | 0.49537 | 0.19456 | 0.18524 | 0.18059 | 0.19456 | 0.18059 | 0.18059
400 | 156531.7459 | 15841.8102 | 6137.7888 | 67237.8449 | 37396.7861 | 15589.149 | 11785.4957 | 2969.5897 | 6057.2877 | 8288.0163 | 26578.9079 | 8078.9235 | 9965.1079 | 3976.7471 | 7330.0389 | n/a | 7601.4752 | 5386.2272 | 5262.7807 | 6340.4422 | 10860.4923 | 6386.9234 | 1559.2045 | 3964.6802 | 6484.8463 | 4138.7838 | 4890.0841 | 7864.0319 | 2948.1347 | 6902.2427 | 111.9971 | 73.4613 | 73.4613 | 120.4833 | 152.7612 | 85.3376 | 181.5668 | 116.9796 | 181.5668 | 105.5437 | 130.8321 | 65.1316 | 72.9835 | 88.255 | 74.1829 | 169134.3688 | 10723.1444 | 4367.5951 | 70404.537 | 32261.4781 | 14431.5648 | 5245.3814 | 5171.727 | 4258.1311 | 3968.2484 | 26138.5907 | 5955.4183 | 6273.1189 | 4621.394 | 6019.5251 | 158042.1 | 17570.4196 | 9147.7223 | 72895.2488 | 37841.5 | 24666.5087 | 11315.2462 | 6683.6315 | 8184.2113 | 10162.3462 | 28111.6746 | 10510.7024 | 14070.1508 | 7118.8287 | 12888.5677 | 129.23 | 129.23 | 129.23 | 129.23 | 140.46 | 129.23 | 272.3502 | 140.46 | 272.3502 | 129.23 | 129.23 | 129.23 | 129.23 | 129.23 | 129.23 | 0.064701 | 0.00066887 | 4.8945e-10 | 0.0014632 | 0.028031 | 2.7616e-12 | 0.13565 | 5.3543e-22 | 1.7094e-06 | 5.5531e-06 | 0.0045904 | 3.6605e-07 | 3.1786e-09 | 7.8178e-18 | 1.8146e-15 | 0.064701 | 0.06537 | 0.06537 | 0.066165 | 0.094196 | 0.066165 | 0.22984 | 0.094196 | 0.22985 | 0.06617 | 0.069292 | 0.064702 | 0.066165 | 0.064701 | 0.064701
401 | 149860.8572 | 15307.3271 | 5854.1664 | 64585.3982 | 35909.0175 | 15119.3959 | 11238.7591 | 2918.0758 | 5662.6577 | 7937.1358 | 25750.9293 | 8023.2264 | 9453.2465 | 3809.7791 | 6868.8764 | n/a | 9582.076 | 7563.1813 | 4324.4169 | 6926.5657 | 10696.1949 | 7659.6205 | 1279.5265 | 5006.1579 | 8320.2008 | 3505.9366 | 3757.4602 | 5788.9459 | 3670.9516 | 5189.6886 | 73.1753 | 34.6862 | 34.6862 | 81.6604 | 115.297 | 43.1258 | 145.3368 | 77.9824 | 145.3368 | 64.1976 | 94.515 | 22.054 | 33.4292 | 50.1137 | 35.4388 | 170147.8924 | 11571.2575 | 4452.2045 | 71767.7288 | 31789.7721 | 14540.6028 | 5839.1458 | 5052.0622 | 4498.1911 | 4162.6734 | 25239.8715 | 5989.3054 | 7541.9854 | 4561.4901 | 6038.1627 | 153282.4 | 20837.8335 | 11962.6858 | 69846.212 | 37160.4 | 23995.8977 | 13215.0662 | 6331.5887 | 9339.549 | 11606.9742 | 26585.4 | 9381.7656 | 12791.5313 | 7919.3829 | 11160.1513 | 48.3296 | 48.3296 | 48.3296 | 48.3296 | 55.7127 | 48.3296 | 55.7127 | 55.7127 | 55.7127 | 48.3296 | 49.08 | 48.3296 | 48.3296 | 48.3296 | 48.3296 | 0.030102 | 4.4296e-08 | 4.4042e-19 | 0.0016343 | 0.013385 | 2.2789e-12 | 0.00011266 | 1.0306e-20 | 3.6346e-10 | 5.4821e-10 | 0.012203 | 6.1104e-05 | 3.2644e-08 | 1.5738e-23 | 4.0378e-13 | 0.030102 | 0.030102 | 0.030102 | 0.031736 | 0.045121 | 0.031736 | 0.045234 | 0.045121 | 0.045234 | 0.031736 | 0.042305 | 0.030163 | 0.031736 | 0.030102 | 0.030102
402 | 153584.2413 | 15608.7696 | 6077.2831 | 66048.8854 | 36627.3008 | 15373.0008 | 11705.5776 | 2863.5952 | 5894.123 | 7781.7202 | 26055.1203 | 8399.7593 | 9943.7202 | 4030.0587 | 7114.1772 | n/a | 11995.4006 | 5862.2548 | 3500.0105 | 9097.2224 | 9955.3489 | 6595.6957 | 1530.6298 | 5134.9326 | 5444.7747 | 4029.0214 | 5031.9623 | 8572.6401 | 3969.1304 | 4590.4975 | 99.8855 | 64.7956 | 64.7956 | 107.6135 | 137.0809 | 75.4244 | 163.3796 | 104.4134 | 163.3796 | 93.872 | 117.1734 | 56.9769 | 64.3182 | 78.3017 | 65.4544 | 168530.7195 | 10353.093 | 4310.0762 | 71093.4826 | 31850.5587 | 15448.7023 | 5110.6627 | 5036.8999 | 4368.2139 | 4374.1363 | 24619.799 | 5826.2161 | 6324.9087 | 4632.7693 | 5950.2198 | 157814.4 | 22140.0935 | 10127.6309 | 69673.7089 | 40315.281 | 22830.867 | 11376.6584 | 6521.4298 | 9441.8465 | 9578.311 | 27056.2204 | 10560.9784 | 14038.0488 | 8423.1997 | 10096.3173 | 59.0298 | 59.0298 | 59.0298 | 59.0298 | 59.0298 | 59.0298 | 245.0694 | 59.0298 | 245.0694 | 59.0298 | 59.0298 | 59.0298 | 59.0298 | 59.0298 | 59.0298 | 0.019017 | 5.0056e-09 | 6.4524e-13 | 0.0048827 | 0.0016065 | 1.3416e-10 | 0.10611 | 2.0203e-22 | 1.3944e-09 | 4.6178e-06 | 0.0096678 | 2.0011e-06 | 3.2028e-09 | 9.3765e-24 | 1.6535e-09 | 0.019017 | 0.019017 | 0.019017 | 0.0239 | 0.025506 | 0.0239 | 0.13162 | 0.025506 | 0.13162 | 0.023904 | 0.028685 | 0.019019 | 0.0239 | 0.019017 | 0.019017
403 | 155740.1238 | 15833.3368 | 5780.9166 | 66902.3221 | 37154.8714 | 15601.8308 | 11724.9933 | 2953.7863 | 6057.1646 | 8341.2459 | 26632.6535 | 8417.3726 | 9947.1541 | 3921.4997 | 7180.9795 | n/a | 8775.963 | 5599.2789 | 5051.3834 | 8474.4545 | 9203.4513 | 8541.9183 | 2222.5409 | 3595.7223 | 8775.8063 | 2923.1083 | 5479.0042 | 8596.837 | 3191.8685 | 4964.5384 | 88.5862 | 53.0218 | 53.0218 | 96.4216 | 126.7444 | 62.6753 | 153.8136 | 93.1198 | 153.8136 | 81.6633 | 106.9342 | 43.6873 | 52.283 | 66.9237 | 53.6999 | 164170.8531 | 9869.1998 | 4111.6044 | 67852.1693 | 31692.1111 | 14543.0808 | 5402.8561 | 5224.3033 | 4437.5838 | 4227.7931 | 24123.2454 | 5824.8396 | 6561.1525 | 4773.6937 | 6070.8543 | 157096.2874 | 17262.4627 | 9625.7833 | 69133.887 | 37618.7 | 22819.832 | 13848.9743 | 7293.5442 | 7954.6061 | 12824.9994 | 26675.7537 | 11289.3437 | 15126.7895 | 7800.6622 | 11035.3928 | 114.8146 | 114.8146 | 114.8146 | 114.8146 | 116.56 | 114.8146 | 116.56 | 116.56 | 116.56 | 114.8146 | 158.504 | 114.8146 | 114.8146 | 114.8146 | 114.8146 | 0.067476 | 0.0013735 | 6.7959e-13 | 0.01252 | 0.027502 | 3.2959e-10 | 9.429e-05 | 1.8187e-25 | 5.0042e-06 | 2.9116e-11 | 0.04017 | 7.6762e-08 | 4.2767e-11 | 9.1921e-22 | 1.4202e-11 | 0.067476 | 0.06885 | 0.06885 | 0.079996 | 0.1075 | 0.079996 | 0.10759 | 0.1075 | 0.1076 | 0.079996 | 0.10765 | 0.067476 | 0.079996 | 0.067476 | 0.067476
404 | 158065.8351 | 15783.9625 | 5862.6538 | 67843.9837 | 37674.3659 | 15607.024 | 12163.4268 | 3155.1462 | 6273.8217 | 7887.8133 | 26892.8457 | 7950.3259 | 9964.083 | 4092.3784 | 7406.5868 | n/a | 11489.7071 | 5340.7257 | 3615.4199 | 9568.9947 | 8821.0033 | 7457.7942 | 1838.9394 | 4733.1771 | 7559.0227 | 3134.7822 | 6701.2874 | 7686.9687 | 4163.1756 | 5176.7211 | 85.7092 | 49.561 | 49.561 | 93.6743 | 124.6514 | 58.9898 | 152.3071 | 90.2983 | 152.3071 | 78.3892 | 104.6414 | 39.5905 | 48.7229 | 63.7641 | 50.2539 | 159619.0119 | 10918.5132 | 4138.9373 | 64822.8471 | 29886.7484 | 14023.6973 | 4880.1385 | 5192.2964 | 4353.6965 | 4424.2874 | 25060.3015 | 5947.4572 | 6287.4416 | 4641.6019 | 6340.3615 | 155274.3119 | 22408.2203 | 9479.663 | 66849.1669 | 38256.8431 | 22819.7006 | 12173.3327 | 7031.2357 | 8922.2736 | 11983.3101 | 27760.9837 | 12623.7447 | 13974.4103 | 8804.7775 | 11517.0826 | 231.1353 | 231.1353 | 231.1353 | 233.0679 | 233.0679 | 233.0679 | 233.0679 | 233.0679 | 233.0679 | 233.0679 | 231.1353 | 233.0679 | 233.0679 | 231.1353 | 231.1353 | 0.23126 | 4.7737e-09 | 4.165e-12 | 0.061112 | 0.024988 | 3.3617e-10 | 0.040192 | 1.2051e-21 | 2.282e-07 | 5.9542e-11 | 0.012261 | 5.2765e-12 | 4.624e-09 | 5.7527e-25 | 6.7934e-12 | 0.23126 | 0.23126 | 0.23126 | 0.29237 | 0.31736 | 0.29237 | 0.35755 | 0.31736 | 0.35755 | 0.29237 | 0.24352 | 0.23126 | 0.29237 | 0.23126 | 0.23126
405 | 154791.6316 | 15609.2961 | 5738.7151 | 66563.6384 | 36993.4047 | 15423.6228 | 11852.2669 | 3064.3338 | 6153.9063 | 8105.5749 | 26442.0019 | 8216.1382 | 9967.7111 | 4150.7975 | 7445.4319 | n/a | 7519.6602 | 5439.3265 | 4530.8997 | 8063.9249 | 10856.9209 | 8437.4283 | 1887.3946 | 3447.9031 | 8617.5699 | 4072.5955 | 7530.4185 | 6512.8999 | 3003.5898 | 6043.4982 | 95.5308 | 60.4694 | 60.4694 | 103.2535 | 132.8512 | 70.7116 | 159.2687 | 100.0362 | 159.2687 | 89.2424 | 113.0838 | 52.1808 | 59.9064 | 74.0366 | 61.1312 | 162397.9076 | 10335.4035 | 3996.6027 | 65961.1457 | 29813.7601 | 13917.5418 | 5108.9753 | 5176.2124 | 4313.6042 | 4334.1279 | 24007.8586 | 5985.277 | 7374.1337 | 4543.5654 | 5887.9138 | 155048.6 | 17817.9637 | 9435.9292 | 66645.9 | 36961.5 | 23740.3627 | 13382.6187 | 7052.907 | 7761.5074 | 12811.2978 | 26252.4542 | 13477.1955 | 13655.1336 | 7354.6552 | 11931.4119 | 159.92 | 159.92 | 159.92 | 165.99 | 185.83 | 165.99 | 185.83 | 185.83 | 185.83 | 165.99 | 205.189 | 165.99 | 165.99 | 159.92 | 159.92 | 0.093539 | 0.00019443 | 1.4896e-12 | 0.036154 | 0.042267 | 1.5441e-11 | 0.00054099 | 8.3251e-23 | 2.1879e-05 | 5.4291e-12 | 0.056439 | 6.8571e-13 | 1.678e-08 | 1.7917e-17 | 9.9254e-13 | 0.093539 | 0.093733 | 0.093733 | 0.12969 | 0.17196 | 0.12969 | 0.1725 | 0.17196 | 0.17252 | 0.12969 | 0.14998 | 0.093539 | 0.12969 | 0.093539 | 0.093539
406 | 152133.7557 | 15116.6149 | 5566.6575 | 65508.5038 | 36521.6529 | 15018.5838 | 11649.8646 | 3162.147 | 5784.9526 | 7891.0824 | 25682.9132 | 7866.2961 | 9604.0547 | 4003.7278 | 7071.9846 | n/a | 8271.0035 | 5299.0113 | 4669.599 | 8428.6575 | 8321.8762 | 8438.9269 | 1835.2724 | 5617.7879 | 7350.1493 | 3341.7726 | 6544.8991 | 6453.5484 | 3203.1911 | 6467.5161 | 123.7822 | 91.1427 | 91.1427 | 130.9632 | 157.2573 | 103.7604 | 180.7067 | 128.129 | 180.7067 | 120.2094 | 137.8458 | 87.3116 | 91.321 | 103.1856 | 91.7301 | 165072.7904 | 11129.8819 | 4133.4208 | 67307.0633 | 31535.9053 | 13351.4619 | 5229.844 | 5155.8543 | 4323.3141 | 4464.4682 | 25605.4847 | 5954.0581 | 7195.2117 | 4537.1628 | 5706.7331 | 153441.7 | 19240.1853 | 9382.6321 | 67801.1623 | 38686.2628 | 21223.2381 | 13579.2708 | 6872.7267 | 9910.902 | 11798.8175 | 27081.4572 | 12064.6572 | 12355.2601 | 7441.9539 | 11846.8492 | 134.61 | 134.61 | 134.61 | 134.61 | 134.61 | 134.61 | 134.61 | 134.61 | 134.61 | 134.61 | 134.61 | 134.61 | 134.61 | 134.61 | 134.61 | 0.067792 | 1.2977e-06 | 3.1509e-13 | 0.011859 | 0.0060968 | 2.3838e-09 | 0.00015885 | 9.017e-21 | 5.9362e-11 | 1.5204e-10 | 0.0051985 | 4.322e-11 | 4.5784e-07 | 3.4531e-19 | 5.2457e-14 | 0.067792 | 0.067793 | 0.067793 | 0.079651 | 0.085748 | 0.079651 | 0.085907 | 0.085748 | 0.085907 | 0.079651 | 0.07299 | 0.067792 | 0.079651 | 0.067792 | 0.067792
407 | 150624.9049 | 15509.4324 | 5708.3581 | 64916.081 | 36115.631 | 15224.8241 | 11733.4359 | 2896.3381 | 5815.2792 | 7921.4678 | 25796.3775 | 8099.8285 | 9545.9241 | 3961.4685 | 6978.1522 | n/a | 8622.0614 | 6231.1445 | 5245.4272 | 8396.3076 | 10135.8996 | 7422.1331 | 2402.3406 | 3519.5819 | 7354.1168 | 4723.3414 | 5036.479 | 8846.0466 | 3137.4895 | 5734.1028 | 185.6197 | 159.8337 | 159.8337 | 191.2721 | 208.8713 | 177.5719 | 224.5158 | 189.4383 | 224.5158 | 188.5459 | 190.9919 | 166.598 | 161.745 | 167.8682 | 160.2256 | 168495.848 | 11195.8484 | 4166.1687 | 72438.2312 | 31910.781 | 13983.4532 | 5646.0489 | 5096.5495 | 4659.0598 | 4589.7349 | 24604.5541 | 5996.7894 | 6784.8546 | 4620.1676 | 6130.8357 | 158403 | 18812.2108 | 9412.4142 | 74825.0584 | 39006.7886 | 23642.3528 | 12539.282 | 7304.9901 | 7700.7417 | 11720.7518 | 27088.3 | 10779.3685 | 14866.4013 | 7631.2571 | 11864.9385 | 43.7307 | 43.7307 | 43.7307 | 43.7307 | 43.7307 | 43.7307 | 43.7307 | 43.7307 | 43.7307 | 43.7307 | 49.38 | 43.7307 | 43.7307 | 43.7307 | 43.7307 | 0.0018047 | 1.2724e-05 | 1.2515e-12 | 8.7093e-05 | 0.0031222 | 8.9446e-12 | 0.0041164 | 2.6277e-26 | 3.6664e-06 | 2.7947e-10 | 0.006157 | 1.1491e-07 | 1.0019e-11 | 1.5982e-20 | 1.8985e-14 | 0.0018047 | 0.0018174 | 0.0018174 | 0.0018918 | 0.005014 | 0.0018918 | 0.0091304 | 0.005014 | 0.0091341 | 0.0018918 | 0.0079617 | 0.0018048 | 0.0018918 | 0.0018047 | 0.0018047
408 | 152077.9146 | 15427.4842 | 5996.0643 | 65494.0047 | 36735.5189 | 15582.9963 | 11810.9896 | 2875.4148 | 6164.4736 | 8059.6449 | 25690.6269 | 8384.9772 | 9711.5291 | 3988.5836 | 6823.9487 | n/a | 11947.8884 | 4493.2214 | 4467.8394 | 8946.0481 | 11557.3156 | 7252.2524 | 1676.63 | 4699.6818 | 7868.2513 | 3471.207 | 6469.8364 | 7711.2966 | 3200.9378 | 5306.9698 | 160.8943 | 131.2463 | 131.2463 | 167.4056 | 189.5386 | 146.9944 | 209.2491 | 165.0548 | 209.2491 | 160.8206 | 170.5028 | 133.1683 | 132.3851 | 141.369 | 131.7401 | 164894.6107 | 10776.8078 | 4369.6579 | 70108.276 | 30909.8817 | 13281.5643 | 5606.0098 | 5112.7171 | 4257.4491 | 3925.0937 | 24444.2838 | 5824.9459 | 6230.9017 | 4616.3187 | 5761.5398 | 157972.7 | 22547.7855 | 8685.9686 | 72547.4154 | 38947.6298 | 24558.6799 | 12632.3622 | 6385.2471 | 8846.2308 | 11603.6451 | 27847.1909 | 12204.2823 | 13839.3984 | 7731.2565 | 10385.5096 | 68.4627 | 68.4627 | 68.4627 | 68.4627 | 68.4627 | 68.4627 | 68.4627 | 68.4627 | 68.4627 | 68.4627 | 68.4627 | 68.4627 | 68.4627 | 68.4627 | 68.4627 | 0.0063037 | 9.6678e-10 | 2.361e-09 | 0.00055458 | 0.0059135 | 3.5516e-12 | 0.0039988 | 1.6063e-21 | 1.5833e-07 | 1.3271e-09 | 0.0016605 | 9.0355e-10 | 1.8914e-09 | 9.2735e-21 | 2.5882e-11 | 0.0063037 | 0.0063037 | 0.0063037 | 0.0068583 | 0.012772 | 0.0068583 | 0.016771 | 0.012772 | 0.016771 | 0.0068583 | 0.0079643 | 0.0063037 | 0.0068583 | 0.0063037 | 0.0063037
409 | 149878.0398 | 15460.0591 | 5857.6242 | 64606.9083 | 35952.2908 | 14997.2439 | 11371.2749 | 2887.9471 | 5526.2788 | 7982.691 | 25680.4167 | 7804.8033 | 9496.9518 | 3971.5823 | 6910.5882 | n/a | 9404.9272 | 6236.4237 | 3974.0788 | 9482.8735 | 11278.3404 | 9131.8975 | 1490.6752 | 5188.1131 | 9734.5742 | 4780.846 | 5272.3984 | 7742.8093 | 3710.607 | 4785.7983 | 132.807 | 100.1874 | 100.1874 | 139.9815 | 165.9307 | 113.6025 | 189.0674 | 137.191 | 189.0674 | 129.832 | 146.2675 | 97.3731 | 100.549 | 112.0696 | 100.767 | 167483.059 | 10102.8066 | 4235.8668 | 73928.9689 | 33084.9278 | 14649.9589 | 5270.9274 | 5057.4097 | 4457.9659 | 4337.5688 | 21750.9268 | 5856.629 | 6555.7847 | 4716.0885 | 6181.6267 | 153001.3 | 18845.2338 | 10406.5905 | 71085.6615 | 39449.515 | 24543.6993 | 14363.625 | 6542.4849 | 9635.179 | 13851.5431 | 25722.5 | 10698.6273 | 13160.294 | 8070.6954 | 10616.625 | 91.6179 | 91.6179 | 91.6179 | 91.6179 | 91.6179 | 91.6179 | 91.6179 | 91.6179 | 91.6179 | 91.6179 | 175.01 | 91.6179 | 91.6179 | 91.6179 | 91.6179 | 0.036599 | 1.0117e-05 | 1.0201e-14 | 0.00075268 | 0.0017932 | 3.1575e-13 | 6.0081e-06 | 3.1225e-22 | 2.5139e-11 | 1.2953e-14 | 0.040138 | 2.4316e-08 | 8.9738e-09 | 1.3077e-22 | 1.4474e-11 | 0.036599 | 0.036609 | 0.036609 | 0.037352 | 0.039145 | 0.037352 | 0.039151 | 0.039145 | 0.039151 | 0.037352 | 0.076737 | 0.036599 | 0.037352 | 0.036599 | 0.036599
410 | 150154.2603 | 15300.698 | 5633.2649 | 64726.9216 | 35975.1651 | 15050.6585 | 11331.5871 | 2790.4298 | 5805.2946 | 7779.7266 | 25653.666 | 7943.9063 | 9436.8943 | 4025.9579 | 6782.0475 | n/a | 9557.3363 | 4260.3025 | 4288.617 | 8250.6322 | 10919.4722 | 7293.6442 | 1951.1561 | 4844.4022 | 6389.0412 | 3369.5512 | 5297.8963 | 7274.9785 | 3775.4808 | 4218.2208 | 131.3257 | 98.4302 | 98.4302 | 138.5615 | 164.8243 | 111.7283 | 188.2421 | 135.7354 | 188.2421 | 128.155 | 145.0702 | 95.3018 | 98.7424 | 110.4568 | 99.0169 | 162768.5829 | 10596.6301 | 4262.0036 | 68348.4418 | 30856.2245 | 13970.5378 | 5154.7158 | 5098.9369 | 4112.8249 | 3720.1114 | 23847.5893 | 5977.2977 | 6829.0373 | 4797.9462 | 5836.4458 | 152425.2 | 17791.7663 | 7295.5061 | 68022.002 | 36704 | 24378.91 | 11838.8033 | 6973.893 | 8810.2271 | 9934.4526 | 26320.5405 | 10938.794 | 13249.0158 | 8253.527 | 9870.2666 | 106.84 | 106.84 | 106.84 | 106.84 | 115.11 | 106.84 | 115.11 | 115.11 | 115.11 | 106.84 | 106.84 | 106.84 | 106.84 | 106.84 | 106.84 | 0.050057 | 8.6222e-05 | 7.6623e-07 | 0.0057509 | 0.021411 | 6.1688e-13 | 0.0091896 | 6.0749e-26 | 1.5222e-08 | 7.6349e-07 | 0.015638 | 1.9087e-08 | 4.3606e-09 | 5.7793e-23 | 3.8265e-10 | 0.050057 | 0.050144 | 0.050144 | 0.055808 | 0.077219 | 0.055808 | 0.086409 | 0.077219 | 0.086409 | 0.055809 | 0.065696 | 0.050057 | 0.055808 | 0.050057 | 0.050057
411 | 155685.2278 | 15663.1459 | 6014.7969 | 66914.9902 | 37301.7949 | 15617.1323 | 11956.8436 | 2976.9495 | 6172.0731 | 7941.2977 | 26343.2796 | 8332.1702 | 10215.3379 | 4200.6514 | 7041.2037 | n/a | 7169.5793 | 6775.8588 | 4128.0025 | 7490.7944 | 6778.5109 | 7332.2268 | 1636.9019 | 3861.321 | 6417.5308 | 4608.8632 | 5793.5503 | 5778.2606 | 3829.7062 | 6022.8597 | 167.2158 | 136.4709 | 136.4709 | 173.9679 | 196.9066 | 152.8342 | 217.3343 | 171.5318 | 217.3343 | 167.1635 | 177.1558 | 138.505 | 137.6592 | 146.9619 | 136.9826 | 164521.2419 | 10401.408 | 4281.8618 | 67929.1275 | 31671.496 | 15199.4117 | 5323.7038 | 5064.0721 | 4143.2739 | 4915.7992 | 22772.8938 | 5795.7341 | 7345.6335 | 4643.0512 | 5835.247 | 156378.8 | 17386.5872 | 11057.7206 | 68191.9301 | 38344.9904 | 21910.2226 | 12573.2306 | 6658.974 | 8004.5949 | 11313.0299 | 27281.057 | 11541.8844 | 12152.4941 | 8443.6573 | 11839.2066 | 182.26 | 182.26 | 182.26 | 182.26 | 182.26 | 182.26 | 182.26 | 182.26 | 182.26 | 182.26 | 182.26 | 182.26 | 182.26 | 182.26 | 182.26 | 0.082083 | 0.00064592 | 9.939e-16 | 0.020056 | 0.016705 | 3.5795e-09 | 0.0073163 | 8.882e-22 | 7.9561e-06 | 2.3967e-09 | 0.010784 | 1.387e-08 | 2.1203e-05 | 3.5588e-22 | 4.0756e-14 | 0.082083 | 0.082729 | 0.082729 | 0.10214 | 0.11885 | 0.10214 | 0.12616 | 0.11885 | 0.12617 | 0.10214 | 0.092868 | 0.082083 | 0.10216 | 0.082083 | 0.082083
412 | 152267.381 | 15658.4577 | 5823.9408 | 65541.5831 | 36350.6045 | 14980.8178 | 11497.3331 | 3045.1329 | 5879.4631 | 7831.7171 | 25755.5413 | 7486.0705 | 9679.0792 | 3837.1401 | 6961.8526 | n/a | 14869.6304 | 6702.8548 | 2722.8998 | 8048.6472 | 9395.7877 | 8928.6948 | 1517.3001 | 4522.8678 | 8311.7662 | 4524.6473 | 5824.6108 | 8102.1809 | 3636.6185 | 5269.9243 | 146.4837 | 117.0936 | 117.0936 | 152.9415 | 175.3522 | 131.5537 | 195.3181 | 150.5511 | 195.3181 | 145.5591 | 156.8588 | 117.5484 | 117.9602 | 127.3475 | 117.5938 | 163501.9508 | 11055.5578 | 4331.6779 | 67824.9172 | 31353.4229 | 14230.7926 | 5220.5075 | 5146.1946 | 4418.9078 | 4319.1455 | 22330.143 | 5700.914 | 6784.2505 | 4683.8014 | 5910.5015 | 155524.6 | 25681.6883 | 11000.7327 | 68467.5367 | 37881.1898 | 23421.3802 | 14097.7023 | 6663.4947 | 8895.4756 | 12447.0117 | 25175.9903 | 11504.2248 | 14671.5314 | 8010.7199 | 11166.8257 | 99.8591 | 99.8591 | 99.8591 | 99.8591 | 99.8591 | 99.8591 | 99.8591 | 99.8591 | 99.8591 | 99.8591 | 235.2881 | 99.8591 | 99.8591 | 99.8591 | 99.8591 | 0.034515 | 1.0616e-12 | 1.4859e-16 | 0.0074438 | 0.010595 | 5.869e-12 | 2.0795e-05 | 5.2482e-21 | 1.7365e-08 | 3.8572e-12 | 0.10216 | 3.841e-11 | 5.1963e-11 | 1.0464e-23 | 9.3455e-13 | 0.034515 | 0.034515 | 0.034515 | 0.041959 | 0.052554 | 0.041959 | 0.052575 | 0.052554 | 0.052575 | 0.041959 | 0.13668 | 0.034515 | 0.041959 | 0.034515 | 0.034515
413 | 156467.8145 | 15982.0481 | 6039.8668 | 67229.6143 | 37314.0145 | 15400.9452 | 11606.5386 | 3100.3835 | 6232.3433 | 7868.0113 | 26474.3393 | 8186.9826 | 9969.1849 | 4072.7849 | 7236.771 | n/a | 10701.1255 | 5862.0547 | 4070.2456 | 10903.1411 | 8471.1312 | 7911.7728 | 1513.528 | 2042.1641 | 7574.9096 | 4303.8043 | 6190.0625 | 6281.0303 | 2675.0355 | 4953.0971 | 159.3169 | 128.5252 | 128.5252 | 166.0813 | 189.3495 | 144.1921 | 210.0758 | 163.6038 | 210.0758 | 158.7309 | 169.8047 | 129.6535 | 129.551 | 139.1695 | 129.0444 | 163203.874 | 10226.5534 | 4152.9492 | 66917.3191 | 29657.0719 | 15123.0839 | 5577.143 | 5150.9536 | 4407.3782 | 4445.7882 | 23326.4845 | 6228.799 | 7039.2835 | 4664.6507 | 5918.8148 | 155663.1 | 18865.3789 | 8853.1039 | 68246.7647 | 38159.513 | 23594.2151 | 13478.5159 | 6546.0816 | 6449.5423 | 12020.6978 | 26324.7888 | 12418.8616 | 13117.7139 | 7213.1862 | 10806.8119 | 216.54 | 216.54 | 216.54 | 216.54 | 216.54 | 216.54 | 216.54 | 216.54 | 216.54 | 216.54 | 232.4779 | 216.54 | 216.54 | 216.54 | 216.54 | 0.12846 | 4.4046e-05 | 1.2369e-09 | 0.022853 | 0.019819 | 2.0609e-11 | 0.0001837 | 8.7136e-20 | 0.027902 | 4.26e-11 | 0.053216 | 8.307e-11 | 1.4309e-07 | 1.8577e-17 | 8.2339e-11 | 0.12846 | 0.12851 | 0.12851 | 0.15132 | 0.17113 | 0.15132 | 0.17132 | 0.17113 | 0.19922 | 0.15132 | 0.18168 | 0.12846 | 0.15132 | 0.12846 | 0.12846
414 | 151648.4758 | 15326.0776 | 5472.7636 | 65327.5822 | 36350.3823 | 15226.7765 | 11681.3646 | 3055.8499 | 5839.8142 | 8014.4045 | 25890.6318 | 8159.9513 | 9771.9126 | 3977.0404 | 7265.2424 | n/a | 9323.0968 | 5372.1327 | 4011.9877 | 6907.8718 | 11010.7551 | 7640.8078 | 2224.6712 | 4698.5702 | 5796.0478 | 3698.423 | 5313.6827 | 6294.4275 | 3566.3759 | 4085.6899 | 131.1014 | 98.867 | 98.867 | 138.1912 | 163.8389 | 112.1115 | 186.7068 | 135.433 | 186.7068 | 128.1525 | 144.4118 | 96.0706 | 99.2216 | 110.6112 | 99.4398 | 166966.5977 | 9942.5771 | 4313.0271 | 68003.1145 | 31856.0066 | 13606.6129 | 5301.4618 | 5154.57 | 4342.9432 | 4484.7066 | 25351.1578 | 5643.4216 | 7323.4836 | 4634.3345 | 6013.9364 | 154787.4 | 16465.7739 | 9627.0598 | 69342.6022 | 37633.7784 | 23602.568 | 12859.8696 | 7369.8412 | 8976.2135 | 9801.4544 | 28195.0808 | 10421.6043 | 13553.0111 | 8173.0104 | 9512.6263 | 90.71 | 90.71 | 90.71 | 90.71 | 90.71 | 90.71 | 90.71 | 90.71 | 90.71 | 90.71 | 90.71 | 90.71 | 90.71 | 90.71 | 90.71 | 0.036959 | 0.0025192 | 1.9722e-14 | 0.0037238 | 0.013189 | 1.0009e-11 | 0.0013959 | 1.4879e-24 | 8.7679e-09 | 6.2847e-06 | 0.001365 | 9.2447e-07 | 8.5584e-09 | 4.6107e-23 | 1.4085e-07 | 0.036959 | 0.039478 | 0.039478 | 0.040682 | 0.053871 | 0.040682 | 0.055267 | 0.053871 | 0.055267 | 0.040689 | 0.038324 | 0.03696 | 0.040682 | 0.036959 | 0.036959
415 | 154187.1962 | 15594.7348 | 5899.5796 | 66332.8806 | 36792.8829 | 15614.949 | 11764.5614 | 3027.9039 | 6001.6944 | 8329.7272 | 26197.5273 | 8152.734 | 9531.6462 | 4015.5877 | 6995.1815 | n/a | 8277.2745 | 5678.9632 | 4352.822 | 5787.7648 | 9428.6612 | 7700.9278 | 1986.618 | 4461.7226 | 8462.3085 | 2969.8241 | 5823.6683 | 8003.0067 | 4219.5133 | 5388.1167 | 136.0707 | 104.8703 | 104.8703 | 142.9309 | 167.4243 | 118.5016 | 189.2577 | 140.3035 | 189.2577 | 133.817 | 148.3547 | 103.1864 | 105.3985 | 116.0832 | 105.4173 | 164868.2291 | 10992.1022 | 4347.0197 | 68839.4158 | 28908.0115 | 13710.6268 | 5236.0589 | 5000.4515 | 4218.3674 | 3994.8892 | 23494.6894 | 5960.4894 | 6827.2749 | 4525.7634 | 5864.3311 | 156740.5291 | 18615.6767 | 10025.9829 | 71497.2378 | 34548.2763 | 21871.488 | 12826.8867 | 6987.0694 | 8569.9901 | 11262.5976 | 24995.1136 | 11710.9578 | 14729.3816 | 8591.7767 | 11244.5478 | 103.0032 | 103.0032 | 103.0032 | 103.0032 | 251.1365 | 103.0032 | 251.1365 | 251.1365 | 251.1365 | 103.0032 | 222.532 | 103.0032 | 103.0032 | 103.0032 | 103.0032 | 0.046674 | 2.6511e-05 | 1.8643e-13 | 0.0018955 | 0.21433 | 3.9217e-09 | 0.0019919 | 6.6983e-23 | 1.9367e-07 | 4.0624e-08 | 0.16374 | 1.8944e-09 | 1.6143e-11 | 9.8799e-25 | 8.1218e-13 | 0.046674 | 0.0467 | 0.0467 | 0.048569 | 0.2629 | 0.048569 | 0.26489 | 0.2629 | 0.26489 | 0.048569 | 0.21041 | 0.046674 | 0.048569 | 0.046674 | 0.046674
416 | 150874.4884 | 15179.6374 | 5487.4732 | 64992.7374 | 36212.9046 | 15264.7964 | 11987.9879 | 3085.1348 | 6066.8827 | 7883.6448 | 25483.3886 | 7907.6002 | 9465.1928 | 3953.8658 | 7050.7633 | n/a | 8762.2956 | 4886.1667 | 3632.7649 | 8371.199 | 10014.3573 | 7218.3715 | 2025.3142 | 3991.3988 | 6606.4733 | 3819.5646 | 6713.5451 | 6137.2997 | 3132.0077 | 6503.2829 | 134.1633 | 100.6021 | 100.6021 | 141.5454 | 168.3331 | 114.1853 | 192.2188 | 138.6629 | 192.2188 | 130.9402 | 148.1741 | 97.4304 | 100.9243 | 112.869 | 101.2005 | 165582.2705 | 9822.3592 | 4257.43 | 68513.6449 | 31678.5467 | 13934.8316 | 5601.9876 | 5256.1917 | 4211.4282 | 4368.6555 | 24466.4871 | 5720.5301 | 6816.1659 | 4803.4138 | 6026.88 | 151716.1189 | 17987.2548 | 9129.5966 | 65784.0098 | 37217.0457 | 23248.3889 | 12076.659 | 7185.9059 | 7587.527 | 10734.8287 | 25389.1 | 11973.5753 | 11905.6656 | 7810.2215 | 12494.0629 | 158.743 | 158.743 | 158.743 | 158.743 | 158.743 | 158.743 | 193.8905 | 158.743 | 193.8905 | 158.743 | 202.46 | 158.743 | 158.743 | 158.743 | 158.743 | 0.077977 | 3.7028e-05 | 7.1585e-13 | 0.025195 | 0.016834 | 2.952e-11 | 0.032222 | 3.0367e-23 | 2.954e-05 | 2.7967e-08 | 0.04935 | 9.2324e-11 | 1.4228e-06 | 1.7262e-21 | 1.0427e-15 | 0.077977 | 0.078014 | 0.078014 | 0.10317 | 0.12001 | 0.10317 | 0.15223 | 0.12001 | 0.15226 | 0.10317 | 0.12733 | 0.077977 | 0.10317 | 0.077977 | 0.077977
417 | 157827.0012 | 16026.3884 | 6088.7067 | 67752.7058 | 37772.9902 | 15947.6662 | 12135.8408 | 3064.9508 | 5979.812 | 8106.7525 | 26929.8863 | 8295.4657 | 9811.6368 | 4047.9847 | 7377.4471 | n/a | 8526.5673 | 5871.3 | 3542.6528 | 7386.7409 | 9634.2616 | 8228.8038 | 2196.1128 | 4249.3865 | 8341.074 | 2822.6906 | 6061.2484 | 6862.6279 | 3267.5063 | 5183.1556 | 149.4188 | 116.1762 | 116.1762 | 156.727 | 182.6631 | 131.0927 | 205.7799 | 153.9482 | 205.7799 | 147.3083 | 162.2167 | 114.8773 | 116.8285 | 128.0482 | 116.7553 | 166538.9868 | 10413.9511 | 4405.1849 | 69088.6626 | 31743.5224 | 13923.8094 | 5198.8433 | 5053.1681 | 4393.3319 | 4435.3598 | 24855.1753 | 6072.6881 | 6838.4517 | 4531.7922 | 6163.2809 | 159315.7 | 17788.2316 | 10261.4981 | 70458.5154 | 38252.0633 | 23365.771 | 12789.1471 | 7242.9809 | 8103.9184 | 12628.0337 | 26859.3659 | 12090.0365 | 12839.3796 | 7738.9986 | 11346.4365 | 148.66 | 148.66 | 148.66 | 148.66 | 157.576 | 148.66 | 157.576 | 157.576 | 157.576 | 148.66 | 208.5098 | 148.66 | 148.66 | 148.66 | 148.66 | 0.065308 | 0.00064834 | 3.1714e-13 | 0.010075 | 0.027326 | 2.9807e-10 | 0.0067767 | 8.776e-24 | 1.5227e-06 | 1.3242e-11 | 0.047328 | 8.3815e-10 | 1.9061e-07 | 3.0968e-20 | 1.3509e-11 | 0.065308 | 0.065956 | 0.065956 | 0.075383 | 0.10271 | 0.075383 | 0.10949 | 0.10271 | 0.10949 | 0.075383 | 0.11264 | 0.065308 | 0.075383 | 0.065308 | 0.065308
418 | 155061.0019 | 15915.7455 | 5862.0105 | 66694.6763 | 37067.7524 | 15862.1439 | 11917.442 | 3110.5998 | 6128.6487 | 8086.0885 | 26357.2367 | 8452.0883 | 9782.8593 | 3856.6403 | 7070.4791 | n/a | 9544.0734 | 6128.085 | 4576.5673 | 8373.4561 | 9096.2096 | 7081.4073 | 2031.4638 | 4668.5554 | 9954.4748 | 5271.032 | 5577.3302 | 5442.6973 | 3002.4645 | 6019.9922 | 140.2986 | 108.7309 | 108.7309 | 147.239 | 171.9259 | 122.755 | 193.9302 | 144.5928 | 193.9302 | 138.1902 | 152.5557 | 107.3199 | 109.3182 | 120.0316 | 109.2821 | 166335.5972 | 9585.0635 | 4125.1715 | 68665.9778 | 29107.1657 | 13944.1258 | 4887.6399 | 5190.0874 | 4242.3185 | 4271.9803 | 25613.0352 | 6174.097 | 7287.6232 | 4653.2872 | 6116.9615 | 157500.9 | 19121.4369 | 10245.5565 | 68239.4212 | 35383.3217 | 21868.0353 | 11969.0472 | 6923.6513 | 8910.8739 | 14212.0551 | 29925.0672 | 11409.0272 | 12555.6205 | 7649.6517 | 11970.3537 | 110.1042 | 110.1042 | 110.1042 | 110.1042 | 257.8889 | 110.1042 | 257.8889 | 257.8889 | 257.8889 | 110.1042 | 110.1042 | 110.1042 | 110.1042 | 110.1042 | 110.1042 | 0.048675 | 1.9761e-05 | 3.018e-14 | 0.01753 | 0.14486 | 9.4652e-09 | 0.035716 | 1.3287e-21 | 9.2543e-08 | 5.4023e-15 | 0.00022699 | 5.4843e-08 | 5.1627e-07 | 1.1912e-21 | 2.5502e-14 | 0.048675 | 0.048695 | 0.048695 | 0.066205 | 0.21106 | 0.066205 | 0.24678 | 0.21106 | 0.24678 | 0.066205 | 0.048902 | 0.048675 | 0.066206 | 0.048675 | 0.048675
419 | 156739.8474 | 16079.5579 | 6180.2705 | 67330.7538 | 37419.6599 | 15537.5977 | 11740.0495 | 2974.041 | 6072.5987 | 7944.91 | 26410.3896 | 8229.2409 | 10165.0933 | 4040.1551 | 7053.8489 | n/a | 9420.9734 | 4873.187 | 4867.1931 | 6723.9482 | 9425.7933 | 7512.32 | 2120.9867 | 4362.2774 | 5974.2826 | 4427.566 | 5611.2937 | 8383.2189 | 2724.7911 | 4445.2874 | 128.4153 | 95.0393 | 95.0393 | 135.758 | 162.5788 | 108.1045 | 186.4971 | 132.8683 | 186.4971 | 124.8823 | 142.676 | 91.3269 | 95.2587 | 107.3229 | 95.6385 | 162033.8849 | 10438.0474 | 4245.3699 | 66861.9075 | 30907.8937 | 14477.2842 | 5088.846 | 5244.5306 | 4414.6107 | 5064.3747 | 24825.3987 | 5919.5726 | 6663.9711 | 4660.1174 | 6221.0532 | 153349.8849 | 19580.2208 | 9112.4569 | 66813.7006 | 36430.0419 | 23026.2775 | 12397.566 | 7352.5173 | 8612.2881 | 10194.8573 | 27718.6647 | 11497.8663 | 13825.19 | 7363.1086 | 10629.7407 | 237.9017 | 237.9017 | 237.9017 | 237.9017 | 243.8682 | 237.9017 | 243.8682 | 243.8682 | 243.8682 | 237.9017 | 237.9017 | 237.9017 | 237.9017 | 237.9017 | 237.9017 | 0.27741 | 1.0613e-05 | 8.9249e-10 | 0.048528 | 0.089806 | 1.5219e-10 | 0.0062997 | 1.6291e-25 | 2.5505e-07 | 5.987e-07 | 0.0062883 | 8.7083e-09 | 2.4809e-08 | 1.7955e-18 | 4.7448e-11 | 0.27741 | 0.27742 | 0.27742 | 0.32594 | 0.41574 | 0.32594 | 0.42204 | 0.41574 | 0.42204 | 0.32594 | 0.2837 | 0.27741 | 0.32594 | 0.27741 | 0.27741
420 | 155971.1522 | 15369.8107 | 5615.7571 | 67017.6058 | 37258.1914 | 15601.195 | 12112.1969 | 3150.9706 | 6104.5751 | 8020.2118 | 26566.5384 | 8043.6761 | 10051.8757 | 4046.439 | 7256.4377 | n/a | 11346.9114 | 5828.7243 | 4476.8453 | 8454.4846 | 10257.7981 | 11126.6901 | 1820.4501 | 3847.3523 | 8162.0103 | 4197.8829 | 6301.9801 | 6739.081 | 4285.1465 | 4958.1236 | 121.4985 | 88.362 | 88.362 | 128.7898 | 155.6348 | 100.8031 | 179.5781 | 125.8932 | 179.5781 | 117.5984 | 136.0485 | 84.0079 | 88.459 | 100.6585 | 88.9618 | 167416.264 | 10690.7772 | 4461.407 | 68601.5083 | 29957.7058 | 14120.8534 | 5305.8383 | 5143.0786 | 4043.275 | 4126.6291 | 25718.897 | 5746.3429 | 7569.6206 | 4849.9572 | 6142.9929 | 157241.5 | 21716.9886 | 10210.2314 | 70311.8632 | 37010.9 | 24155.1514 | 16353.8284 | 6963.5287 | 7890.6273 | 12288.6394 | 28767.3799 | 11824.823 | 14127.4017 | 9048.5038 | 10791.2164 | 136.22 | 136.22 | 136.22 | 136.22 | 218.91 | 136.22 | 218.91 | 218.91 | 218.91 | 136.22 | 136.22 | 136.22 | 136.22 | 136.22 | 136.22 | 0.069392 | 6.1687e-09 | 2.1333e-15 | 0.0061813 | 0.050905 | 1.0747e-11 | 3.2317e-07 | 2.3727e-21 | 8.9954e-06 | 3.5854e-11 | 0.0017328 | 5.1264e-10 | 4.1107e-09 | 1.2271e-26 | 1.058e-10 | 0.069392 | 0.069392 | 0.069392 | 0.075573 | 0.12648 | 0.075573 | 0.12648 | 0.12648 | 0.12649 | 0.075573 | 0.071125 | 0.069392 | 0.075573 | 0.069392 | 0.069392
421 | 157326.1752 | 15598.3835 | 5961.7603 | 67591.3523 | 37603.3671 | 15727.6413 | 12072.883 | 3104.5646 | 6238.1184 | 8117.2885 | 26638.9851 | 8515.1568 | 10102.0557 | 4050.3133 | 7075.4981 | n/a | 8462.5532 | 5337.8605 | 4786.9622 | 7674.4154 | 6817.6039 | 6418.9221 | 2283.73 | 4699.6195 | 8346.2993 | 4333.8156 | 5988.8545 | 8316.2968 | 2938.7349 | 5442.509 | 53.7758 | 15.4212 | 15.4212 | 62.2358 | 96.4467 | 22.1376 | 127.0096 | 58.4823 | 127.0096 | 43.5764 | 76.2918 | 0.69897 | 13.7826 | 31.1173 | 16.1868 | 165804.4706 | 10425.0806 | 4341.4419 | 68214.1596 | 32312.2149 | 13481.1082 | 5394.0244 | 5140.77 | 4192.3095 | 4271.0576 | 25115.6108 | 5912.5646 | 6425.5094 | 4558.0451 | 6060.8241 | 157209.6 | 18860.4338 | 9671.0025 | 71425.0218 | 39810.1304 | 20224.512 | 11794.9465 | 7424.5001 | 8891.929 | 12563.257 | 28174.9558 | 11881.3191 | 13816.1061 | 7402.08 | 11454.8331 | 160.52 | 160.52 | 160.52 | 160.52 | 160.52 | 160.52 | 228.7944 | 160.52 | 228.7944 | 160.52 | 160.52 | 160.52 | 160.52 | 160.52 | 160.52 | 0.10462 | 1.4724e-05 | 3.4223e-12 | 0.0045269 | 0.0062126 | 3.8488e-07 | 0.089477 | 3.1176e-24 | 2.0796e-07 | 1.9569e-11 | 0.0045922 | 9.3692e-09 | 1.8369e-08 | 1.4272e-18 | 5.1055e-13 | 0.10462 | 0.10464 | 0.10464 | 0.10915 | 0.11536 | 0.10915 | 0.20484 | 0.11536 | 0.20484 | 0.10915 | 0.10921 | 0.10462 | 0.10915 | 0.10462 | 0.10462
422 | 151953.5067 | 15096.2772 | 5690.6991 | 65408.6147 | 36389.1606 | 15391.99 | 11594.6541 | 3126.8495 | 5954.7969 | 7787.7626 | 25831.1308 | 8329.7273 | 9906.9106 | 3977.6123 | 6738.3757 | n/a | 10879.6983 | 5619.2202 | 4860.7067 | 11305.8621 | 8153.3041 | 8524.7842 | 2401.5546 | 4488.0156 | 9120.5641 | 4737.1508 | 4997.2521 | 7421.6355 | 3821.8124 | 5031.3165 | 84.0816 | 48.0794 | 48.0794 | 92.0148 | 122.9131 | 57.3567 | 150.4991 | 88.6466 | 150.4991 | 76.7073 | 103.0211 | 38.0062 | 47.2187 | 62.2467 | 48.7705 | 162605.9155 | 10648.6695 | 4258.105 | 67631.1281 | 29431.7422 | 14518.9919 | 5056.1086 | 5056.3163 | 3873.535 | 4572.2949 | 22258.2894 | 5841.7928 | 7161.8548 | 4661.1757 | 5949.908 | 154451.6 | 21286.9679 | 9819.2253 | 69334.3193 | 37910.1888 | 22538.696 | 13246.8928 | 7414.5709 | 8332.0505 | 13611.259 | 25504.3402 | 10787.0448 | 14559.9903 | 8296.2881 | 10647.8246 | 65.03 | 65.03 | 65.03 | 65.03 | 65.03 | 65.03 | 65.03 | 65.03 | 65.03 | 65.03 | 220.6301 | 65.03 | 65.03 | 65.03 | 65.03 | 0.047111 | 6.8861e-09 | 6.9903e-14 | 0.0039516 | 0.010701 | 3.0824e-10 | 0.00034519 | 6.5281e-24 | 4.3719e-07 | 7.9263e-15 | 0.06978 | 4.6213e-07 | 3.2286e-10 | 1.1425e-23 | 2.4507e-12 | 0.047111 | 0.047111 | 0.047111 | 0.051063 | 0.061764 | 0.051063 | 0.062109 | 0.061764 | 0.062109 | 0.051063 | 0.11689 | 0.047112 | 0.051063 | 0.047111 | 0.047111
423 | 152138.2579 | 15483.5761 | 5648.8986 | 65514.3371 | 36428.4065 | 15278.705 | 11430.6911 | 2948.1502 | 5907.3402 | 7787.5572 | 25834.8843 | 7874.8095 | 9803.5462 | 3975.2487 | 7101.0663 | n/a | 10348.8134 | 6936.1095 | 3611.6775 | 10396.1083 | 13312.2732 | 7547.3998 | 1917.9156 | 4893.5466 | 7046.9349 | 4066.4763 | 6841.48 | 6997.3113 | 3781.3459 | 5275.965 | 67.7393 | 30.2674 | 30.2674 | 76.001 | 108.8752 | 38.1741 | 138.236 | 72.404 | 138.236 | 58.7696 | 88.7439 | 17.5787 | 28.9731 | 45.3462 | 31.003 | 166705.6578 | 10242.6228 | 4293.8645 | 70063.6648 | 32626.2571 | 13605.6969 | 5196.1864 | 5135.1583 | 4455.5286 | 3685.8416 | 24473.8705 | 5939.1912 | 6373.6641 | 4610.5524 | 5764.0455 | 154597.5 | 20084.0362 | 11085.974 | 69255.7422 | 41449.2655 | 25924.0701 | 12291.9863 | 6998.6739 | 9115.1752 | 10571.4765 | 26209.4 | 12763.5712 | 13181.7753 | 7951.2982 | 10976.2104 | 54.72 | 54.72 | 54.72 | 54.72 | 54.72 | 54.72 | 54.72 | 54.72 | 54.72 | 54.72 | 79.38 | 54.72 | 54.72 | 54.72 | 54.72 | 0.047553 | 5.1274e-07 | 9.2861e-18 | 0.0044548 | 0.00048586 | 2.8474e-14 | 0.0032905 | 5.9231e-24 | 7.4059e-09 | 3.2919e-08 | 0.024404 | 1.4644e-12 | 4.579e-08 | 5.5762e-22 | 9.8834e-12 | 0.047553 | 0.047554 | 0.047554 | 0.052008 | 0.052494 | 0.052008 | 0.055784 | 0.052494 | 0.055784 | 0.052008 | 0.071957 | 0.047553 | 0.052008 | 0.047553 | 0.047553
424 | 151618.7262 | 15651.2308 | 6086.8784 | 65325.7777 | 36236.3358 | 15176.3977 | 11832.9373 | 2887.6929 | 5979.4281 | 8006.1064 | 25730.253 | 7971.0297 | 9642.8584 | 3973.6066 | 7127.7808 | n/a | 11114.1395 | 5580.1794 | 4561.6693 | 9140.7871 | 9379.3877 | 5760.9368 | 1919.0088 | 5034.3187 | 8287.6321 | 3220.7101 | 6800.1096 | 6334.8496 | 3480.5124 | 5019.1205 | 94.8355 | 60.2116 | 60.2116 | 102.4617 | 131.6722 | 70.3699 | 157.7438 | 99.2869 | 157.7438 | 88.6581 | 112.137 | 52.0818 | 59.6656 | 73.6011 | 60.8648 | 165214.3753 | 9755.2865 | 4357.0811 | 67856.2058 | 30566.6245 | 14109.1931 | 5190.8044 | 5095.2001 | 4361.5828 | 4278.2038 | 27001.3852 | 5920.6463 | 7127.345 | 4725.13 | 6151.6478 | 153595.4 | 18930.326 | 8699.5606 | 68709.3999 | 37832.0115 | 22873.0808 | 9779.4412 | 6956.909 | 8228.8015 | 12058.7359 | 28395.0954 | 12612.356 | 13164.2193 | 8149.5424 | 11003.2683 | 92.6 | 92.6 | 92.6 | 92.6 | 92.6 | 92.6 | 236.6157 | 92.6 | 236.6157 | 92.6 | 92.6 | 92.6 | 92.6 | 92.6 | 92.6 | 0.05521 | 1.4511e-05 | 4.8987e-09 | 0.0055442 | 0.0099573 | 5.564e-11 | 3.6617 | 1.6337e-24 | 8.4007e-07 | 9.9017e-11 | 0.00077696 | 6.5475e-12 | 2.0261e-08 | 5.5627e-23 | 1.0715e-11 | 0.05521 | 0.055225 | 0.055225 | 0.060754 | 0.070712 | 0.060754 | 3.7324 | 0.070712 | 3.7324 | 0.060754 | 0.055987 | 0.05521 | 0.060754 | 0.05521 | 0.05521
425 | 154388.557 | 15563.9195 | 5764.0231 | 66391.8595 | 37050.4865 | 15234.2802 | 11876.7298 | 2960.7847 | 6289.6382 | 7801.277 | 26478.4592 | 8134.3963 | 9597.671 | 3935.7539 | 7035.8204 | n/a | 11323.1187 | 4525.1749 | 3894.4103 | 10687.4079 | 9262.9982 | 8381.4409 | 1921.1843 | 3361.2151 | 8813.34 | 4062.0897 | 6376.4934 | 7684.6266 | 2669.9908 | 4781.6843 | 70.5075 | 32.6727 | 32.6727 | 78.8487 | 111.965 | 40.8428 | 141.5409 | 75.2267 | 141.5409 | 61.5892 | 91.5775 | 20.0965 | 31.4083 | 47.8619 | 33.4136 | 168444.5515 | 9892.4476 | 4166.7072 | 70215.0941 | 29189.3012 | 15112.8226 | 5560.1559 | 5018.9906 | 4540.4616 | 4296.9202 | 26292.9066 | 6277.679 | 6430.3484 | 4659.6038 | 6018.2083 | 154126.2 | 21159.4663 | 8683.582 | 68418.2529 | 36950.1091 | 23663.1207 | 13108.2969 | 6688.2749 | 7896.1767 | 12756.6602 | 28512.4963 | 12295.0724 | 13825.575 | 6896.7946 | 10705.4926 | 174.93 | 174.93 | 174.93 | 174.93 | 191.8902 | 174.93 | 191.8902 | 191.8902 | 191.8902 | 174.93 | 174.93 | 174.93 | 174.93 | 174.93 | 174.93 | 0.10962 | 4.7405e-08 | 2.6671e-10 | 0.013748 | 0.044857 | 8.803e-12 | 0.0012703 | 3.9587e-22 | 2.5795e-05 | 6.4274e-13 | 0.0021877 | 1.0252e-10 | 1.025e-09 | 4.3509e-17 | 2.6252e-11 | 0.10962 | 0.10962 | 0.10962 | 0.12337 | 0.16822 | 0.12337 | 0.16949 | 0.16822 | 0.16952 | 0.12337 | 0.11181 | 0.10962 | 0.12337 | 0.10962 | 0.10962
426 | 157822.1179 | 16056.2504 | 6090.5122 | 67770.7431 | 37674.2736 | 15639.6313 | 11947.253 | 3085.3292 | 6362.6878 | 7975.7689 | 26655.2616 | 8366.4086 | 9808.4458 | 4066.3217 | 7258.4004 | n/a | 10977.5804 | 5503.2278 | 3752.3757 | 9243.3675 | 7950.0157 | 8918.1402 | 1772.2773 | 4613.2002 | 8557.7471 | 5103.5785 | 5159.9729 | 5962.4513 | 3584.4457 | 4971.3836 | 100.6526 | 64.4587 | 64.4587 | 108.6242 | 139.1044 | 75.2118 | 166.3084 | 105.3124 | 166.3084 | 94.2944 | 118.6395 | 56.1293 | 63.9185 | 78.4298 | 65.1402 | 163942.3498 | 10821.8246 | 4360.2197 | 66869.0394 | 29198.2732 | 12913.2732 | 5164.6393 | 5075.7791 | 4316.9531 | 3990.4496 | 24418.8147 | 6046.9107 | 7121.1356 | 4757.2665 | 6145.5576 | 157465.5498 | 21740.0049 | 9849.0475 | 68609.6152 | 37178.5407 | 20577.3889 | 14062.8795 | 6835.0564 | 8930.1533 | 12548.1966 | 27338.4932 | 10920.9836 | 12920.1869 | 8249.8122 | 10733.4412 | 189.9053 | 189.9053 | 189.9053 | 189.9053 | 240.9294 | 189.9053 | 240.9294 | 240.9294 | 240.9294 | 189.9053 | 189.9053 | 189.9053 | 189.9053 | 189.9053 | 189.9053 | 0.11273 | 5.8542e-08 | 4.1406e-12 | 0.025026 | 0.062799 | 1.1697e-07 | 0.0001081 | 1.9493e-21 | 3.8698e-07 | 7.2095e-12 | 0.01586 | 3.0931e-07 | 1.3524e-07 | 1.5191e-22 | 1.484e-10 | 0.11273 | 0.11273 | 0.11273 | 0.13776 | 0.20056 | 0.13776 | 0.20066 | 0.20056 | 0.20066 | 0.13776 | 0.12859 | 0.11273 | 0.13776 | 0.11273 | 0.11273
427 | 158865.064 | 16049.2092 | 6316.2742 | 68181.1627 | 37863.7304 | 15689.8852 | 11823.8411 | 3172.305 | 6112.381 | 8339.8064 | 26875.1382 | 8055.1448 | 10242.0175 | 4145.4569 | 7250.693 | n/a | 10424.5382 | 7008.4604 | 3626.6267 | 8279.7555 | 7162.5162 | 9775.5254 | 1692.9992 | 5454.5008 | 7276.9202 | 3742.1552 | 4701.5331 | 7120.9097 | 3576.2792 | 4503.3329 | 104.5165 | 69.6706 | 69.6706 | 112.1895 | 141.2595 | 80.6966 | 167.2006 | 109.0362 | 167.2006 | 98.8934 | 121.3362 | 62.5 | 69.3039 | 82.9931 | 70.3205 | 167637.5858 | 10834.8302 | 4460.8853 | 68958.2822 | 28863.4568 | 14565.9258 | 5518.3075 | 5204.4209 | 4303.3807 | 4386.773 | 26330.9685 | 5991.4208 | 6613.9298 | 4781.1801 | 5937.4321 | 161038.0858 | 20773.0684 | 11461.6457 | 70584.1089 | 36337.2123 | 21609.142 | 15280.5329 | 6891.8202 | 9757.8815 | 11544.3932 | 28424.7238 | 10692.954 | 13559.0396 | 8267.4594 | 10231.8651 | 96.0213 | 96.0213 | 96.0213 | 96.0213 | 235.7739 | 96.0213 | 235.7739 | 235.7739 | 235.7739 | 96.0213 | 96.0213 | 96.0213 | 96.0213 | 96.0213 | 96.0213 | 0.053436 | 5.7018e-07 | 2.4355e-15 | 0.011763 | 0.12733 | 9.9958e-09 | 2.254e-06 | 9.3325e-21 | 1.6296e-09 | 1.1575e-08 | 0.0045922 | 1.3087e-07 | 1.0407e-07 | 7.2777e-22 | 2.2879e-09 | 0.053436 | 0.053437 | 0.053437 | 0.0652 | 0.19253 | 0.0652 | 0.19253 | 0.19253 | 0.19253 | 0.0652 | 0.058028 | 0.053436 | 0.0652 | 0.053436 | 0.053436
428 | 152318.552 | 15513.6461 | 5943.7896 | 65581.479 | 36534.674 | 15632.9303 | 11638.9049 | 2834.5675 | 5992.5845 | 8142.8572 | 25933.2024 | 8227.7915 | 9845.0738 | 4066.7522 | 6992.1928 | n/a | 11239.2495 | 4603.2445 | 4531.8457 | 8276.6148 | 8785.3388 | 6034.8735 | 1696.9973 | 3576.7377 | 7574.9656 | 4512.9515 | 6341.1318 | 6908.6033 | 3263.5817 | 5044.868 | 136.3328 | 101.597 | 101.597 | 143.9739 | 171.7905 | 115.4321 | 196.595 | 140.9789 | 196.595 | 132.8316 | 150.999 | 98.0327 | 101.8795 | 114.3358 | 102.2184 | 166434.9132 | 10207.4319 | 4410.2667 | 68332.1414 | 31430.433 | 13694.1448 | 5509.054 | 5130.1608 | 4365.0406 | 4534.6473 | 25820.803 | 5346.6195 | 7586.5278 | 4549.1379 | 6143.0296 | 155241.0132 | 20763.0814 | 8896.0112 | 68379.1871 | 38541.6478 | 21305.7836 | 11543.9275 | 6703.1581 | 7941.7783 | 11212.6129 | 28719.5546 | 11411.0513 | 13159.8311 | 7284.7196 | 11161.7976 | 97.3725 | 97.3725 | 97.3725 | 97.3725 | 97.3725 | 97.3725 | 282.7964 | 97.3725 | 282.7964 | 97.3725 | 97.3725 | 97.3725 | 97.3725 | 97.3725 | 97.3725 | 0.041342 | 1.0622e-07 | 3.8612e-10 | 0.0080772 | 0.0070103 | 1.7764e-08 | 0.054326 | 8.2695e-24 | 3.5596e-06 | 1.5371e-08 | 0.00066877 | 1.2998e-08 | 6.2615e-08 | 7.4118e-18 | 1.2751e-12 | 0.041342 | 0.041342 | 0.041342 | 0.049419 | 0.056429 | 0.049419 | 0.11075 | 0.056429 | 0.11076 | 0.049419 | 0.042011 | 0.041342 | 0.049419 | 0.041342 | 0.041342
429 | 155918.753 | 15627.216 | 5935.8975 | 66984.0131 | 37358.3692 | 15989.3194 | 12030.845 | 2957.9479 | 6055.1146 | 7826.3669 | 26420.4653 | 8484.8059 | 9891.3388 | 3929.0826 | 7367.7485 | n/a | 7248.4395 | 5100.9265 | 4455.3325 | 6982.0927 | 8507.6777 | 8946.7016 | 1273.3408 | 4617.9984 | 6256.2951 | 4243.6647 | 6431.8451 | 8404.7313 | 3401.4059 | 5364.9964 | 103.8599 | 68.0858 | 68.0858 | 111.738 | 141.7066 | 79.1012 | 168.4515 | 108.4848 | 168.4515 | 97.8617 | 121.3523 | 60.3407 | 67.64 | 81.8211 | 68.7558 | 161595.6391 | 9233.3241 | 4311.3806 | 65744.5218 | 29472.9124 | 13214.385 | 5378.233 | 5210.2613 | 4260.6448 | 4618.9156 | 24778.1479 | 5788.5966 | 6478.9006 | 4673.7722 | 5942.4769 | 154563.9 | 16358.8202 | 9397.9072 | 67388.8588 | 35399.4051 | 20840.9671 | 14264.4346 | 6464.3021 | 8831.4431 | 10801.8106 | 28074.8126 | 12140.7418 | 14085.3319 | 7981.2781 | 11300.9733 | 228.18 | 228.18 | 228.18 | 228.18 | 240.3285 | 228.18 | 240.3285 | 240.3285 | 240.3285 | 228.18 | 228.18 | 228.18 | 228.18 | 228.18 | 228.18 | 0.15196 | 0.0072069 | 1.4833e-11 | 0.030847 | 0.17275 | 1.9117e-07 | 8.1053e-05 | 5.823e-21 | 8.1366e-08 | 1.3568e-08 | 0.0037905 | 2.3518e-09 | 1.971e-09 | 1.3547e-22 | 1.5977e-11 | 0.15196 | 0.15917 | 0.15917 | 0.18281 | 0.35555 | 0.18281 | 0.35563 | 0.35555 | 0.35564 | 0.18281 | 0.15575 | 0.15196 | 0.18281 | 0.15196 | 0.15196
430 | 153013.8384 | 15637.3482 | 5725.8921 | 65867.9844 | 36530.3082 | 15638.9843 | 11604.7805 | 3038.6234 | 6045.7786 | 8045.1156 | 26187.9796 | 8245.6798 | 9941.1861 | 4270.7452 | 7047.1758 | n/a | 11597.1755 | 6877.9018 | 4198.5534 | 7446.3923 | 9146.1794 | 5622.2661 | 2343.907 | 3726.6572 | 8113.1467 | 4415.2631 | 5423.9406 | 4822.8517 | 3127.5525 | 5386.6655 | 117.2487 | 83.4599 | 83.4599 | 124.6851 | 152.2985 | 95.5583 | 176.931 | 121.7008 | 176.931 | 112.8371 | 132.5191 | 78.2797 | 83.4249 | 96.1103 | 84.077 | 163224.5283 | 10923.2356 | 4397.8182 | 68150.3895 | 28517.4232 | 14772.6893 | 5486.4247 | 5132.1645 | 4418.9307 | 4655.9839 | 23527.4674 | 6055.3918 | 6164.6198 | 4505.6306 | 6034.702 | 154410.9 | 21064.0112 | 10113.8199 | 69530.2713 | 34758.7155 | 23457.0687 | 11048.5908 | 7463.5716 | 8145.5879 | 12422.6305 | 27301.1737 | 11364.0324 | 9962.7 | 7276.7831 | 11311.4675 | 129.13 | 129.13 | 129.13 | 129.13 | 236.5952 | 129.13 | 265.3965 | 236.5952 | 265.3965 | 129.13 | 129.13 | 129.13 | 152.29 | 129.13 | 129.13 | 0.066229 | 7.6343e-08 | 1.5012e-14 | 0.0047402 | 0.15644 | 7.4306e-11 | 0.16534 | 2.9233e-25 | 1.9047e-06 | 2.2518e-11 | 0.008254 | 1.8235e-08 | 0.035581 | 3.9393e-16 | 8.9371e-13 | 0.066229 | 0.066229 | 0.066229 | 0.070969 | 0.2274 | 0.070969 | 0.39275 | 0.2274 | 0.39275 | 0.070969 | 0.074483 | 0.066229 | 0.10655 | 0.066229 | 0.066229
431 | 157525.6744 | 16015.6295 | 5962.3983 | 67644.328 | 37718.3593 | 15450.2787 | 11891.4676 | 2823.4659 | 5997.6815 | 8106.8456 | 26713.2165 | 8221.4115 | 10121.3918 | 4167.0914 | 7171.307 | n/a | 8927.6085 | 5931.0705 | 4062.2609 | 7692.1773 | 11403.1258 | 6256.2768 | 1956.6023 | 4388.9675 | 7687.3685 | 4624.7628 | 5151.1453 | 5898.7476 | 3819.909 | 6005.1438 | 111.6187 | 77.8067 | 77.8067 | 119.0616 | 146.9004 | 89.4083 | 171.737 | 116.0489 | 171.737 | 106.8303 | 127.2727 | 71.9864 | 77.6566 | 90.562 | 78.4289 | 170124.4952 | 10338.3007 | 4078.9695 | 70313.2665 | 32864.7652 | 14271.6791 | 5204.9529 | 5082.088 | 3988.2071 | 4230.38 | 26710.6111 | 5661.912 | 6068.0507 | 4544.3439 | 5873.4162 | 158560.5 | 16740.2141 | 9945.64 | 69399.6274 | 39491.2425 | 24195.6049 | 11167.0297 | 6946.8903 | 8212.5745 | 11556.0485 | 30887.6739 | 10511.0574 | 11466.3983 | 8053.6529 | 11788.96 | 139.32 | 139.32 | 139.32 | 139.32 | 139.32 | 139.32 | 257.6055 | 139.32 | 257.6055 | 139.32 | 139.32 | 139.32 | 139.32 | 139.32 | 139.32 | 0.074422 | 0.0076529 | 6.0781e-13 | 0.015988 | 0.0090497 | 5.2886e-12 | 0.22779 | 2.5093e-25 | 1.0215e-06 | 2.3152e-09 | 0.00010108 | 8.778e-07 | 0.00020069 | 1.1998e-20 | 1.8594e-13 | 0.074422 | 0.082075 | 0.082075 | 0.090411 | 0.09946 | 0.090411 | 0.32725 | 0.09946 | 0.32725 | 0.090411 | 0.074523 | 0.074423 | 0.090611 | 0.074422 | 0.074422
432 | 155211.7573 | 15561.4748 | 5863.8676 | 66727.3727 | 37122.698 | 15132.3424 | 12253.6637 | 3076.3193 | 6146.7164 | 7550.563 | 26309.8926 | 8093.9582 | 10142.7622 | 4092.6851 | 7235.8473 | n/a | 8656.0376 | 5365.5392 | 4280.0232 | 8556.3214 | 9136.0515 | 7734.2769 | 1789.3703 | 3637.3911 | 6844.854 | 3676.5886 | 6023.2475 | 7436.283 | 3527.0735 | 4763.3416 | 144.3074 | 111.4398 | 111.4398 | 151.5339 | 177.3012 | 125.8849 | 200.2696 | 148.7706 | 200.2696 | 141.9964 | 157.1847 | 109.7736 | 112.0157 | 123.2356 | 112.0152 | 165471.2526 | 11118.9108 | 4314.4748 | 66824.2721 | 30016.4963 | 14072.4453 | 5407.4176 | 5180.9694 | 4224.5647 | 4890.6833 | 23979.8038 | 5954.964 | 6778.3735 | 4552.1979 | 5816.5978 | 159348.5603 | 18741.4484 | 9680.0139 | 68484.7953 | 37274.8176 | 22982.8969 | 13096.0945 | 6970.3397 | 7861.9558 | 11561.9373 | 26794.1 | 11926.2115 | 14126.8564 | 8079.2713 | 10531.4393 | 87.1774 | 87.1774 | 87.1774 | 92.2477 | 195.0016 | 92.2477 | 195.0016 | 195.0016 | 195.0016 | 92.2477 | 114.08 | 92.2477 | 92.2477 | 87.1774 | 87.1774 | 0.020563 | 1.7669e-05 | 1.1648e-12 | 0.015785 | 0.036028 | 3.4935e-11 | 0.0041068 | 3.0817e-22 | 1.3201e-05 | 3.7195e-11 | 0.020979 | 4.4929e-10 | 6.7839e-09 | 1.8281e-21 | 3.8108e-10 | 0.020563 | 0.020581 | 0.020581 | 0.036348 | 0.072376 | 0.036348 | 0.076483 | 0.072376 | 0.076496 | 0.036348 | 0.041542 | 0.020563 | 0.036348 | 0.020563 | 0.020563
433 | 156493.8162 | 15773.8767 | 6031.3412 | 67204.0647 | 37322.8165 | 15580.343 | 11856.1669 | 3082.6853 | 6045.4082 | 8097.0728 | 26451.4369 | 8207.6809 | 10060.4516 | 4169.8786 | 7088.1781 | n/a | 9515.6719 | 5883.5681 | 4653.1061 | 10148.0838 | 9538.7998 | 9025.2004 | 1690.6177 | 4621.7426 | 9742.8594 | 3637.1604 | 6064.2407 | 9909.7958 | 3958.2256 | 5276.0072 | 121.8528 | 86.7266 | 86.7266 | 129.5836 | 158.2914 | 99.3007 | 183.9 | 126.4811 | 183.9 | 117.2642 | 137.73 | 81.3373 | 86.6896 | 99.8784 | 87.3682 | 165420.8154 | 11542.9045 | 4199.3696 | 68097.8138 | 32060.8884 | 13675.0899 | 5592.8428 | 5196.5327 | 4253.8282 | 3929.3842 | 23957.9099 | 5662.8598 | 6857.2358 | 4832.5862 | 5820.7164 | 155622.6 | 20883.3809 | 10038.4421 | 66754.5 | 37715.1523 | 22721.1897 | 13119.4432 | 6826.4504 | 7516.7707 | 13424.0437 | 26739.8702 | 11482.6005 | 16060.9315 | 8593.2118 | 11044.6235 | 216.71 | 216.71 | 216.71 | 225.56 | 225.56 | 225.56 | 225.56 | 225.56 | 225.56 | 225.56 | 216.71 | 225.56 | 225.56 | 216.71 | 216.71 | 0.1315 | 1.8439e-07 | 6.9818e-13 | 0.046967 | 0.029305 | 3.9161e-10 | 0.0011542 | 2.0138e-21 | 3.6294e-05 | 2.6505e-13 | 0.028043 | 8.1167e-09 | 2.1304e-12 | 3.553e-23 | 5.9691e-12 | 0.1315 | 0.1315 | 0.1315 | 0.17846 | 0.20777 | 0.17846 | 0.20892 | 0.20777 | 0.20896 | 0.17846 | 0.15954 | 0.1315 | 0.17846 | 0.1315 | 0.1315
434 | 153295.8206 | 15627.642 | 6053.5291 | 65983.5114 | 36658.9904 | 15296.2876 | 11699.3192 | 2963.5425 | 5714.1502 | 7962.4217 | 25957.0128 | 8203.723 | 9743.291 | 3985.2847 | 7004.8746 | n/a | 9148.9916 | 4823.9922 | 4683.8127 | 7437.4069 | 9488.1378 | 9621.0677 | 2304.944 | 4346.9272 | 5690.57 | 4911.6823 | 6064.1343 | 8795.3748 | 3438.5918 | 4843.9512 | 121.5456 | 87.4343 | 87.4343 | 129.0522 | 156.8143 | 99.9294 | 181.5776 | 126.0541 | 181.5776 | 117.2999 | 136.7541 | 82.559 | 87.4631 | 100.152 | 88.0547 | 167396.0312 | 9928.0261 | 4420.6748 | 69708.615 | 29973.4025 | 14304.2954 | 4671.4912 | 4938.9279 | 3948.2564 | 3859.9152 | 26795.1376 | 5892.9861 | 6679.359 | 4401.1114 | 6339.2528 | 155016.1 | 18454.3177 | 9227.6671 | 71055.7373 | 36352.3189 | 23110.7333 | 14160.8685 | 7243.8719 | 8207.2836 | 9198.9852 | 30202.3199 | 11626.9204 | 15079.5338 | 7287.5032 | 11081.704 | 121.18 | 121.18 | 121.18 | 121.18 | 231.2977 | 121.18 | 231.2977 | 231.2977 | 231.2977 | 121.18 | 121.18 | 121.18 | 121.18 | 121.18 | 121.18 | 0.060047 | 4.327e-05 | 1.3627e-10 | 0.0019739 | 0.053818 | 4.7945e-11 | 3.5312e-05 | 4.5172e-25 | 1.5271e-07 | 8.8301e-05 | 7.6252e-05 | 3.9908e-09 | 1.4696e-11 | 1.3595e-18 | 2.2765e-12 | 0.060047 | 0.060091 | 0.060091 | 0.062021 | 0.11584 | 0.062021 | 0.11587 | 0.11584 | 0.11587 | 0.062109 | 0.060123 | 0.060047 | 0.062021 | 0.060047 | 0.060047
435 | 153233.6215 | 15364.4626 | 5790.9508 | 65919.9697 | 36871.2816 | 15607.7881 | 11806.3278 | 2806.5329 | 5866.5011 | 8045.2081 | 26043.9165 | 7965.3939 | 9784.3685 | 3892.8675 | 7224.7612 | n/a | 11477.3777 | 5700.2268 | 3823.5075 | 8190.2521 | 9831.8669 | 8596.5273 | 1834.2098 | 3949.5703 | 6052.0323 | 4387.4997 | 5617.5641 | 7510.4339 | 2774.9509 | 5026.3121 | 72.0833 | 33.1723 | 33.1723 | 80.6619 | 114.7357 | 41.5368 | 145.167 | 76.9349 | 145.167 | 62.8832 | 93.7808 | 20.1904 | 31.8633 | 48.8008 | 33.9347 | 170410.9125 | 9863.1799 | 4282.9192 | 69151.9555 | 28205.0971 | 14515.3013 | 5291.8229 | 5147.2438 | 4347.3345 | 4117.4574 | 26386.333 | 6053.7285 | 8020.7402 | 4571.8761 | 6154.7875 | 157498.8 | 21192.5576 | 9983.146 | 70443.763 | 36313.4491 | 23823.1682 | 13888.3502 | 6936.5536 | 8296.9047 | 9724.6897 | 29739.6327 | 11592.0927 | 14062.9742 | 5593.7418 | 9697.9145 | 42.2896 | 42.2896 | 42.2896 | 42.2896 | 240.9021 | 42.2896 | 240.9021 | 240.9021 | 240.9021 | 42.2896 | 42.2896 | 42.2896 | 42.2896 | 42.2896 | 42.2896 | 0.018468 | 2.2267e-08 | 7.4146e-14 | 0.0027721 | 0.066914 | 2.5813e-11 | 0.00011079 | 1.6687e-25 | 2.8516e-07 | 1.0952e-05 | 0.00017624 | 9.1014e-10 | 1.1646e-09 | 7.3189e-11 | 3.7081e-08 | 0.018468 | 0.018468 | 0.018468 | 0.02124 | 0.088153 | 0.02124 | 0.088264 | 0.088153 | 0.088265 | 0.021251 | 0.018644 | 0.018468 | 0.02124 | 0.018468 | 0.018468
436 | 157582.7264 | 16160.5145 | 6093.2186 | 67653.369 | 37572.6042 | 15946.2655 | 11700.8194 | 3153.1831 | 6024.0874 | 8131.4049 | 26746.5684 | 8401.0713 | 9963.8816 | 4059.3667 | 7356.8161 | n/a | 10229.5409 | 4709.1726 | 4552.4259 | 9322.9482 | 11214.8761 | 6529.5809 | 1578.2017 | 4335.0147 | 10339.1525 | 5128.1686 | 6909.6744 | 6990.7843 | 3243.7991 | 5044.6051 | 109.3962 | 74.6154 | 74.6154 | 117.0536 | 145.8859 | 86.0698 | 171.6121 | 113.9297 | 171.6121 | 104.1158 | 125.8529 | 68.024 | 74.3518 | 87.8275 | 75.2599 | 169506.1809 | 10641.7263 | 4508.7415 | 70329.2359 | 30157.3751 | 15340.9478 | 5085.0362 | 5241.9685 | 4072.4602 | 4833.2921 | 26099.8632 | 6155.1946 | 7138.8817 | 4641.3686 | 6243.7887 | 160117.4 | 20654.6671 | 9159.8141 | 73008.2618 | 39146.9233 | 26342.0239 | 11614.617 | 6820.1702 | 8407.4749 | 15123.8446 | 27937.3509 | 12899.669 | 14021.566 | 7645.6678 | 10898.7937 | 85.876 | 85.876 | 85.876 | 85.876 | 85.876 | 85.876 | 243.099 | 85.876 | 243.099 | 85.876 | 85.876 | 85.876 | 85.876 | 85.876 | 85.876 | 0.047775 | 1.0596e-06 | 3.0126e-10 | 0.0017969 | 0.010666 | 1.7078e-13 | 0.052898 | 1.323e-20 | 4.8382e-07 | 9.9359e-17 | 0.0076353 | 4.0357e-11 | 3.8293e-09 | 1.1234e-19 | 1.3307e-10 | 0.047775 | 0.047776 | 0.047776 | 0.049572 | 0.060238 | 0.049572 | 0.11314 | 0.060238 | 0.11314 | 0.049572 | 0.055411 | 0.047775 | 0.049572 | 0.047775 | 0.047775
437 | 152059.3103 | 15184.4526 | 5805.4437 | 65478.2715 | 36469.5568 | 15195.518 | 11351.7115 | 3121.3341 | 5523.6078 | 7951.3406 | 25934.3498 | 7698.2858 | 9830.3565 | 3808.8628 | 7213.2146 | n/a | 11349.1475 | 6340.5679 | 4235.7778 | 9867.0801 | 10119.8959 | 9998.6496 | 1697.7621 | 3910.3592 | 7435.7592 | 3952.6244 | 7705.1883 | 5793.9054 | 3507.8468 | 4449.4157 | 76.298 | 39.7851 | 39.7851 | 84.3458 | 116.0068 | 48.3999 | 144.2786 | 80.8884 | 144.2786 | 68.2315 | 96.0926 | 28.5684 | 38.7313 | 54.3046 | 40.4934 | 167205.9359 | 10470.1137 | 4210.265 | 70389.8251 | 30321.9232 | 14092.5861 | 5562.1376 | 5090.1728 | 4329.2561 | 4483.9455 | 24829.6723 | 6042.5808 | 6737.902 | 4790.0174 | 6076.8909 | 153255.9 | 21236.0612 | 10440.3329 | 69159.1996 | 36682.7 | 23724.582 | 14706.2872 | 6733.6349 | 8239.6153 | 11721.4047 | 26740.6967 | 13458.1692 | 12153.4074 | 7731.7642 | 10318.3066 | 113.28 | 113.28 | 113.28 | 113.28 | 144.67 | 113.28 | 144.67 | 144.67 | 144.67 | 113.28 | 113.28 | 113.28 | 113.28 | 113.28 | 113.28 | 0.070042 | 1.0696e-08 | 4.4917e-15 | 0.0046215 | 0.034058 | 6.3922e-12 | 2.0268e-06 | 1.6268e-20 | 3.1737e-08 | 3.461e-10 | 0.012839 | 1.0362e-14 | 3.3372e-06 | 1.4433e-22 | 1.0471e-09 | 0.070042 | 0.070042 | 0.070042 | 0.074664 | 0.10872 | 0.074664 | 0.10872 | 0.10872 | 0.10872 | 0.074664 | 0.082881 | 0.070042 | 0.074667 | 0.070042 | 0.070042
438 | 147651.0377 | 14946.8634 | 5798.7898 | 63753.5411 | 35616.8381 | 14919.8082 | 11323.3683 | 2833.1209 | 5696.3029 | 7736.242 | 25274.5412 | 7759.3822 | 9415.0712 | 3717.6851 | 6734.6331 | n/a | 11661.0395 | 5113.6908 | 4578.0776 | 7476.4963 | 8016.7149 | 8651.0682 | 1558.6203 | 4330.5075 | 7475.0467 | 3406.9228 | 6023.4037 | 7421.0619 | 3382.5919 | 5875.5431 | 112.3886 | 77.4351 | 77.4351 | 120.0834 | 148.9704 | 89.1631 | 174.7439 | 116.9553 | 174.7439 | 107.2422 | 128.7669 | 71.084 | 77.2195 | 90.6716 | 78.0808 | 168708.1456 | 10881.98 | 4359.2438 | 70092.0194 | 32251.2187 | 14234.5051 | 5742.6897 | 5204.1512 | 4733.0024 | 4333.6403 | 24737.0964 | 6029.2841 | 6965.2953 | 4651.6914 | 6333.7128 | 151298.2 | 20636.0936 | 9315.3346 | 65600.8752 | 36763.3 | 20547.9166 | 14330.5579 | 6661.8715 | 9014.0098 | 11619.4871 | 26616.8248 | 11818.6878 | 13922.7572 | 7762.6833 | 11696.3559 | 71.13 | 71.13 | 71.13 | 71.13 | 77.83 | 71.13 | 77.83 | 77.83 | 77.83 | 71.13 | 71.13 | 71.13 | 71.13 | 71.13 | 71.13 | 0.025001 | 2.1184e-08 | 6.1922e-12 | 0.014468 | 0.014582 | 1.0013e-08 | 5.5385e-06 | 1.3479e-23 | 2.4225e-09 | 1.1683e-10 | 0.0054765 | 6.517e-11 | 2.2521e-10 | 1.0293e-23 | 4.3441e-15 | 0.025001 | 0.025002 | 0.025002 | 0.039469 | 0.054051 | 0.039469 | 0.054056 | 0.054051 | 0.054056 | 0.039469 | 0.030478 | 0.025001 | 0.039469 | 0.025001 | 0.025001
439 | 155439.1051 | 15789.6422 | 5904.636 | 66838.189 | 37196.7 | 15484.5048 | 11876.0215 | 2886.198 | 5964.0137 | 7976.7649 | 26569.2393 | 8219.6712 | 9922.7127 | 4026.4469 | 7005.2769 | n/a | 8288.256 | 6016.5098 | 4189.1697 | 9741.2142 | 9820.2645 | 9151.6042 | 1782.793 | 4062.597 | 7732.6658 | 4923.8971 | 6400.1885 | 6403.9043 | 3085.4892 | 4119.6173 | 57.9729 | 21.5854 | 21.5854 | 65.9974 | 98.2024 | 28.5727 | 126.9697 | 62.4685 | 126.9697 | 48.7519 | 78.8798 | 8.3936 | 20.1711 | 36.3594 | 22.3061 | 164767.7325 | 11175.6216 | 4154.1301 | 65437.4139 | 29848.1225 | 12596.0793 | 5194.521 | 5051.2648 | 4452.6127 | 3941.4065 | 24727.4784 | 5609.9653 | 6809.6289 | 4620.3427 | 6114.295 | 157207.1 | 18849.7776 | 9564.5398 | 66892.2 | 38664.8367 | 21943.8602 | 14346.1252 | 6751.5578 | 8515.2097 | 11621.8723 | 27468.0754 | 12010.1539 | 13141.7331 | 7542.632 | 10233.9123 | 78.23 | 78.23 | 78.23 | 149.94 | 149.94 | 149.94 | 149.94 | 149.94 | 149.94 | 149.94 | 78.23 | 149.94 | 149.94 | 78.23 | 78.23 | 0.05949 | 2.6419e-05 | 3.7371e-12 | 0.036668 | 0.011534 | 2.0302e-09 | 3.8289e-05 | 2.1028e-23 | 1.9457e-07 | 6.7682e-10 | 0.011548 | 7.2531e-10 | 1.0185e-07 | 1.7852e-19 | 3.0588e-10 | 0.05949 | 0.059516 | 0.059516 | 0.096158 | 0.10769 | 0.096158 | 0.10773 | 0.10769 | 0.10773 | 0.096158 | 0.071038 | 0.05949 | 0.096158 | 0.05949 | 0.05949
440 | 157109.7439 | 16107.9942 | 6270.2402 | 67484.0257 | 37459.7468 | 15593.0451 | 11813.5949 | 3103.7085 | 5993.9207 | 8118.558 | 26723.8735 | 8414.2615 | 9729.0253 | 4173.1933 | 7130.4988 | n/a | 10938.792 | 5098.0136 | 4483.3457 | 10513.0259 | 10274.2082 | 8090.4116 | 2126.5364 | 4534.3102 | 6919.2684 | 3811.325 | 5683.9633 | 6718.5304 | 2884.2678 | 6534.6132 | 85.2534 | 48.8818 | 48.8818 | 93.268 | 124.4722 | 58.2816 | 152.3312 | 89.8666 | 152.3312 | 77.8237 | 104.3671 | 38.7397 | 48.0185 | 63.1893 | 49.5797 | 167471.0608 | 11618.0599 | 4262.7357 | 68472.0823 | 28602.3907 | 13984.9306 | 5082.0674 | 5028.6675 | 4054.0841 | 4238.9493 | 24184.5002 | 6000.639 | 7293.8551 | 4747.3056 | 6307.8807 | 157601.4 | 22294.5518 | 9268.2493 | 69853.328 | 37863.1166 | 23689.2388 | 12411.079 | 7110.2039 | 7870.0943 | 11136.9176 | 27397.6252 | 11136.0023 | 13512.3854 | 7575.7733 | 12771.1939 | 148.36 | 148.36 | 148.36 | 148.36 | 148.36 | 148.36 | 148.36 | 148.36 | 148.36 | 148.36 | 148.36 | 148.36 | 148.36 | 148.36 | 148.36 | 0.087624 | 1.858e-08 | 7.7669e-10 | 0.011816 | 0.029064 | 3.4346e-11 | 0.0075598 | 1.2327e-22 | 5.0388e-06 | 1.8833e-08 | 0.01612 | 1.5289e-07 | 7.926e-09 | 2.4838e-18 | 4.8236e-16 | 0.087624 | 0.087624 | 0.087624 | 0.09944 | 0.1285 | 0.09944 | 0.13606 | 0.1285 | 0.13607 | 0.09944 | 0.10374 | 0.087624 | 0.09944 | 0.087624 | 0.087624
441 | 159002.5766 | 16118.712 | 6195.9627 | 68229.0485 | 37847.6563 | 15927.319 | 12021.8285 | 3119.1364 | 5880.4308 | 8185.884 | 26874.452 | 8325.3341 | 10358.0525 | 4083.7322 | 7460.6023 | n/a | 8839.7491 | 4873.4123 | 4337.7529 | 8211.3488 | 9703.5562 | 5814.7302 | 2339.1812 | 3150.111 | 6128.0942 | 3946.1173 | 8151.1429 | 7656.2346 | 2962.6181 | 5962.4782 | 115.6496 | 79.6191 | 79.6191 | 123.5815 | 153.3658 | 91.6906 | 179.94 | 120.356 | 179.94 | 110.3314 | 132.5457 | 73.0499 | 79.3928 | 93.2668 | 80.2849 | 164692.2997 | 10843.9938 | 4158.3185 | 69779.1118 | 31559.1277 | 15095.1713 | 5051.4225 | 5210.4193 | 4142.8606 | 4347.4577 | 23633.6397 | 6390.7701 | 6021.4655 | 4557.225 | 5791.5012 | 157684.8997 | 19572.9429 | 8967.3308 | 71638.5647 | 37570.6765 | 24798.7274 | 10258.6527 | 7158.5005 | 6685.4715 | 10475.5519 | 26714.857 | 14541.913 | 13666.8002 | 7490.9431 | 11742.5794 | 233.126 | 233.126 | 233.126 | 233.126 | 233.126 | 233.126 | 269.91 | 233.126 | 269.91 | 233.126 | 233.126 | 233.126 | 233.126 | 233.126 | 233.126 | 0.14915 | 1.2087e-05 | 2.4819e-09 | 0.0059769 | 0.052034 | 7.5893e-12 | 1.8873 | 1.0591e-22 | 0.00074345 | 6.8596e-07 | 0.053816 | 1.0982e-14 | 1.2402e-07 | 1.0476e-18 | 3.1535e-12 | 0.14915 | 0.14916 | 0.14916 | 0.15513 | 0.20716 | 0.15513 | 2.0944 | 0.20716 | 2.0952 | 0.15513 | 0.20297 | 0.14915 | 0.15513 | 0.14915 | 0.14915
442 | 159983.9607 | 16097.1288 | 6172.9687 | 68612.7599 | 38148.5607 | 15984.4988 | 11836.4996 | 3057.8472 | 6025.3005 | 8297.9971 | 27105.9607 | 8475.0663 | 10400.749 | 4212.0443 | 7101.0698 | n/a | 11499.013 | 5276.5621 | 3930.8718 | 7016.1704 | 10841.3625 | 5626.0232 | 2221.8145 | 3210.521 | 7274.3127 | 5335.4275 | 5214.0548 | 7708.226 | 3659.5295 | 5254.1636 | 56.3676 | 16.9934 | 16.9934 | 65.0523 | 100.1306 | 23.9912 | 131.4679 | 61.2044 | 131.4679 | 45.9731 | 79.4063 | 2.0094 | 15.3348 | 33.0872 | 17.7785 | 158415.9735 | 10016.9594 | 4291.07 | 63548.2788 | 29801.9474 | 14061.6969 | 4970.41 | 5161.313 | 3998.6582 | 4484.036 | 23729.0129 | 5724.7843 | 6490.118 | 4530.0459 | 6161.4562 | 154811.3735 | 21162.7724 | 9559.3321 | 66202.8507 | 36238.9178 | 24827.5594 | 10476.8332 | 7342.6275 | 7209.1791 | 11731.1487 | 28783.9404 | 10890.5391 | 14111.744 | 8059.1753 | 11415.6199 | 233.3787 | 233.3787 | 233.3787 | 235.3301 | 235.4593 | 235.3301 | 235.4593 | 235.4593 | 235.4593 | 235.3301 | 233.3787 | 235.3301 | 235.3301 | 233.3787 | 233.3787 | 0.45702 | 2.6223e-07 | 5.4704e-11 | 0.12009 | 0.16271 | 8.822e-12 | 0.86165 | 2.182e-24 | 0.00013723 | 3.661e-09 | 0.0038964 | 6.8154e-07 | 2.8234e-08 | 2.8863e-20 | 8.0822e-13 | 0.45702 | 0.45702 | 0.45702 | 0.5771 | 0.73981 | 0.5771 | 1.6015 | 0.73981 | 1.6016 | 0.5771 | 0.46091 | 0.45702 | 0.5771 | 0.45702 | 0.45702
443 | 151360.6562 | 15550.7564 | 5685.1053 | 65198.8118 | 36353.5407 | 15458.4692 | 11630.0356 | 2891.2135 | 6009.7937 | 8069.9973 | 25648.7104 | 8332.2207 | 9576.2324 | 3922.2049 | 7077.1077 | n/a | 10547.8077 | 4544.3801 | 2934.4115 | 9850.1865 | 10492.6585 | 7869.9397 | 1572.2757 | 4137.2779 | 7789.9402 | 4488.8808 | 5668.0134 | 7026.1627 | 3439.334 | 5040.5994 | 82.3957 | 44.411 | 44.411 | 90.7673 | 123.5954 | 53.6404 | 152.9078 | 87.1845 | 152.9078 | 74.2019 | 102.7909 | 33.079 | 43.3756 | 59.4648 | 45.1453 | 166433.7151 | 10341.253 | 4449.1641 | 68783.512 | 30318.2357 | 13837.0034 | 5321.1333 | 5150.9418 | 4264.6511 | 4117.762 | 26088.0695 | 5853.3657 | 6271.171 | 4808.6551 | 5918.2895 | 152707.4 | 20191.5607 | 8979.1442 | 66588.5084 | 37857.9222 | 23825.6619 | 12183.9731 | 6723.2176 | 7638.229 | 11497.1022 | 27653.8503 | 11427.9792 | 12126.1336 | 7713.189 | 10881.2889 | 113.14 | 113.14 | 113.14 | 113.14 | 113.14 | 113.14 | 113.14 | 113.14 | 113.14 | 113.14 | 113.14 | 113.14 | 113.14 | 113.14 | 113.14 | 0.066849 | 4.8773e-07 | 1.7126e-11 | 0.018632 | 0.010845 | 1.4228e-11 | 0.0083458 | 3.49e-23 | 1.6603e-05 | 2.3883e-09 | 0.0020757 | 2.3603e-08 | 1.0186e-06 | 2.5744e-21 | 1.3761e-11 | 0.066849 | 0.06685 | 0.06685 | 0.085481 | 0.096327 | 0.085481 | 0.10467 | 0.096327 | 0.10469 | 0.085481 | 0.068925 | 0.066849 | 0.085482 | 0.066849 | 0.066849
444 | 147103.3594 | 15019.5445 | 5755.2411 | 63522.9205 | 35512.2019 | 14733.3073 | 11546.2091 | 2827.0825 | 5861.5927 | 7543.9695 | 25143.9908 | 8024.3484 | 9291.5301 | 3774.278 | 7067.6989 | n/a | 8673.6674 | 5488.2502 | 3712.4068 | 8471.4952 | 9342.9173 | 8711.816 | 1960.1567 | 4846.323 | 6384.5842 | 4018.154 | 6718.6732 | 7630.1813 | 2502.9425 | 5610.6809 | 84.8107 | 49.9173 | 49.9173 | 92.4988 | 122.3257 | 59.2025 | 148.9532 | 89.2496 | 148.9532 | 77.8807 | 102.9501 | 40.5243 | 49.15 | 63.5923 | 50.5843 | 162290.9438 | 9948.176 | 4256.6578 | 64795.1714 | 29730.593 | 15190.9342 | 5260.5411 | 5272.782 | 4303.7657 | 4447.9229 | 25938.9386 | 6265.7996 | 6736.359 | 4582.7022 | 5817.4886 | 152110.9921 | 18070.8434 | 9744.9079 | 65590.1 | 36701.5882 | 23873.7515 | 13595.6571 | 7232.9387 | 9111.4886 | 10505.6071 | 27887.0191 | 12651.2728 | 13838.3621 | 6912.1446 | 11340.2696 | 41.9924 | 41.9924 | 41.9924 | 47.85 | 61.5582 | 47.85 | 61.5582 | 61.5582 | 61.5582 | 47.85 | 41.9924 | 47.85 | 47.85 | 41.9924 | 41.9924 | 0.010076 | 1.8493e-05 | 2.3561e-13 | 0.012861 | 0.013982 | 6.0219e-13 | 0.00010658 | 6.9718e-27 | 5.3581e-09 | 8.3605e-09 | 0.00062741 | 8.1597e-12 | 1.4812e-10 | 1.1982e-18 | 9.1514e-13 | 0.010076 | 0.010095 | 0.010095 | 0.022937 | 0.036919 | 0.022937 | 0.037026 | 0.036919 | 0.037026 | 0.022937 | 0.010704 | 0.010076 | 0.022937 | 0.010076 | 0.010076
445 | 155077.4024 | 15603.3125 | 5962.1262 | 66679.4882 | 37260.6194 | 15648.4991 | 11733.2835 | 3012.9985 | 6099.4145 | 8254.7631 | 26462.1608 | 8235.9979 | 9908.8219 | 4146.0211 | 7200.3496 | n/a | 7856.4808 | 4958.1582 | 4795.6977 | 8703.4944 | 12494.3115 | 6435.8759 | 1725.6934 | 3815.1371 | 9036.5932 | 4393.8183 | 5354.0095 | 7385.0123 | 3150.7827 | 5653.6618 | 182.9687 | 151.7977 | 151.7977 | 189.8113 | 212.5823 | 169.5765 | 232.8523 | 187.4034 | 232.8523 | 183.7952 | 192.1686 | 155.3579 | 153.2734 | 162.2078 | 152.3055 | 165805.9307 | 10588.2006 | 4348.1154 | 67118.0132 | 29932.6489 | 14241.34 | 5330.5222 | 5073.8034 | 4371.6723 | 4227.8 | 24504.4604 | 5935.3792 | 6935.6838 | 4603.1296 | 6127.2044 | 159228.8307 | 18339.8814 | 9229.7736 | 70394.7109 | 38388.7433 | 25840.6515 | 11746.4981 | 6799.4968 | 8186.8094 | 12651.2932 | 27017.7788 | 11007.4887 | 14101.1961 | 7522.8124 | 11774.4663 | 110.2163 | 110.2163 | 110.2163 | 110.2163 | 117.0607 | 110.2163 | 275.2133 | 117.0607 | 275.2133 | 110.2163 | 132.1213 | 110.2163 | 110.2163 | 110.2163 | 110.2163 | 0.020363 | 5.3359e-05 | 5.5769e-11 | 0.0047173 | 0.015508 | 1.7497e-13 | 0.039773 | 4.2953e-22 | 2.2005e-06 | 3.5303e-11 | 0.018976 | 9.2097e-08 | 2.0435e-09 | 2.5848e-18 | 2.6379e-13 | 0.020363 | 0.020417 | 0.020417 | 0.025081 | 0.040588 | 0.025081 | 0.080361 | 0.040588 | 0.080363 | 0.025081 | 0.039339 | 0.020363 | 0.025081 | 0.020363 | 0.020363
446 | 149653.5854 | 15097.2615 | 5478.7583 | 64509.19 | 35911.5188 | 15176.9881 | 11590.8422 | 2847.1256 | 5868.3943 | 7967.3868 | 25541.6276 | 7961.9948 | 9746.8638 | 3849.3437 | 6931.1956 | n/a | 9902.2009 | 6086.6314 | 3466.2132 | 10862.142 | 10097.5439 | 8522.2826 | 1884.7393 | 5230.0079 | 7733.787 | 3492.6379 | 6437.3537 | 6305.5308 | 2609.125 | 4060.4132 | 140.2068 | 109.5851 | 109.5851 | 146.9382 | 170.7367 | 123.5528 | 191.9466 | 144.3903 | 191.9466 | 138.4308 | 151.8279 | 108.6749 | 110.2378 | 120.4779 | 110.1165 | 167620.8884 | 12013.8932 | 4433.0358 | 71673.7169 | 31512.8891 | 14291.9579 | 5386.7142 | 5157.9575 | 4224.901 | 4042.793 | 24320.19 | 6015.6051 | 7347.5459 | 4462.4352 | 5885.683 | 153948.9 | 20729.9941 | 10463.5671 | 69297.6416 | 39450.3311 | 22742.9133 | 13570.0968 | 7020.0969 | 9416.3089 | 11660.9915 | 26286.7279 | 11737.4588 | 13191.4767 | 6419.2602 | 9641.4961 | 80.46 | 80.46 | 80.46 | 80.46 | 80.46 | 80.46 | 80.46 | 80.46 | 80.46 | 80.46 | 86.0791 | 80.46 | 80.46 | 80.46 | 80.46 | 0.016913 | 2.8239e-08 | 6.7474e-17 | 0.0022008 | 0.0017214 | 7.8572e-11 | 0.00013365 | 2.0699e-25 | 1.2927e-09 | 5.2255e-10 | 0.013829 | 4.3698e-10 | 3.2295e-08 | 2.0454e-15 | 5.1657e-09 | 0.016913 | 0.016913 | 0.016913 | 0.019114 | 0.020835 | 0.019114 | 0.020969 | 0.020835 | 0.020969 | 0.019114 | 0.030742 | 0.016913 | 0.019114 | 0.016913 | 0.016913
447 | 155746.739 | 15546.6968 | 5866.7786 | 66918.3869 | 37249.5762 | 15518.2029 | 12063.8674 | 2926.3981 | 5927.9455 | 8050.7853 | 26434.8228 | 8032.6748 | 9837.0009 | 4146.8364 | 7301.2995 | n/a | 9297.0856 | 4948.6534 | 4574.562 | 7412.3497 | 11831.1138 | 7446.7995 | 2083.4422 | 4331.2328 | 7635.3324 | 3976.3214 | 5251.7196 | 4697.1654 | 3124.4179 | 3813.7567 | 153.7016 | 123.4355 | 123.4355 | 160.3513 | 183.3269 | 138.5789 | 203.7945 | 157.9027 | 203.7945 | 152.9361 | 164.1997 | 124.2217 | 124.3854 | 133.947 | 123.9483 | 164493.245 | 10624.4448 | 4288.4172 | 66018.0006 | 30387.0701 | 13745.6519 | 5276.2994 | 5319.0742 | 4364.6216 | 3855.788 | 24399.2335 | 6383.2386 | 6728.6867 | 4520.7375 | 5856.0597 | 156542.645 | 19914.1304 | 9237.0707 | 67824.9626 | 37202.4197 | 25278.7657 | 12610.4989 | 7383.9164 | 8672.5544 | 11387.1204 | 26793.3548 | 11440.9582 | 10131.5521 | 7407.6554 | 9642.2163 | 166.3329 | 166.3329 | 166.3329 | 166.3329 | 228.7936 | 166.3329 | 228.7936 | 228.7936 | 228.7936 | 166.3329 | 166.3329 | 166.3329 | 166.3329 | 166.3329 | 166.3329 | 0.079817 | 9.5121e-07 | 2.0632e-11 | 0.024078 | 0.04282 | 4.2734e-13 | 0.0090214 | 2.5275e-26 | 7.1648e-08 | 3.5653e-09 | 0.025302 | 3.0368e-09 | 0.01184 | 9.2808e-18 | 8.9223e-08 | 0.079817 | 0.079818 | 0.079818 | 0.1039 | 0.14672 | 0.1039 | 0.15574 | 0.14672 | 0.15574 | 0.1039 | 0.10512 | 0.079817 | 0.11574 | 0.079817 | 0.079817
448 | 154412.8991 | 15403.4146 | 6067.0407 | 66424.163 | 37030.296 | 15315.7691 | 11922.4182 | 3174.6977 | 6027.4859 | 7665.2391 | 26312.943 | 8238.0909 | 9980.9811 | 3937.6042 | 6964.4712 | n/a | 6674.2128 | 5806.0172 | 3362.3745 | 8051.0875 | 12212.4701 | 8948.4674 | 2369.5601 | 4396.2282 | 8063.1751 | 3678.092 | 5906.0525 | 7778.9484 | 2793.181 | 6165.5259 | 128.7949 | 95.7919 | 95.7919 | 136.055 | 162.5105 | 108.8717 | 186.1019 | 133.206 | 186.1019 | 125.4201 | 142.7776 | 92.3233 | 96.0455 | 107.9077 | 96.3829 | 163374.4223 | 10348.5587 | 4392.2013 | 65393.5338 | 29880.6617 | 13453.5424 | 4985.7625 | 5227.7852 | 4174.2818 | 4227.0277 | 25108.1277 | 5701.9075 | 7066.7574 | 4598.3225 | 5987.9468 | 157078.9 | 16892.6714 | 10149.8185 | 64526.0012 | 35236.1421 | 25150.5125 | 14116.7229 | 7597.3453 | 8570.51 | 12290.2029 | 27883.9196 | 11092.46 | 13960.7058 | 7299.6034 | 12153.4727 | 95.64 | 95.64 | 95.64 | 238.1191 | 243.7658 | 238.1191 | 243.7658 | 243.7658 | 243.7658 | 238.1191 | 95.64 | 238.1191 | 238.1191 | 95.64 | 95.64 | 0.045174 | 0.0010749 | 5.057e-13 | 0.096744 | 0.15626 | 2.5258e-13 | 8.5546e-05 | 2.939e-24 | 2.2975e-07 | 2.2277e-12 | 0.0042428 | 6.25e-08 | 5.364e-09 | 4.3218e-19 | 3.1024e-15 | 0.045174 | 0.046249 | 0.046249 | 0.14192 | 0.29817 | 0.14192 | 0.29826 | 0.29817 | 0.29826 | 0.14192 | 0.049417 | 0.045174 | 0.14192 | 0.045174 | 0.045174
449 | 158036.5548 | 15999.5052 | 6033.9432 | 67842.4949 | 37687.2664 | 15686.7099 | 12413.6606 | 3255.2521 | 6100.4509 | 8129.746 | 26949.5925 | 8111.5048 | 10191.3433 | 3868.3386 | 7208.612 | n/a | 9767.0867 | 4509.0867 | 3902.1939 | 7590.2526 | 10760.2573 | 8123.304 | 2411.2029 | 5438.3865 | 8169.1063 | 4031.7194 | 4819.7022 | 7849.0654 | 2970.5034 | 4859.66 | 112.629 | 80.3294 | 80.3294 | 119.7375 | 146.1141 | 91.9431 | 169.6429 | 116.8873 | 169.6429 | 108.4477 | 127.1905 | 75.4387 | 80.3071 | 92.4131 | 80.9189 | 166356.1801 | 10374.7486 | 4124.9351 | 65691.9821 | 28276.6782 | 15693.9858 | 5218.6552 | 5244.4215 | 4297.611 | 4568.024 | 25807.2265 | 6119.525 | 6220.8004 | 4724.0418 | 6313.2054 | 160534.6801 | 19771.9353 | 8557.8218 | 67032.376 | 33628.9308 | 26355.1431 | 13274.2592 | 6950.5244 | 9694.1974 | 12737.1303 | 28857.2458 | 10840.1271 | 13946.5658 | 7268.1452 | 11172.8653 | 89.3889 | 89.3889 | 89.3889 | 226.3179 | 226.4422 | 226.3179 | 226.4422 | 226.4422 | 226.4422 | 226.3179 | 89.3889 | 226.3179 | 226.3179 | 89.3889 | 89.3889 | 0.048449 | 5.3247e-06 | 7.3997e-09 | 0.05586 | 0.69395 | 5.5397e-14 | 0.0040279 | 3.6516e-20 | 2.0054e-09 | 9.3136e-12 | 0.002763 | 9.2528e-08 | 1.7783e-08 | 1.3835e-19 | 8.332e-12 | 0.048449 | 0.048454 | 0.048454 | 0.10431 | 0.79826 | 0.10431 | 0.80229 | 0.79826 | 0.80229 | 0.10431 | 0.051212 | 0.048449 | 0.10431 | 0.048449 | 0.048449
450 | 155156.6912 | 15886.5984 | 5866.8873 | 66740.0838 | 37190.7974 | 15458.5801 | 11447.6169 | 2948.8129 | 5941.8977 | 8002.7573 | 26255.7868 | 8136.5103 | 9859.9903 | 3945.9417 | 7059.983 | n/a | 8905.1781 | 5587.2766 | 5194.3836 | 8678.158 | 10080.876 | 8889.7179 | 2134.3718 | 5357.9359 | 7199.0149 | 4150.4788 | 8164.0522 | 8224.8738 | 3256.0206 | 5194.1875 | 126.3182 | 91.7342 | 91.7342 | 133.9282 | 161.9635 | 104.6756 | 186.9687 | 130.9028 | 186.9687 | 122.2158 | 141.5357 | 87.1355 | 91.8256 | 104.5761 | 92.3606 | 165066.0349 | 10589.2179 | 4077.4522 | 68752.0368 | 30251.1461 | 14215.7796 | 5201.9692 | 5164.7932 | 4379.0193 | 4723.8078 | 25235.3351 | 6120.5317 | 7388.8088 | 4579.6293 | 6148.6553 | 157534.5 | 18479.796 | 9600.3288 | 71855.3163 | 38015 | 23957.2556 | 14190.0372 | 7254.165 | 9736.9551 | 11689.6227 | 28750.8139 | 14178.3839 | 15506.9827 | 7807.9498 | 11342.8428 | 102.59 | 102.59 | 102.59 | 102.59 | 108.57 | 102.59 | 108.57 | 108.57 | 108.57 | 102.59 | 102.59 | 102.59 | 102.59 | 102.59 | 102.59 | 0.049592 | 8.4837e-05 | 2.0058e-12 | 0.0019924 | 0.020139 | 1.0129e-11 | 1.3264e-05 | 2.5447e-25 | 4.913e-10 | 5.85e-10 | 0.0010813 | 1.2901e-14 | 5.4521e-12 | 1.4797e-21 | 8.3998e-13 | 0.049592 | 0.049677 | 0.049677 | 0.051585 | 0.071723 | 0.051585 | 0.071737 | 0.071723 | 0.071737 | 0.051585 | 0.050674 | 0.049592 | 0.051585 | 0.049592 | 0.049592
451 | 152015.3531 | 15171.392 | 5577.4078 | 65442.9472 | 36424.6468 | 15120.0837 | 11941.8527 | 2813.1267 | 6210.3944 | 7545.5284 | 25798.8362 | 8068.2351 | 9640.7584 | 3877.78 | 7078.3016 | n/a | 7773.0585 | 5692.9264 | 4480.5689 | 10735.404 | 9274.3221 | 10260.2853 | 2056.7349 | 5141.0021 | 8285.343 | 3888.5153 | 6254.2243 | 6890.1777 | 4127.2085 | 6148.5014 | 162.0534 | 130.0581 | 130.0581 | 169.083 | 193.3868 | 146.0287 | 215.0378 | 166.4926 | 215.0378 | 161.216 | 173.1793 | 130.8414 | 131.0537 | 141.1774 | 130.6005 | 163647.4575 | 9799.9201 | 4221.9226 | 67499.2383 | 31212.5743 | 14674.6868 | 4769.3279 | 5050.61 | 4112.9611 | 4761.3163 | 26086.0295 | 5922.5008 | 6746.3201 | 4712.3724 | 5939.2948 | 154433.4575 | 16766.7786 | 9908.5489 | 67665.5073 | 40750.6783 | 23093.2089 | 14369.4132 | 7062.3448 | 8693.4632 | 12638.4593 | 29720.4448 | 11729.1251 | 12238.3978 | 8745.6809 | 12052.0962 | 125.4998 | 125.4998 | 125.4998 | 125.4998 | 125.4998 | 125.4998 | 125.4998 | 125.4998 | 125.4998 | 125.4998 | 125.4998 | 125.4998 | 125.4998 | 125.4998 | 125.4998 | 0.048223 | 0.00077795 | 1.0216e-14 | 0.012272 | 0.00089758 | 2.4846e-11 | 4.4848e-05 | 4.0226e-26 | 4.2972e-07 | 1.3609e-13 | 0.0001192 | 9.6725e-10 | 8.9843e-07 | 5.1351e-27 | 1.724e-14 | 0.048223 | 0.049001 | 0.049001 | 0.060495 | 0.061393 | 0.060495 | 0.061438 | 0.061393 | 0.061438 | 0.060495 | 0.048343 | 0.048223 | 0.060496 | 0.048223 | 0.048223
452 | 161294.9158 | 16418.298 | 6335.4114 | 69127.1288 | 38571.1886 | 15883.9387 | 12398.3519 | 3136.1549 | 6288.5981 | 8368.0276 | 27279.6168 | 8476.117 | 10435.2624 | 4341.9721 | 7410.1708 | n/a | 10605.4664 | 5385.7984 | 3546.1339 | 10797.7451 | 9537.4286 | 8168.9461 | 1455.9292 | 3939.0066 | 4675.0509 | 4541.8804 | 6043.7447 | 7783.5064 | 3469.5932 | 5274.5217 | 143.7068 | 112.9091 | 112.9091 | 150.4762 | 174.314 | 127.1954 | 195.5575 | 147.9261 | 195.5575 | 142.0969 | 155.2186 | 112.2941 | 113.6198 | 123.8191 | 113.4413 | 161955.521 | 9391.3716 | 4030.3676 | 63997.5786 | 29886.2361 | 13261.2564 | 5067.5206 | 5184.331 | 4088.3202 | 3958.7878 | 24965.3063 | 5625.4564 | 6470.1652 | 4632.9446 | 5900.0674 | 158576.9116 | 19947.0379 | 9366.366 | 67128.8031 | 40517.9718 | 22785.185 | 13251.2573 | 6621.6602 | 8027.3269 | 8633.8387 | 29430.1867 | 11655.7011 | 14175.0716 | 8102.5378 | 11174.5891 | 232.0534 | 232.0534 | 232.0534 | 233.9937 | 233.9937 | 233.9937 | 233.9937 | 233.9937 | 233.9937 | 233.9937 | 232.0534 | 233.9937 | 233.9937 | 232.0534 | 232.0534 | 0.22278 | 1.1801e-05 | 7.6849e-10 | 0.097809 | 0.0080932 | 1.0156e-09 | 0.0041009 | 8.7084e-20 | 1.4195e-05 | 0.010985 | 0.0020236 | 2.0535e-08 | 2.652e-08 | 2.4736e-19 | 4.5447e-11 | 0.22278 | 0.2228 | 0.2228 | 0.32059 | 0.32869 | 0.32059 | 0.33279 | 0.32869 | 0.3328 | 0.33158 | 0.22481 | 0.22278 | 0.32059 | 0.22278 | 0.22278
453 | 150410.5259 | 15337.17 | 5621.0998 | 64799.589 | 35951.6778 | 15106.0088 | 11546.7457 | 2977.6966 | 5901.5096 | 7800.4381 | 25844.9161 | 7695.4459 | 9300.723 | 4202.7183 | 6908.3712 | n/a | 11277.6014 | 5042.8909 | 4476.6542 | 7450.6636 | 9859.4744 | 5740.6924 | 2120.3203 | 4605.108 | 7488.0135 | 3642.3478 | 5020.3336 | 8194.8395 | 2890.764 | 5506.724 | 157.5241 | 126.7767 | 126.7767 | 164.2791 | 187.5702 | 142.2828 | 208.3179 | 161.798 | 208.3179 | 156.8366 | 168.0989 | 127.7291 | 127.7695 | 137.4321 | 127.2965 | 163033.8241 | 10600.9003 | 4299.8977 | 65592.5895 | 32297.7351 | 13961.7752 | 5174.2242 | 5107.2291 | 4147.483 | 4493.5157 | 25917.5308 | 6003.0018 | 6171.9855 | 4528.8882 | 5850.1297 | 155576.3241 | 21666.8017 | 9292.5886 | 67755.1437 | 38264.1987 | 23363.3497 | 10868.9166 | 7122.8494 | 8752.5909 | 11703.5292 | 27408.2786 | 10843.4355 | 14019.8251 | 6878.4522 | 11356.8537 | 77.2909 | 77.2909 | 77.2909 | 77.2909 | 77.2909 | 77.2909 | 312.4769 | 77.2909 | 312.4769 | 77.2909 | 77.2909 | 77.2909 | 77.2909 | 77.2909 | 77.2909 | 0.0097851 | 6.2314e-09 | 1.0652e-12 | 0.0071529 | 0.0051812 | 1.1485e-11 | 0.21567 | 3.0513e-24 | 4.0501e-08 | 1.243e-10 | 0.0041156 | 5.489e-09 | 7.2497e-11 | 8.3526e-15 | 1.8579e-13 | 0.0097851 | 0.0097851 | 0.0097851 | 0.016938 | 0.022119 | 0.016938 | 0.23779 | 0.022119 | 0.23779 | 0.016938 | 0.013901 | 0.0097851 | 0.016938 | 0.0097851 | 0.0097851
454 | 149699.9523 | 15271.8836 | 5590.6309 | 64546.2035 | 35922.7685 | 15274.7518 | 11273.8606 | 2825.5111 | 5843.4907 | 7790.6394 | 25551.3902 | 8011.4569 | 9540.3534 | 3973.3153 | 6970.2884 | n/a | 7353.2437 | 5036.8158 | 4248.7306 | 9838.0761 | 8301.9491 | 9289.3016 | 1415.8326 | 4456.46 | 8178.0449 | 4476.9517 | 5864.6827 | 8505.8014 | 3883.9645 | 5565.4464 | 147.8445 | 115.8356 | 115.8356 | 154.8805 | 179.7105 | 130.5499 | 201.839 | 152.2231 | 201.839 | 146.0722 | 159.9079 | 115.0276 | 116.5438 | 127.2001 | 116.39 | 171414.7727 | 10670.0718 | 4268.3067 | 72941.3049 | 33798.4829 | 14720.4248 | 5905.6264 | 5166.6727 | 4525.2651 | 5024.9812 | 27826.3066 | 5949.407 | 6915.5972 | 4678.5022 | 5823.4206 | 152378.1 | 16052.1155 | 9256.5225 | 70595.8628 | 40500.5862 | 21291.3739 | 14593.128 | 6481.5053 | 8585.0252 | 11922.0261 | 30299.2038 | 11364.0897 | 14587.3986 | 8242.8668 | 11155.767 | 108.422 | 108.422 | 108.422 | 108.422 | 108.422 | 108.422 | 108.422 | 108.422 | 108.422 | 108.422 | 108.422 | 108.422 | 108.422 | 108.422 | 108.422 | 0.043927 | 0.0061225 | 9.6738e-13 | 0.00098591 | 0.00067897 | 5.1429e-09 | 2.1025e-06 | 1.1027e-22 | 6.0155e-08 | 3.8626e-11 | 3.2216e-05 | 3.808e-09 | 3.0778e-11 | 1.8998e-23 | 1.0779e-12 | 0.043927 | 0.05005 | 0.05005 | 0.044913 | 0.045592 | 0.044913 | 0.045594 | 0.045592 | 0.045594 | 0.044913 | 0.043959 | 0.043927 | 0.044913 | 0.043927 | 0.043927
455 | 150629.8555 | 15147.754 | 5845.4371 | 64910.4799 | 36051.4651 | 15131.124 | 11298.992 | 2857.9494 | 5529.5622 | 7781.5415 | 25832.3237 | 7899.6114 | 9411.5131 | 3886.3592 | 7070.1316 | n/a | 7997.7618 | 5223.5838 | 4515.6529 | 8838.9719 | 10157.8392 | 9024.4957 | 1873.9909 | 4183.7521 | 9376.226 | 4311.9147 | 4936.1599 | 6414.7594 | 3390.0876 | 5135.0849 | 144.6455 | 112.3951 | 112.3951 | 151.7356 | 176.909 | 126.8386 | 199.3461 | 149.0383 | 199.3461 | 142.5774 | 157.0819 | 111.1 | 113.0216 | 123.918 | 112.9572 | 167724.0969 | 10249.1097 | 4277.4054 | 69351.0366 | 30597.3419 | 13688.6498 | 5878.3234 | 5127.3952 | 4529.9075 | 4159.9715 | 26812.2355 | 5868.1135 | 6333.4189 | 4536.1776 | 5736.747 | 154985.6 | 17264.4715 | 9492.6892 | 70010.1756 | 36703.9 | 23382.389 | 14370.4191 | 6616.586 | 8181.2596 | 13315.7975 | 27869.9052 | 10560.5735 | 12639.6783 | 6217.8202 | 10581.2838 | 82.5517 | 82.5517 | 82.5517 | 82.5517 | 129.2 | 82.5517 | 129.2 | 129.2 | 129.2 | 82.5517 | 82.5517 | 82.5517 | 82.5517 | 82.5517 | 82.5517 | 0.016586 | 0.00020793 | 3.2009e-12 | 0.0018409 | 0.022954 | 1.2102e-11 | 4.4888e-06 | 5.0752e-23 | 4.4805e-08 | 3.3055e-14 | 0.0020202 | 9.0895e-08 | 4.8768e-08 | 4.4398e-14 | 7.2052e-11 | 0.016586 | 0.016793 | 0.016793 | 0.018426 | 0.041381 | 0.018426 | 0.041385 | 0.041381 | 0.041385 | 0.018426 | 0.018606 | 0.016586 | 0.018426 | 0.016586 | 0.016586
456 | 156235.7561 | 15654.856 | 5902.7304 | 67116.1652 | 37348.6254 | 15792.9723 | 12333.2035 | 2939.4392 | 6213.2192 | 8265.6412 | 26766.6942 | 8191.9377 | 9822.3716 | 3962.083 | 7427.9847 | n/a | 11829.6536 | 5513.8945 | 3991.8238 | 8853.114 | 9555.6668 | 7009.7871 | 2029.3646 | 4413.0614 | 7701.3928 | 4160.0202 | 6288.2009 | 4545.009 | 3603.7279 | 3232.7503 | 153.6231 | 120.4333 | 120.4333 | 160.9186 | 186.653 | 135.719 | 209.5874 | 158.1647 | 209.5874 | 151.8066 | 166.1104 | 119.6315 | 121.1741 | 132.2116 | 121.0078 | 168467.2908 | 11569.9807 | 4183.3334 | 69708.7741 | 30741.9242 | 14904.2144 | 5565.7218 | 5163.3339 | 4260.5743 | 4503.121 | 23441.2039 | 5932.0826 | 7016.7719 | 4514.182 | 6206.9866 | 158684.6 | 23244.3343 | 9642.6279 | 70167.0597 | 38237.8 | 23118.9813 | 12481.5 | 6602.9692 | 8635.0357 | 10930.1138 | 27091.2 | 12153.7835 | 11312.5809 | 7829.9099 | 9396.1369 | 120.5915 | 120.5915 | 120.5915 | 120.5915 | 120.5941 | 120.5915 | 184.62 | 120.5941 | 184.62 | 120.5915 | 145.87 | 120.5915 | 120.5915 | 120.5915 | 120.5915 | 0.048675 | 3.979e-10 | 2.2264e-12 | 0.0071983 | 0.019099 | 3.1365e-10 | 0.027585 | 6.2783e-22 | 5.7126e-07 | 1.2976e-07 | 0.026751 | 3.0276e-10 | 9.52e-05 | 1.6591e-21 | 8.4808e-07 | 0.048675 | 0.048675 | 0.048675 | 0.055874 | 0.074973 | 0.055874 | 0.10256 | 0.074973 | 0.10256 | 0.055874 | 0.075426 | 0.048675 | 0.055969 | 0.048675 | 0.048676
457 | 149983.0022 | 15298.1103 | 5797.9729 | 64653.3698 | 36097.7435 | 15188.11 | 11225.0042 | 2823.6739 | 5846.8685 | 7913.895 | 25548.5962 | 7844.0533 | 9490.7948 | 3791.7631 | 6895.1675 | n/a | 9043.9914 | 4296.0126 | 3981.9104 | 7857.7593 | 12418.9805 | 7986.8019 | 2100.8735 | 3926.2185 | 7059.6455 | 5009.3324 | 5051.3525 | 6295.6344 | 3858.2965 | 5452.8109 | 116.8976 | 82.2691 | 82.2691 | 124.5196 | 152.9373 | 94.3793 | 178.289 | 121.4461 | 178.289 | 112.1626 | 132.7608 | 76.5962 | 82.1674 | 95.2889 | 82.9042 | 165458.2698 | 10680.2032 | 4281.942 | 66810.7466 | 31723.1943 | 14561.1957 | 4877.3087 | 5145.2501 | 4224.2098 | 4757.9434 | 24595.0227 | 6136.9546 | 6103.5078 | 4718.8195 | 6047.7978 | 150417.7 | 19640.0946 | 8540.8546 | 65097.7422 | 36292.0547 | 26670.6762 | 12465.3118 | 7127.7236 | 7980.1283 | 11745.4888 | 25498.5 | 10950.907 | 11846.8423 | 8308.416 | 11161.4087 | 164.8 | 164.8 | 164.8 | 164.8 | 167.5667 | 164.8 | 167.5667 | 167.5667 | 167.5667 | 164.8 | 189.11 | 164.8 | 164.8 | 164.8 | 164.8 | 0.088445 | 8.5152e-07 | 9.3964e-10 | 0.030014 | 0.034567 | 2.664e-15 | 0.001011 | 2.4312e-26 | 1.1584e-06 | 2.3406e-10 | 0.046138 | 9.0953e-09 | 2.0803e-06 | 9.4817e-26 | 5.15e-13 | 0.088445 | 0.088446 | 0.088446 | 0.11846 | 0.15303 | 0.11846 | 0.15404 | 0.15303 | 0.15404 | 0.11846 | 0.13458 | 0.088445 | 0.11846 | 0.088445 | 0.088445
458 | 153703.6199 | 15572.3098 | 6038.0643 | 66166.0792 | 36742.3861 | 15288.171 | 11914.5824 | 3040.6269 | 5955.0949 | 8125.1502 | 26079.0952 | 7789.4006 | 9605.2102 | 4066.5032 | 6974.0366 | n/a | 9513.2864 | 5338.7625 | 2878.0665 | 10206.0791 | 11944.3014 | 9018.0014 | 1876.2904 | 4267.0335 | 6922.496 | 3625.9986 | 7750.9645 | 6529.769 | 3461.9828 | 5347.4969 | 122.2731 | 88.5033 | 88.5033 | 129.7041 | 157.1181 | 101.0453 | 181.5697 | 126.7451 | 181.5697 | 118.1972 | 137.2023 | 83.8935 | 88.571 | 101.0609 | 89.1159 | 166357.0615 | 11070.4775 | 4034.3372 | 69030.6067 | 31426.1215 | 13611.6465 | 4737.1835 | 5089.9081 | 4129.2389 | 4317.3352 | 23271.9604 | 5716.9467 | 7128.2958 | 4634.1448 | 6022.3374 | 157621.9883 | 20516.1639 | 9373.0998 | 67689 | 39206.3274 | 24955.4479 | 13724.2849 | 6921.7985 | 8385.3724 | 10986.1313 | 25922.659 | 13121.1112 | 13628.0647 | 7545.3276 | 11279.6343 | 75.9576 | 75.9576 | 75.9576 | 85.3124 | 85.3124 | 85.3124 | 85.3124 | 85.3124 | 85.3124 | 85.3124 | 207.5091 | 85.3124 | 85.3124 | 75.9576 | 75.9576 | 0.023121 | 2.3579e-07 | 4.7488e-11 | 0.017614 | 0.0047441 | 3.7361e-13 | 0.00025185 | 2.0893e-22 | 3.3983e-07 | 4.0597e-08 | 0.053941 | 1.2329e-13 | 2.4205e-09 | 4.0069e-19 | 5.44e-13 | 0.023121 | 0.023122 | 0.023122 | 0.040735 | 0.045479 | 0.040735 | 0.045731 | 0.045479 | 0.045732 | 0.040735 | 0.077063 | 0.023121 | 0.040735 | 0.023121 | 0.023121
459 | 154859.0651 | 15343.609 | 5820.6347 | 66578.6746 | 36915.2594 | 15440.8638 | 11836.561 | 2951.6787 | 6121.131 | 7992.8026 | 26341.0289 | 8314.7251 | 9905.1349 | 4017.7202 | 7300.0318 | n/a | 11088.4782 | 6907.3827 | 4645.7544 | 8980.1243 | 9461.9263 | 9819.1052 | 2175.92 | 4196.8467 | 6952.5695 | 4237.811 | 7023.3722 | 7646.8974 | 4857.351 | 3989.5462 | 150.1412 | 118.6305 | 118.6305 | 157.0666 | 181.344 | 133.5225 | 202.9772 | 154.4718 | 202.9772 | 148.6974 | 161.7164 | 118.3476 | 119.4203 | 129.7407 | 119.1725 | 161892.599 | 10588.5821 | 4274.7014 | 67167.7422 | 29916.9 | 14566.8426 | 4715.4643 | 5148.359 | 4074.9465 | 4512.9826 | 24615.3033 | 5816.1856 | 6574.0847 | 4583.8774 | 6144.0255 | 156681.7813 | 20702.5603 | 11182.0841 | 71219.0788 | 38948.2065 | 23799.6689 | 14614.9518 | 7324.279 | 8230.4932 | 11236.4521 | 27338.2144 | 12839.5577 | 14220.982 | 9441.2284 | 9338.9717 | 135.8359 | 135.8359 | 135.8359 | 135.8359 | 135.8359 | 135.8359 | 135.8359 | 135.8359 | 135.8359 | 135.8359 | 135.8359 | 135.8359 | 135.8359 | 135.8359 | 135.8359 | 0.05839 | 7.0114e-08 | 4.414e-17 | 0.0026523 | 0.0069794 | 1.4186e-11 | 1.5601e-05 | 1.1654e-25 | 2.0572e-06 | 4.986e-09 | 0.0098818 | 2.8761e-11 | 1.2395e-09 | 6.9825e-29 | 4.747e-07 | 0.05839 | 0.05839 | 0.05839 | 0.061042 | 0.068021 | 0.061042 | 0.068037 | 0.068021 | 0.068039 | 0.061042 | 0.068271 | 0.05839 | 0.061042 | 0.05839 | 0.05839
460 | 150968.9353 | 15094.1859 | 5693.3147 | 65054.8435 | 36132.8153 | 15193.1464 | 11495.7151 | 2925.2743 | 5772.5077 | 7757.322 | 25895.4042 | 8218.1545 | 9582.0009 | 3882.8898 | 6863.1996 | n/a | 8026.3592 | 6377.2022 | 3861.4269 | 7413.4138 | 7213.0296 | 7819.0738 | 2291.249 | 3408.1266 | 8147.0659 | 3666.2377 | 6956.4262 | 4709.9679 | 3177.9597 | 4420.2384 | 125.074 | 94.151 | 94.151 | 131.8756 | 156.5049 | 106.7953 | 178.4653 | 129.2264 | 178.4653 | 122.1997 | 137.8883 | 91.391 | 94.4772 | 105.4291 | 94.7011 | 168954.4213 | 10640.7599 | 4184.1307 | 70226.9867 | 32572.2379 | 14720.2351 | 5357.0232 | 5082.1697 | 4519.4113 | 5235.2545 | 26142.97 | 5528.7961 | 6933.8822 | 4683.2997 | 6434.1857 | 154544.3765 | 17180.3466 | 9185.4604 | 70764.9072 | 39558.5542 | 21250.4059 | 13284.0995 | 7308.8187 | 7904.2379 | 13317.6204 | 26479.2 | 11867.0635 | 9705.4 | 7253.5594 | 9495.145 | 81.0359 | 81.0359 | 81.0359 | 81.0359 | 81.0359 | 81.0359 | 81.0359 | 81.0359 | 81.0359 | 81.0359 | 91.655 | 81.0359 | 92.0205 | 81.0359 | 81.0359 | 0.027568 | 0.00022041 | 4.7663e-12 | 0.0012598 | 0.0019413 | 4.2468e-09 | 0.00022258 | 6.2349e-26 | 1.0215e-06 | 2.6586e-14 | 0.017873 | 1.4121e-09 | 0.023277 | 2.26e-19 | 7.0093e-09 | 0.027568 | 0.027788 | 0.027788 | 0.028828 | 0.030769 | 0.028828 | 0.030992 | 0.030769 | 0.030993 | 0.028828 | 0.045441 | 0.027568 | 0.052104 | 0.027568 | 0.027568
461 | 154964.8189 | 16201.6815 | 6027.0886 | 66625.8962 | 37153.961 | 15402.5572 | 11943.6839 | 2931.9436 | 5876.8272 | 8187.3098 | 26325.1218 | 8146.1692 | 9826.0511 | 4058.6129 | 7110.9615 | n/a | 10683.2013 | 5189.0476 | 4905.4456 | 9308.5152 | 12163.0162 | 7944.8121 | 1661.8572 | 4386.5628 | 6675.9564 | 3358.3233 | 5941.6028 | 5425.2512 | 3974.954 | 4504.6365 | 115.3267 | 81.7391 | 81.7391 | 122.7192 | 150.2124 | 93.6572 | 174.7383 | 119.747 | 174.7383 | 110.8613 | 130.5861 | 76.4533 | 81.6797 | 94.3348 | 82.3535 | 166764.3678 | 10340.2592 | 4401.7145 | 69351.8586 | 30188.4782 | 13607.0922 | 5145.2579 | 5019.3463 | 4177.9804 | 3842.8276 | 25156.8378 | 5673.454 | 6339.0204 | 4470.5822 | 6082.58 | 158617.6067 | 20851.9605 | 9549.8621 | 71717.5042 | 37892.2934 | 25281.5084 | 12974.57 | 6681.2036 | 8553.6432 | 10275.584 | 26833.5 | 11369.6568 | 11639.8716 | 8219.1362 | 10561.2165 | 74.9104 | 74.9104 | 74.9104 | 74.9104 | 105.7665 | 74.9104 | 105.7665 | 105.7665 | 105.7665 | 74.9104 | 93.03 | 74.9104 | 74.9104 | 74.9104 | 74.9104 | 0.027839 | 7.5366e-07 | 1.4147e-11 | 0.0020108 | 0.021679 | 2.6025e-13 | 0.0022772 | 1.9191e-22 | 8.8648e-08 | 1.7958e-06 | 0.020255 | 9.2276e-09 | 2.5887e-05 | 1.7976e-22 | 1.1435e-10 | 0.027839 | 0.027839 | 0.027839 | 0.029849 | 0.051529 | 0.029849 | 0.053806 | 0.051529 | 0.053806 | 0.029851 | 0.048093 | 0.027839 | 0.029875 | 0.027839 | 0.027839
462 | 156731.3476 | 15715.1008 | 6006.1429 | 67293.1345 | 37439.3806 | 15581.5143 | 12126.2845 | 3033.1284 | 6179.3846 | 7946.5657 | 26729.2605 | 8170.9872 | 9825.8815 | 3996.4039 | 7234.9887 | n/a | 11207.3475 | 5352.9459 | 4321.8507 | 8282.4179 | 7447.6224 | 8381.3566 | 1786.6898 | 4396.376 | 7348.2733 | 4141.5545 | 5233.2053 | 6217.5292 | 3530.1922 | 5573.075 | 104.9081 | 69.6483 | 69.6483 | 112.6724 | 142.1183 | 80.7301 | 168.3954 | 109.4777 | 168.3954 | 99.1625 | 121.983 | 62.2979 | 69.2602 | 83.1434 | 70.3066 | 164664.2503 | 10371.285 | 4200.4595 | 65105.8833 | 29281.9474 | 14465.5499 | 4940.8004 | 5230.8616 | 4172.5896 | 4363.6009 | 26631.3695 | 5927.724 | 5754.4116 | 4648.9685 | 6000.8407 | 157619.6 | 20784.4325 | 9489.0054 | 67193.134 | 36951.0653 | 20721.9724 | 13202.657 | 6973.1514 | 8472.6656 | 10951.4743 | 30168.624 | 10730.1293 | 11946.6408 | 7610.8607 | 11560.3157 | 142.99 | 142.99 | 142.99 | 187.6831 | 238.1479 | 187.6831 | 238.1479 | 238.1479 | 238.1479 | 187.6831 | 142.99 | 187.6831 | 187.6831 | 142.99 | 142.99 | 0.077614 | 1.941e-07 | 1.6827e-11 | 0.039554 | 0.062566 | 6.635e-08 | 0.0020973 | 9.1602e-23 | 9.6989e-07 | 1.4695e-08 | 0.00029407 | 2.2788e-07 | 7.5106e-06 | 4.3325e-20 | 1.1995e-12 | 0.077614 | 0.077614 | 0.077614 | 0.11717 | 0.17973 | 0.11717 | 0.18183 | 0.17973 | 0.18183 | 0.11717 | 0.077908 | 0.077614 | 0.11717 | 0.077614 | 0.077614
463 | 154085.7966 | 15373.5413 | 5675.5611 | 66266.0189 | 36945.4821 | 15185.6457 | 11900.2033 | 3018.0246 | 6137.0342 | 7498.8497 | 26348.2368 | 7745.4957 | 9664.6278 | 4170.2201 | 7178.2972 | n/a | 8003.9873 | 6408.1388 | 3861.7524 | 9870.8906 | 11348.4631 | 8425.3828 | 1693.8272 | 4421.7917 | 4551.0516 | 3938.5991 | 6733.0592 | 5222.481 | 4009.3615 | 5311.2194 | 83.9152 | 47.317 | 47.317 | 91.9801 | 123.4463 | 56.6101 | 151.5401 | 88.5489 | 151.5401 | 76.3168 | 103.27 | 36.9034 | 46.4107 | 61.7451 | 48.0208 | 160869.8217 | 10018.6974 | 4197.7876 | 63607.4592 | 31247.8045 | 12783.3345 | 5101.5871 | 5025.2825 | 4377.7701 | 4049.0151 | 23617.5112 | 5547.4218 | 5424.4229 | 4775.9834 | 6073.2834 | 155704.1217 | 17958.2848 | 10541.5264 | 66103.3115 | 40066.4952 | 24012.8975 | 13503.0699 | 6713.5096 | 8775.6618 | 8600.0667 | 25499.8102 | 12161.581 | 10608.9039 | 8724.045 | 11384.5028 | 102.0449 | 102.0449 | 102.0449 | 186.1655 | 186.1655 | 186.1655 | 186.1655 | 186.1655 | 186.1655 | 186.1655 | 223.5381 | 186.1655 | 186.1655 | 102.0449 | 102.0449 | 0.062041 | 7.0376e-05 | 4.8713e-16 | 0.04084 | 0.0027077 | 2.874e-12 | 0.00044866 | 1.3961e-21 | 1.8287e-07 | 0.00012281 | 0.11064 | 1.0489e-11 | 0.00080861 | 8.6035e-24 | 1.9392e-12 | 0.062041 | 0.062111 | 0.062111 | 0.10288 | 0.10559 | 0.10288 | 0.10604 | 0.10559 | 0.10604 | 0.103 | 0.17268 | 0.062041 | 0.10369 | 0.062041 | 0.062041
464 | 156845.3838 | 16240.4353 | 5993.5736 | 67405.5662 | 37609.6932 | 15751.853 | 11846.5264 | 3146.0831 | 6078.0493 | 7960.5618 | 26631.8436 | 8322.6122 | 10103.954 | 4176.8076 | 7318.0983 | n/a | 7521.9474 | 5479.2652 | 4360.1161 | 9658.3462 | 10134.3606 | 9974.4275 | 2729.6046 | 3197.2969 | 7653.1626 | 3831.4947 | 5914.4061 | 6279.96 | 3348.3726 | 3819.5417 | 99.5896 | 61.7786 | 61.7786 | 107.9187 | 139.9618 | 72.5202 | 168.5636 | 104.4334 | 168.5636 | 92.5834 | 118.7435 | 52.4572 | 61.1022 | 76.4676 | 62.4951 | 165754.4959 | 10727.3508 | 4376.205 | 68351.9605 | 29541.7068 | 13593.305 | 5263.5567 | 4980.784 | 4118.5569 | 4264.1182 | 24309.4537 | 5815.4289 | 6760.4578 | 4821.6519 | 5752.9949 | 158918.3 | 17636.5982 | 9846.3702 | 69339.5236 | 37834.7 | 22941.9657 | 13992.4842 | 7710.3886 | 6210.1539 | 11810.5808 | 27672.0056 | 11050.835 | 12159.2178 | 8095.0245 | 9371.8366 | 97.15 | 97.15 | 97.15 | 97.15 | 162.11 | 97.15 | 162.11 | 162.11 | 162.11 | 97.15 | 97.15 | 97.15 | 97.15 | 97.15 | 97.15 | 0.054697 | 0.0016179 | 1.5725e-12 | 0.014604 | 0.033906 | 4.2187e-10 | 9.4301e-05 | 3.567e-25 | 0.037075 | 2.3889e-10 | 0.0094332 | 1.2915e-07 | 1.2285e-05 | 9.3827e-21 | 4.4979e-07 | 0.054697 | 0.056315 | 0.056315 | 0.069302 | 0.10321 | 0.069302 | 0.1033 | 0.10321 | 0.14038 | 0.069302 | 0.064131 | 0.054698 | 0.069314 | 0.054697 | 0.054698
465 | 148901.9819 | 15056.4289 | 5444.2119 | 64233.1961 | 35760.5914 | 15013.0584 | 11310.3339 | 3078.9086 | 5907.1229 | 7910.1826 | 25313.3373 | 7792.4407 | 9586.8596 | 3993.142 | 6784.1889 | n/a | 10884.2971 | 6076.2638 | 5087.7996 | 9477.9051 | 7044.2953 | 6907.5424 | 1917.9599 | 3641.242 | 7880.1952 | 3296.6736 | 5761.1185 | 5950.7941 | 4373.0356 | 5510.404 | 47.3388 | 6.1978 | 6.1978 | 56.4159 | 93.486 | 12.4871 | 126.6086 | 52.342 | 126.6086 | 35.7214 | 72.1665 | -10.7471 | 4.2317 | 23.2085 | 7.0276 | 166267.0706 | 10154.7411 | 4109.3997 | 67102.5574 | 30607.7086 | 13954.8577 | 5496.8133 | 5167.9021 | 4335.6093 | 3888.9882 | 25090.2553 | 5820.0339 | 7294.7142 | 4598.6824 | 5894.0949 | 149914.3 | 19810.8382 | 9009.9634 | 65546.457 | 37993.6138 | 20459.953 | 11934.2556 | 6701.062 | 7788.3513 | 11598.9834 | 26744.8289 | 11212.1525 | 10299.9083 | 8803.118 | 11361.8989 | 109.85 | 109.85 | 109.85 | 109.85 | 109.85 | 109.85 | 109.85 | 109.85 | 109.85 | 109.85 | 109.85 | 109.85 | 109.85 | 109.85 | 109.85 | 0.073731 | 2.5164e-07 | 9.9542e-13 | 0.019174 | 0.0055044 | 1.7813e-08 | 0.0064805 | 8.0794e-21 | 4.3166e-06 | 4.6944e-10 | 0.0047933 | 1.7254e-09 | 0.0020371 | 5.1606e-26 | 5.3354e-14 | 0.073731 | 0.073731 | 0.073731 | 0.092905 | 0.09841 | 0.092905 | 0.10489 | 0.09841 | 0.10489 | 0.092905 | 0.078524 | 0.073731 | 0.094942 | 0.073731 | 0.073731
466 | 150231.6638 | 15263.8864 | 5555.6333 | 64745.8263 | 35887.9954 | 15028.714 | 11306.2563 | 3016.1536 | 5678.3584 | 7664.4116 | 25391.6137 | 7667.9644 | 9766.8003 | 3809.0889 | 6887.2573 | n/a | 9180.7057 | 6129.997 | 4224.3308 | 11662.62 | 9193.6608 | 8796.3163 | 2712.7372 | 5123.9035 | 6691.7992 | 4829.4139 | 5625.2776 | 4769.3822 | 3831.0999 | 5329.0562 | 109.849 | 74.8312 | 74.8312 | 117.5586 | 146.5979 | 86.3378 | 172.5089 | 114.412 | 172.5089 | 104.5134 | 126.4369 | 68.1623 | 74.5599 | 88.1383 | 75.4803 | 165717.4626 | 9569.6651 | 4128.1105 | 69946.2608 | 30580.4404 | 13929.2957 | 5288.1431 | 4974.9567 | 4424.771 | 3982.2787 | 23637.8905 | 5861.4934 | 6369.6948 | 4599.8469 | 5762.6511 | 152698.9 | 18647.5708 | 10238.1075 | 67203.1147 | 38850.5604 | 21820.1565 | 13031.0594 | 7572.6939 | 8645.5745 | 10557.878 | 27562.7188 | 11155.371 | 9857.9 | 8348.0468 | 10470.0073 | 84.3158 | 84.3158 | 84.3158 | 84.3158 | 84.3158 | 84.3158 | 84.3158 | 84.3158 | 84.3158 | 84.3158 | 84.3158 | 84.3158 | 104.13 | 84.3158 | 84.3158 | 0.047111 | 9.1209e-06 | 8.4168e-16 | 0.010757 | 0.0028809 | 5.0628e-10 | 0.0002463 | 3.991e-26 | 1.3236e-08 | 1.5055e-08 | 0.0015632 | 9.2817e-10 | 0.026792 | 9.2949e-26 | 2.7749e-11 | 0.047111 | 0.04712 | 0.04712 | 0.057868 | 0.060749 | 0.057868 | 0.060995 | 0.060749 | 0.060996 | 0.057868 | 0.048675 | 0.047111 | 0.08466 | 0.047111 | 0.047111
467 | 149671.9243 | 15441.4622 | 6086.0128 | 64541.2746 | 35860.2922 | 15037.8245 | 11515.2385 | 2801.5128 | 6006.5205 | 7509.8252 | 25490.959 | 8016.1595 | 9694.3189 | 3818.6619 | 7136.9428 | n/a | 8246.8739 | 5773.2356 | 4480.3349 | 8129.6236 | 9603.6873 | 9509.8495 | 1879.4425 | 4729.4176 | 10094.3058 | 4750.646 | 6325.5913 | 7131.5598 | 4002.8122 | 4350.5035 | 97.6091 | 61.2242 | 61.2242 | 105.6236 | 136.3939 | 71.7178 | 163.8588 | 102.2779 | 163.8588 | 90.9833 | 115.9245 | 52.4523 | 60.609 | 75.3292 | 61.9122 | 166679.0339 | 9769.6752 | 4206.7477 | 69905.1151 | 31350.2902 | 14256.8866 | 5336.0383 | 5042.3361 | 4367.9059 | 4719.4988 | 25420.7291 | 5757.7274 | 7218.337 | 4773.9271 | 5967.056 | 153677.9 | 16465.3491 | 9979.9832 | 68610.1408 | 37200.2 | 21980.674 | 14738.3879 | 6895.4787 | 9015.1235 | 14653.6045 | 29695.1751 | 11218.8187 | 13893.7968 | 8764.7393 | 8811.3972 | 58.8 | 58.8 | 58.8 | 58.8 | 60.8485 | 58.8 | 60.8485 | 60.8485 | 60.8485 | 58.8 | 58.8 | 58.8 | 58.8 | 58.8 | 58.8 | 0.020363 | 0.0034257 | 1.7604e-12 | 0.0034887 | 0.012343 | 3.4228e-10 | 3.4233e-06 | 2.4256e-25 | 2.4463e-08 | 2.8088e-18 | 7.2292e-05 | 7.9547e-09 | 1.37e-09 | 8.3727e-28 | 2.8954e-06 | 0.020363 | 0.023789 | 0.023789 | 0.023852 | 0.036195 | 0.023852 | 0.036199 | 0.036195 | 0.036199 | 0.023852 | 0.020436 | 0.020363 | 0.023852 | 0.020363 | 0.020366
468 | 150881.1525 | 15236.7884 | 5806.4107 | 65016.9169 | 36255.6117 | 15345.1329 | 11629.2546 | 2996.9282 | 5935.2821 | 7977.0118 | 25669.9962 | 8132.0238 | 9889.7828 | 3917.93 | 7040.2032 | n/a | 10096.0903 | 5460.5806 | 3915.4928 | 7054.8119 | 9814.8932 | 8067.596 | 1846.8033 | 4626.1976 | 8887.6398 | 3552.25 | 6149.5241 | 5910.597 | 3623.3256 | 5519.3285 | 129.379 | 96.6716 | 96.6716 | 136.5737 | 162.7295 | 109.7879 | 186.0526 | 133.7582 | 186.0526 | 126.1482 | 143.123 | 93.4277 | 96.9579 | 108.6496 | 97.2559 | 173144.8735 | 9991.1437 | 4051.9606 | 76767.3425 | 32944.9509 | 15324.579 | 4987.977 | 5180.4178 | 4110.0515 | 4595.8984 | 24090.281 | 5638.4258 | 7085.8466 | 4752.7632 | 6257.2037 | 153944.9 | 18642.634 | 8300.4412 | 70484.6771 | 36693.9 | 23374.4722 | 12247.992 | 6982.2211 | 8626.149 | 12190.7382 | 26405.531 | 11315.7499 | 11077.5436 | 8279.2888 | 11717.1322 | 90.2706 | 90.2706 | 90.2706 | 90.2706 | 143.04 | 90.2706 | 143.04 | 143.04 | 143.04 | 90.2706 | 90.2706 | 90.2706 | 90.2706 | 90.2706 | 90.2706 | 0.038432 | 8.4996e-06 | 4.8439e-09 | 0.0014658 | 0.027854 | 2.9235e-11 | 0.006921 | 2.9719e-23 | 9.4138e-08 | 4.1874e-11 | 0.01411 | 1.0864e-08 | 0.00033304 | 3.2837e-24 | 8.1414e-14 | 0.038432 | 0.03844 | 0.03844 | 0.039898 | 0.067752 | 0.039898 | 0.074673 | 0.067752 | 0.074673 | 0.039898 | 0.052541 | 0.038432 | 0.040231 | 0.038432 | 0.038432
469 | 153699.7845 | 15521.0033 | 6041.8994 | 66099.7054 | 36782.5598 | 15485.3315 | 11890.0682 | 2970.7325 | 6137.3577 | 7970.9831 | 26344.7846 | 8033.8349 | 9786.0084 | 3993.9246 | 7088.0705 | n/a | 10473.678 | 5539.5198 | 2927.0609 | 11439.3925 | 10973.4469 | 8636.7385 | 2024.8677 | 4886.8031 | 9887.0436 | 4038.3477 | 6135.9634 | 8120.878 | 2948.6401 | 4729.2997 | 96.9347 | 61.0274 | 61.0274 | 104.8439 | 135.1883 | 71.4369 | 162.2726 | 101.5448 | 162.2726 | 90.4356 | 114.97 | 52.4384 | 60.4326 | 74.9371 | 61.7059 | 158712.745 | 11042.0864 | 4204.0568 | 60151.3616 | 25907.7064 | 14267.51 | 4850.5237 | 5099.3437 | 3989.5224 | 3976.0694 | 26039.1564 | 6155.726 | 6785.8324 | 4786.9935 | 6319.5715 | 154089.045 | 21467.3644 | 9695.1766 | 61444.4225 | 36374.0989 | 25001.8569 | 13365.7622 | 7076.9114 | 8876.3255 | 13863.113 | 29912.5041 | 12052.5894 | 14831.6104 | 7559.9335 | 10336.0712 | 158.0009 | 158.0009 | 158.0009 | 237.4266 | 237.5569 | 237.4266 | 237.5569 | 237.5569 | 237.5569 | 237.4266 | 158.0009 | 237.4266 | 237.4266 | 158.0009 | 158.0009 | 0.090112 | 1.9266e-08 | 6.6191e-12 | 0.38523 | 0.058781 | 7.6057e-13 | 0.00064004 | 4.3746e-24 | 1.151e-07 | 1.108e-14 | 0.00022646 | 1.5882e-10 | 5.2386e-11 | 7.3298e-20 | 3.4052e-10 | 0.090112 | 0.090112 | 0.090112 | 0.47534 | 0.53412 | 0.47534 | 0.53476 | 0.53412 | 0.53476 | 0.47534 | 0.090338 | 0.090112 | 0.47534 | 0.090112 | 0.090112
470 | 152698.5301 | 15398.4216 | 5658.2579 | 65739.2147 | 36467.6014 | 15475.9587 | 11512.2947 | 3093.1723 | 5972.2875 | 7818.9105 | 26097.9485 | 8031.5633 | 9890.3317 | 4013.0879 | 7134.3649 | n/a | 8632.1975 | 4877.5797 | 5051.2468 | 6804.6724 | 7804.7757 | 8408.9848 | 2036.8825 | 4944.3285 | 7924.1732 | 3448.0511 | 5255.5647 | 6803.5048 | 3611.736 | 5291.3319 | 133.3035 | 99.7971 | 99.7971 | 140.6737 | 167.4408 | 113.3014 | 191.3085 | 137.793 | 191.3085 | 130.0437 | 147.3332 | 96.5592 | 100.1058 | 112.0548 | 100.395 | 165030.41 | 9755.0324 | 4185.6728 | 65887.1922 | 31497.3506 | 14102.941 | 5247.7329 | 5152.5736 | 4006.0476 | 4296.0945 | 25860.006 | 6154.0951 | 6526.451 | 4708.7029 | 6061.7613 | 156728.2227 | 17183.5299 | 9063.2524 | 68922.539 | 37781.223 | 21821.5166 | 13557.6177 | 7176.4561 | 8899.0761 | 12203.4678 | 28031.7571 | 11340.2598 | 12118.7558 | 8159.5389 | 10820.6932 | 81.0465 | 81.0465 | 81.0465 | 81.0465 | 81.0465 | 81.0465 | 81.0465 | 81.0465 | 81.0465 | 81.0465 | 81.0465 | 81.0465 | 81.0465 | 81.0465 | 81.0465 | 0.021175 | 0.00051579 | 7.3782e-12 | 0.0063704 | 0.012889 | 2.6988e-09 | 0.000106 | 4.2361e-23 | 3.3255e-08 | 1.1758e-11 | 0.0024306 | 4.9059e-09 | 5.1596e-06 | 1.2427e-22 | 3.197e-11 | 0.021175 | 0.021691 | 0.021691 | 0.027545 | 0.040434 | 0.027545 | 0.04054 | 0.040434 | 0.04054 | 0.027545 | 0.023606 | 0.021175 | 0.027551 | 0.021175 | 0.021175
471 | 156060.583 | 15785.5652 | 5881.3528 | 67049.5621 | 37297.5722 | 15532.1515 | 12107.0397 | 3057.1495 | 6200.331 | 8061.5952 | 26454.7886 | 8285.2192 | 9956.4843 | 4067.7942 | 7257.0674 | n/a | 8896.261 | 6148.9816 | 3900.9833 | 8610.5498 | 7516.7921 | 7645.9738 | 1907.5268 | 4165.5903 | 6996.7947 | 2738.989 | 6911.2393 | 7128.145 | 3098.7783 | 6413.6961 | 96.3477 | 59.8053 | 59.8053 | 104.3974 | 135.3618 | 70.1954 | 163.0007 | 101.0294 | 163.0007 | 89.5831 | 114.8525 | 50.8077 | 59.1536 | 73.9998 | 60.4977 | 163197.7824 | 10601.1704 | 4158.443 | 67348.7047 | 31121.391 | 13933.504 | 5065.8549 | 5108.023 | 4163.7204 | 4683.6393 | 23284.2362 | 5749.0225 | 6560.3343 | 4633.7398 | 5969.4365 | 155441.8824 | 19497.4314 | 10307.4247 | 68565.488 | 38255.0409 | 20977.4961 | 12630.2287 | 6970.6499 | 8287.6107 | 11407.834 | 23669.7252 | 12460.0618 | 13492.1793 | 7574.118 | 12046.5326 | 199.1536 | 199.1536 | 199.1536 | 199.1536 | 199.1536 | 199.1536 | 199.1536 | 199.1536 | 199.1536 | 199.1536 | 229.1971 | 199.1536 | 199.1536 | 199.1536 | 199.1536 | 0.12204 | 5.4566e-06 | 2.5216e-14 | 0.017852 | 0.017987 | 2.9035e-08 | 0.0096798 | 1.8266e-22 | 2.5784e-06 | 3.4728e-09 | 0.89564 | 1.3775e-10 | 3.0183e-08 | 2.9836e-19 | 9.7062e-14 | 0.12204 | 0.12204 | 0.12204 | 0.13989 | 0.15788 | 0.13989 | 0.16756 | 0.15788 | 0.16756 | 0.13989 | 1.0177 | 0.12204 | 0.13989 | 0.12204 | 0.12204
472 | 149819.9136 | 15386.3424 | 5658.3495 | 64563.1473 | 35980.3846 | 15047.3045 | 11666.0666 | 2975.7451 | 6027.558 | 7620.6184 | 25344.5055 | 7678.4563 | 9635.6596 | 3996.3611 | 6963.7348 | n/a | 8632.9882 | 6843.4961 | 4468.2646 | 5272.6507 | 14787.4532 | 9974.2159 | 1614.0577 | 4084.7097 | 8307.0393 | 5271.4244 | 6803.2295 | 5571.8045 | 3223.9766 | 4443.7647 | 141.3079 | 108.4577 | 108.4577 | 148.5312 | 174.3905 | 122.6366 | 197.4426 | 145.7559 | 197.4426 | 138.8068 | 154.3693 | 106.4666 | 108.9744 | 120.2965 | 109.0352 | 163261.9399 | 9236.0535 | 4279.3009 | 64593.6069 | 29268.1968 | 13733.3389 | 5105.6973 | 5188.6652 | 4230.0362 | 4300.9715 | 26977.1197 | 5680.2515 | 5468.7159 | 4681.066 | 6079.5991 | 154890.7 | 17407.3417 | 11087.497 | 66546.9716 | 33131.3475 | 28289.9921 | 14999.7133 | 6407.2229 | 8234.546 | 12476.9108 | 31140.0441 | 12383.7809 | 10579.5204 | 7893.4426 | 10523.3639 | 70.3738 | 70.3738 | 70.3738 | 80.8038 | 261.5858 | 80.8038 | 261.5858 | 261.5858 | 261.5858 | 80.8038 | 70.3738 | 80.8038 | 80.8038 | 70.3738 | 70.3738 | 0.010275 | 0.00028635 | 1.04e-17 | 0.013655 | 0.33867 | 1.8724e-17 | 2.8125e-06 | 1.8928e-20 | 1.1166e-06 | 5.9318e-13 | 6.1345e-06 | 1.9995e-12 | 0.00080063 | 1.7405e-21 | 3.9993e-11 | 0.010275 | 0.010561 | 0.010561 | 0.02393 | 0.3626 | 0.02393 | 0.3626 | 0.3626 | 0.3626 | 0.02393 | 0.010281 | 0.010275 | 0.024731 | 0.010275 | 0.010275
473 | 155656.0703 | 16043.4695 | 5965.8688 | 66905.5297 | 37171.168 | 15615.5172 | 12065.2556 | 3028.2526 | 6307.2828 | 8132.0864 | 26410.1085 | 8380.6361 | 9679.5892 | 4279.6536 | 7263.4449 | n/a | 6445.8096 | 4980.7492 | 3652.4628 | 6862.0445 | 10649.0514 | 7425.2415 | 1398.3714 | 4706.5356 | 8442.8195 | 4066.6153 | 5116.4196 | 6239.0483 | 4571.5301 | 6109.8073 | 124.1657 | 92.5665 | 92.5665 | 131.1168 | 156.4163 | 105.165 | 178.9763 | 128.3929 | 178.9763 | 120.99 | 137.4982 | 89.3401 | 92.8264 | 104.1526 | 93.1317 | 164709.9773 | 9513.7389 | 4232.1321 | 69596.3008 | 30181.841 | 15020.3345 | 4848.3988 | 5179.7058 | 4176.6103 | 4821.4969 | 24455.6358 | 5728.5885 | 7757.2381 | 4689.9509 | 6062.5594 | 157723.9773 | 15769.1485 | 9148.4814 | 70615.3636 | 36487.8855 | 24565.3859 | 11823.2403 | 6578.0771 | 8432.7459 | 13054.5163 | 26889.351 | 10684.4082 | 13572.8864 | 9080.781 | 11869.1666 | 110.2035 | 217.7054 | 217.7054 | 110.2035 | 234.6245 | 110.2035 | 268.4645 | 234.6245 | 268.4645 | 110.2035 | 110.2035 | 110.2035 | 110.2035 | 110.2035 | 110.2035 | 0.054443 | 0.074251 | 9.6638e-11 | 0.0047698 | 0.074303 | 3.9805e-12 | 0.081005 | 9.4219e-21 | 2.5532e-06 | 2.0651e-12 | 0.021189 | 1.0098e-06 | 4.6721e-09 | 2.2143e-24 | 2.7655e-13 | 0.054443 | 0.12869 | 0.12869 | 0.059213 | 0.13352 | 0.059213 | 0.21452 | 0.13352 | 0.21452 | 0.059213 | 0.075632 | 0.054444 | 0.059213 | 0.054443 | 0.054443
474 | 155516.3017 | 15750.591 | 5825.1877 | 66842.958 | 37192.8104 | 15205.6377 | 11767.1483 | 2945.7564 | 6007.9022 | 8178.0389 | 26348.1516 | 8103.6827 | 9831.4819 | 4243.2078 | 7288.438 | n/a | 5063.1885 | 6688.0385 | 3371.4451 | 6315.9031 | 8789.5005 | 7171.8296 | 1709.8379 | 3678.0666 | 5518.7694 | 4388.6347 | 7205.9707 | 6185.8817 | 3627.7094 | 4444.1361 | 172.6239 | 145.4489 | 145.4489 | 178.5862 | 197.9643 | 162.1083 | 215.2057 | 176.5475 | 215.2057 | 174.2026 | 179.7878 | 150.0142 | 146.9996 | 154.3035 | 145.8808 | 162572.4832 | 10455.0624 | 4331.6354 | 67854.7845 | 30775.5499 | 14512.7232 | 5452.1106 | 5183.4628 | 4345.7175 | 4171.4131 | 22180.7104 | 6276.858 | 6565.8212 | 4595.7826 | 6093.9503 | 156653.9 | 15501.851 | 11010.5738 | 68292.5296 | 36889.253 | 22488.3237 | 12623.9402 | 6880.3007 | 8023.7841 | 9559.5825 | 26119.3 | 12799.5288 | 11944.4029 | 8140.092 | 10538.0863 | 174.52 | 218.6745 | 218.6745 | 174.52 | 284.7736 | 174.52 | 284.7736 | 284.7736 | 284.7736 | 174.52 | 261.22 | 174.52 | 174.52 | 174.52 | 174.52 | 0.072031 | 0.071578 | 1.4157e-16 | 0.018405 | 0.053466 | 1.7175e-10 | 0.0035831 | 2.3978e-23 | 2.6602e-06 | 5.1854e-05 | 0.059853 | 7.3013e-12 | 7.7894e-06 | 2.2978e-20 | 5.6174e-10 | 0.072031 | 0.14361 | 0.14361 | 0.090436 | 0.1439 | 0.090436 | 0.14748 | 0.1439 | 0.14749 | 0.090487 | 0.13188 | 0.072031 | 0.090443 | 0.072031 | 0.072031
475 | 153394.1441 | 15422.7181 | 5528.8252 | 65999.6371 | 36750.9035 | 15531.6152 | 11951.9468 | 2978.3734 | 6136.2184 | 8066.3527 | 26335.2116 | 8420.8342 | 9701.4788 | 4110.6275 | 7194.5765 | n/a | 10661.5343 | 4704.5136 | 4424.367 | 9703.463 | 9720.6077 | 7628.9846 | 1948.0122 | 4924.1002 | 6678.2173 | 4509.0688 | 7404.6625 | 5583.0667 | 4089.8911 | 4645.2185 | 175.532 | 147.0119 | 147.0119 | 181.7908 | 202.3317 | 163.9974 | 220.6114 | 179.6251 | 220.6114 | 176.8199 | 183.4188 | 151.1749 | 148.5258 | 156.3998 | 147.4699 | 166271.1591 | 10322.8353 | 4200.8186 | 69495.5707 | 30697.6806 | 15192.7189 | 5333.5999 | 5130.7026 | 4310.1875 | 4193.9089 | 24773.0408 | 6058.3669 | 6792.8454 | 4464.4847 | 6077.6807 | 157263.5 | 18635.5696 | 8905.3322 | 71412.7377 | 39650.4435 | 24757.4266 | 12868.3845 | 7065.7148 | 9155.6878 | 10771.9262 | 27874.5504 | 13407.3294 | 10982.8121 | 8292.9758 | 10722.8992 | 109.7372 | 109.7372 | 109.7372 | 109.7372 | 109.7372 | 109.7372 | 109.7372 | 109.7372 | 109.7372 | 109.7372 | 109.7372 | 109.7372 | 109.7372 | 109.7372 | 109.7372 | 0.023809 | 1.5185e-05 | 5.2699e-12 | 0.0015969 | 0.0032406 | 1.7291e-12 | 0.003147 | 6.2752e-24 | 3.1411e-08 | 7.7924e-08 | 0.0044534 | 4.4585e-12 | 0.00020724 | 2.5464e-22 | 9.261e-11 | 0.023809 | 0.023825 | 0.023825 | 0.025406 | 0.028647 | 0.025406 | 0.031794 | 0.028647 | 0.031794 | 0.025406 | 0.028263 | 0.023809 | 0.025613 | 0.023809 | 0.023809
476 | 150951.595 | 15456.8448 | 5465.3241 | 65031.8027 | 36173.0067 | 15077.4506 | 11200.6938 | 3032.2474 | 5698.2638 | 7845.4121 | 25753.4608 | 7894.3551 | 9681.8975 | 3799.1227 | 6733.9922 | n/a | 11190.4249 | 5272.7467 | 5752.4012 | 7710.9678 | 10922.819 | 9649.1414 | 2048.8656 | 4351.0937 | 5905.7828 | 3532.184 | 6142.6555 | 6774.4663 | 3037.2406 | 5058.5892 | 141.2329 | 110.7875 | 110.7875 | 147.9251 | 171.5202 | 124.837 | 192.5479 | 145.4003 | 192.5479 | 139.5871 | 152.6672 | 110.087 | 111.4734 | 121.5866 | 111.3143 | 167308.8022 | 10973.2129 | 4289.0718 | 68820.571 | 31466.9764 | 15167.6321 | 5322.2267 | 4974.6322 | 4518.1628 | 5174.2007 | 24609.536 | 5842.7028 | 6342.5872 | 4594.3385 | 6064.9126 | 153318.5 | 21030.4495 | 9512.1184 | 69510.1406 | 37033.6 | 25206.951 | 14933.8284 | 7017.2978 | 8785.1566 | 10305.7835 | 26226.7 | 11876.0583 | 13018.5536 | 7410.1791 | 11123.5018 | 110.8252 | 110.8252 | 110.8252 | 110.8252 | 110.855 | 110.8252 | 110.855 | 110.855 | 110.855 | 110.8252 | 110.8676 | 110.8252 | 110.8252 | 110.8252 | 110.8252 | 0.048675 | 4.5507e-08 | 3.9789e-14 | 0.002745 | 0.019109 | 7.7073e-14 | 5.7e-07 | 5.2504e-23 | 7.684e-09 | 1.8259e-07 | 0.021002 | 1.3519e-10 | 4.5725e-08 | 5.3383e-21 | 1.3486e-13 | 0.048675 | 0.048675 | 0.048675 | 0.05142 | 0.07053 | 0.05142 | 0.07053 | 0.07053 | 0.07053 | 0.051421 | 0.069677 | 0.048675 | 0.051421 | 0.048675 | 0.048675
477 | 154945.0062 | 16119.564 | 6032.8089 | 66610.779 | 36986.8132 | 15590.9455 | 11921.4035 | 3003.9693 | 6033.8296 | 7966.408 | 26375.3155 | 8251.6551 | 9626.6057 | 3977.4439 | 7150.77 | n/a | 9651.9968 | 4806.3625 | 4910.8938 | 9494.9413 | 11030.3171 | 8435.7065 | 2528.5804 | 4193.479 | 9145.0032 | 3365.4256 | 5516.1774 | 7421.5171 | 3802.6895 | 5268.6092 | 96.2514 | 60.8169 | 60.8169 | 104.0563 | 133.9798 | 71.1418 | 160.6881 | 100.8035 | 160.6881 | 89.8767 | 114.0105 | 52.407 | 60.2418 | 74.5334 | 61.486 | 166729.5215 | 10842.8624 | 4245.316 | 65522.8733 | 32399.4497 | 12459.3546 | 4960.2201 | 4975.7884 | 3933.4233 | 3686.7589 | 25445.6281 | 5703.0916 | 7145.4938 | 4466.6744 | 5910.9058 | 158440.5 | 18943.217 | 7667.7363 | 68180.167 | 41281.991 | 23350.6717 | 13153.0267 | 7504.3688 | 8085.6022 | 12699.4621 | 28615.4537 | 11212.569 | 14356.1108 | 7724.5638 | 11179.5149 | 63.9568 | 63.9568 | 63.9568 | 67.6068 | 67.6068 | 67.6068 | 67.6068 | 67.6068 | 67.6068 | 67.6068 | 63.9568 | 67.6068 | 67.6068 | 63.9568 | 63.9568 | 0.030696 | 5.3798e-05 | 1.8969e-06 | 0.0173 | 0.0009772 | 8.1144e-11 | 0.0012868 | 6.3166e-26 | 2.341e-06 | 3.1957e-12 | 0.0015981 | 3.8687e-08 | 1.3715e-10 | 7.8217e-21 | 4.8316e-12 | 0.030696 | 0.03075 | 0.030752 | 0.047996 | 0.048974 | 0.047996 | 0.05026 | 0.048974 | 0.050263 | 0.047996 | 0.032294 | 0.030696 | 0.047996 | 0.030696 | 0.030696
478 | 155892.2384 | 15610.676 | 5939.6374 | 66985.199 | 37243.6245 | 15584.4348 | 11983.5892 | 3023.2611 | 5952.7169 | 7778.7001 | 26623.7357 | 8088.6443 | 9763.8317 | 4020.9875 | 7149.9867 | n/a | 9082.328 | 5552.5664 | 4624.8707 | 7027.808 | 11246.756 | 8995.2037 | 1647.0762 | 4085.0057 | 7622.5756 | 3911.8627 | 5808.3873 | 8059.6487 | 2936.1799 | 3990.6912 | 38.1871 | -4.1758 | -4.1758 | 47.5363 | 86.0888 | 1.3663 | 120.5415 | 43.2927 | 120.5415 | 25.5336 | 64.4419 | -22.8009 | -6.4131 | 13.518 | -3.3127 | 168067.4176 | 8907.5019 | 3910.5546 | 69458.0623 | 30476.4642 | 13783.2607 | 4985.4293 | 5145.7446 | 4185.0941 | 4135.9364 | 25999.3987 | 6020.7936 | 7117.2671 | 4621.2777 | 6004.4503 | 158287.8394 | 17480.9299 | 9449.121 | 69773.3548 | 36337.494 | 24203.0167 | 13315.5548 | 6779.8208 | 7428.7998 | 11365.2119 | 27930.8613 | 11395.4809 | 13936.4158 | 7329.1575 | 9995.1415 | 39.4892 | 39.4892 | 39.4892 | 39.4892 | 242.0703 | 39.4892 | 242.0703 | 242.0703 | 242.0703 | 39.4892 | 39.4892 | 39.4892 | 39.4892 | 39.4892 | 39.4892 | 0.049362 | 0.00044484 | 1.113e-11 | 0.0084295 | 0.085147 | 8.8936e-12 | 0.00098906 | 7.2096e-22 | 3.1871e-05 | 5.7664e-10 | 0.0063963 | 5.542e-09 | 1.7265e-09 | 1.7757e-18 | 3.9081e-09 | 0.049362 | 0.049806 | 0.049806 | 0.057791 | 0.14294 | 0.057791 | 0.14393 | 0.14294 | 0.14396 | 0.057791 | 0.055758 | 0.049362 | 0.057791 | 0.049362 | 0.049362
479 | 157131.7793 | 15888.3646 | 5886.6879 | 67470.0252 | 37505.5062 | 15914.4369 | 12070.289 | 3124.1043 | 6395.1229 | 8329.6148 | 26680.6582 | 8360.0146 | 9909.7381 | 3798.1996 | 7230.764 | n/a | 11012.2119 | 5533.007 | 3995.4926 | 9838.4417 | 9280.7491 | 7997.6625 | 1464.4197 | 5387.0569 | 5816.452 | 4200.5733 | 7518.4877 | 8024.3955 | 3499.4318 | 6105.077 | 88.0534 | 49.8627 | 49.8627 | 96.4691 | 129.2868 | 59.6031 | 158.5871 | 92.8909 | 158.5871 | 80.1562 | 108.2186 | 39.0502 | 48.9267 | 64.9104 | 50.5967 | 162201.5623 | 10288.7603 | 4504.0604 | 68037.3633 | 29728.2067 | 14108.7964 | 5645.2193 | 5129.3757 | 4368.3668 | 4732.4828 | 25342.3592 | 5802.5191 | 7008.7344 | 4576.8108 | 5663.3922 | 154988.1623 | 20345.3722 | 9372.8674 | 69232.656 | 38050.3483 | 22747.1455 | 13178.7818 | 6593.7955 | 9305.0237 | 9906.5349 | 29160.6324 | 13321.0068 | 14932.2299 | 8048.5426 | 11768.4692 | 242.9535 | 242.9535 | 242.9535 | 242.9535 | 242.9535 | 242.9535 | 242.9535 | 242.9535 | 242.9535 | 242.9535 | 242.9535 | 242.9535 | 242.9535 | 242.9535 | 242.9535 | 0.19099 | 9.6596e-07 | 1.0576e-11 | 0.015896 | 0.025751 | 1.2472e-09 | 0.0018917 | 8.9586e-20 | 8.9832e-08 | 2.3397e-05 | 0.0011718 | 4.2459e-12 | 7.4143e-11 | 2.5157e-24 | 3.6034e-13 | 0.19099 | 0.19099 | 0.19099 | 0.20689 | 0.23264 | 0.20689 | 0.23453 | 0.23264 | 0.23453 | 0.20691 | 0.19216 | 0.19099 | 0.20689 | 0.19099 | 0.19099
480 | 153818.3558 | 15568.553 | 5830.376 | 66164.0741 | 36813.2831 | 15332.6942 | 11871.57 | 3034.4879 | 6074.4387 | 7889.1476 | 25908.77 | 7980.2099 | 9794.0638 | 3822.0717 | 6816.7578 | n/a | 10616.776 | 6263.6559 | 3626.6331 | 9454.386 | 8942.2953 | 8327.7097 | 1397.4228 | 4303.9262 | 6322.5736 | 4085.2122 | 6940.4362 | 7873.2838 | 4134.3327 | 5491.1964 | 111.9799 | 79.2563 | 79.2563 | 119.1822 | 145.982 | 90.8342 | 169.8894 | 116.2848 | 169.8894 | 107.6044 | 126.8716 | 74.0641 | 79.1907 | 91.5344 | 79.8552 | 167979.8731 | 10099.6859 | 4280.5135 | 68324.0346 | 30713.6539 | 14812.9213 | 4944.7655 | 5038.3269 | 4140.2926 | 4128.9173 | 25960.6931 | 6405.1143 | 6276.1646 | 4760.5808 | 5999.5866 | 155233.2 | 20993.0894 | 10544.1693 | 67285.5676 | 38347.94 | 22490.2166 | 13037.2752 | 6422.7497 | 8402.9188 | 10383.4909 | 27607.5048 | 13003.7505 | 13115.7484 | 8481.7135 | 10746.483 | 123.64 | 123.64 | 123.64 | 123.64 | 123.64 | 123.64 | 123.64 | 123.64 | 123.64 | 123.64 | 123.64 | 123.64 | 123.64 | 123.64 | 123.64 | 0.06592 | 7.238e-08 | 3.0683e-15 | 0.02152 | 0.010739 | 2.7892e-10 | 0.0015281 | 7.2036e-20 | 6.8611e-07 | 1.6518e-07 | 0.0033816 | 1.0447e-12 | 5.68e-08 | 2.6601e-26 | 2.846e-12 | 0.06592 | 0.06592 | 0.06592 | 0.08744 | 0.098179 | 0.08744 | 0.099707 | 0.098179 | 0.099708 | 0.08744 | 0.069302 | 0.06592 | 0.08744 | 0.06592 | 0.06592
481 | 157818.2154 | 15722.8974 | 5781.527 | 67794.5619 | 37619.0864 | 15939.5194 | 11925.691 | 3022.5737 | 5975.9836 | 8060.4601 | 26895.2713 | 8345.7359 | 10075.3053 | 3988.5781 | 7373.7675 | n/a | 7689.4992 | 5439.4146 | 5337.3705 | 9561.9339 | 6528.8937 | 10204.0796 | 1901.4595 | 4517.1891 | 8447.9086 | 4281.6775 | 8641.0549 | 8515.7109 | 3499.3634 | 5538.9462 | 123.9197 | 90.0984 | 90.0984 | 131.3617 | 158.7646 | 102.7887 | 183.2056 | 128.4048 | 183.2056 | 119.9331 | 138.7762 | 85.6444 | 90.1957 | 102.6505 | 90.7107 | 159816.904 | 10858.6509 | 4330.0267 | 63617.733 | 30970.5547 | 13328.5722 | 4906.9637 | 5061.2055 | 4173.7337 | 4474.4504 | 24113.3789 | 5815.9321 | 6392.8095 | 4444.706 | 5976.1649 | 155077.004 | 18534.8502 | 9769.4413 | 68273.2035 | 40339.6886 | 19711.0659 | 15080.2433 | 6962.665 | 8680.0228 | 12894.859 | 28215.5564 | 14338.087 | 14590.8205 | 7845.4694 | 11515.1112 | 237.9892 | 237.9892 | 237.9892 | 237.9892 | 237.9892 | 237.9892 | 237.9892 | 237.9892 | 237.9892 | 237.9892 | 237.9892 | 237.9892 | 237.9892 | 237.9892 | 237.9892 | 0.22804 | 4.6759e-05 | 2.6835e-13 | 0.029829 | 0.004005 | 2.7615e-06 | 5.7385e-06 | 7.7543e-23 | 9.6526e-08 | 2.564e-12 | 0.0063979 | 3.3496e-14 | 7.567e-10 | 2.5234e-21 | 5.19e-12 | 0.22804 | 0.22809 | 0.22809 | 0.25787 | 0.26188 | 0.25787 | 0.26188 | 0.26188 | 0.26188 | 0.25787 | 0.23444 | 0.22804 | 0.25787 | 0.22804 | 0.22804
482 | 156032.0454 | 15852.5601 | 5815.927 | 67032.9256 | 37325.1699 | 15573.9633 | 11931.517 | 3071.1488 | 6070.0058 | 8014.5545 | 26629.9071 | 7787.9923 | 10095.0296 | 4197.3461 | 7113.3389 | n/a | 7654.2469 | 6184.6981 | 4798.6194 | 8208.2937 | 9698.3286 | 7382.1769 | 1891.4293 | 4320.8188 | 8117.4391 | 3626.1274 | 7207.1549 | 7946.125 | 3906.5525 | 4035.4586 | 85.3779 | 50.0103 | 50.0103 | 93.1707 | 123.424 | 59.3699 | 150.4327 | 89.8746 | 150.4327 | 78.3155 | 103.8021 | 40.4244 | 49.2208 | 63.8811 | 50.6869 | 170028.05 | 11344.0374 | 4412.2573 | 68812.2829 | 28281.6155 | 14884.4428 | 5198.7185 | 5104.6706 | 4320.5052 | 4702.8607 | 24498.4007 | 6029.4654 | 6664.2797 | 4605.5385 | 6001.5397 | 157108.65 | 16541.9843 | 10558.6555 | 69079.9023 | 35679.3093 | 22979.0714 | 12482.1954 | 6906.3999 | 8602.724 | 12509.3998 | 27408.1281 | 12799.0203 | 13385.0046 | 7726.791 | 10018.0983 | 123.191 | 123.191 | 123.191 | 123.191 | 228.9225 | 123.191 | 228.9225 | 228.9225 | 228.9225 | 123.191 | 123.191 | 123.191 | 123.191 | 123.191 | 123.191 | 0.073388 | 0.0081822 | 2.3587e-15 | 0.013741 | 0.14003 | 1.9727e-10 | 0.00877 | 5.7376e-22 | 2.6216e-07 | 1.1725e-11 | 0.013802 | 6.0793e-13 | 9.6009e-08 | 7.7828e-19 | 2.5626e-09 | 0.073388 | 0.08157 | 0.08157 | 0.087129 | 0.22716 | 0.087129 | 0.23593 | 0.22716 | 0.23593 | 0.087129 | 0.08719 | 0.073388 | 0.087129 | 0.073388 | 0.073388
483 | 152274.1931 | 15271.3837 | 5623.0615 | 65559.0055 | 36398.678 | 15289.0808 | 11760.3426 | 2941.9752 | 6045.5793 | 7995.6512 | 25910.9797 | 7876.8119 | 9718.0503 | 3990.3524 | 7051.1612 | n/a | 9054.5447 | 5528.242 | 5027.3211 | 9964.4786 | 6281.8385 | 7891.4658 | 1983.3942 | 4699.5827 | 7757.8901 | 3710.7174 | 6702.0051 | 7197.1681 | 2891.8852 | 5474.1667 | 72.7487 | 34.4444 | 34.4444 | 81.1931 | 114.6709 | 42.8367 | 144.569 | 77.5324 | 144.569 | 63.8091 | 93.9909 | 21.8645 | 33.1919 | 49.7991 | 35.1934 | 162849.7753 | 9755.5834 | 4189.6933 | 67245.4475 | 29490.9977 | 14712.243 | 5472.7617 | 5047.1934 | 4373.7283 | 4519.0197 | 24230.403 | 5838.6421 | 6229.9694 | 4615.5404 | 5842.4453 | 152751.6753 | 18803.7282 | 9717.9353 | 66729.3686 | 37266.2763 | 19392.0815 | 13359.0275 | 7024.9876 | 9073.3109 | 10674.9098 | 25826.6204 | 12540.6472 | 12500.6375 | 7313.5256 | 11290.612 | 142.25 | 142.25 | 142.25 | 142.25 | 142.25 | 142.25 | 142.25 | 142.25 | 142.25 | 142.25 | 185.7066 | 142.25 | 142.25 | 142.25 | 142.25 | 0.087624 | 6.3172e-06 | 6.3044e-14 | 0.020888 | 0.019082 | 7.7647e-07 | 0.00043027 | 3.5601e-24 | 2.4513e-08 | 7.892e-08 | 0.048509 | 4.4698e-12 | 4.6023e-07 | 1.1233e-18 | 1.045e-12 | 0.087624 | 0.08763 | 0.08763 | 0.10851 | 0.12759 | 0.10851 | 0.12802 | 0.12759 | 0.12802 | 0.10851 | 0.13613 | 0.087625 | 0.10851 | 0.087624 | 0.087624
484 | 155653.8648 | 15680.6364 | 6000.5945 | 66917.2766 | 37340.8398 | 15739.5634 | 11823.0379 | 3074.2338 | 6149.6352 | 8234.5322 | 26247.5608 | 8043.8453 | 10003.681 | 3793.1043 | 6878.0563 | n/a | 9774.9618 | 5516.8145 | 4328.6065 | 10888.3661 | 8859.7644 | 5711.2911 | 1863.1901 | 3480.7325 | 5771.1418 | 2994.1415 | 6018.1504 | 5988.7353 | 3975.3199 | 4194.2651 | 111.8784 | 76.8843 | 76.8843 | 119.5824 | 148.5261 | 88.5692 | 174.3506 | 116.4476 | 174.3506 | 106.6841 | 128.3177 | 70.4543 | 76.6555 | 90.1469 | 77.5312 | 167095.8751 | 10283.8252 | 4346.3752 | 66994.1902 | 28768.7586 | 13689.8001 | 5093.3223 | 5060.0187 | 4159.4716 | 4494.781 | 25561.5473 | 5713.2188 | 5753.3172 | 4738.302 | 6199.3811 | 159302.7 | 19709.587 | 9848.7897 | 68662.5 | 38387.3548 | 22444.8645 | 10817.2435 | 6804.8088 | 7598.404 | 10229.3228 | 27222.0104 | 11663.2691 | 11497.5525 | 8333.4219 | 10288.7463 | 72.8847 | 72.8847 | 72.8847 | 73.2514 | 86.7175 | 73.2514 | 261.5259 | 86.7175 | 261.5259 | 73.2514 | 72.8847 | 73.2514 | 73.2514 | 72.8847 | 72.8847 | 0.028388 | 2.3755e-06 | 1.665e-12 | 0.015919 | 0.016673 | 1.4244e-09 | 0.41322 | 2.0851e-21 | 4.5278e-05 | 2.9618e-06 | 0.010165 | 1.1203e-09 | 0.00010463 | 7.2787e-26 | 7.4235e-11 | 0.028388 | 0.02839 | 0.02839 | 0.044307 | 0.06098 | 0.044307 | 0.4742 | 0.06098 | 0.47424 | 0.04431 | 0.038553 | 0.028388 | 0.044412 | 0.028388 | 0.028388
485 | 153675.0868 | 15308.8731 | 5471.6074 | 66128.7944 | 36743.614 | 15535.3542 | 11957.5089 | 2929.1188 | 5928.9152 | 8282.4028 | 26072.6427 | 8357.7605 | 9542.5453 | 4067.8087 | 7098.6161 | n/a | 9801.4933 | 4405.7837 | 3740.4058 | 8243.7575 | 6786.4773 | 8301.5584 | 1985.5582 | 5970.699 | 7752.6911 | 4591.0352 | 6187.4924 | 7191.1952 | 3747.7379 | 5401.0107 | 107.9594 | 74.1493 | 74.1493 | 115.4028 | 143.372 | 85.427 | 168.3272 | 112.3734 | 168.3272 | 102.9322 | 123.8513 | 67.922 | 73.9256 | 86.9655 | 74.7745 | 164122.1206 | 9380.755 | 4156.6673 | 65872.1498 | 32190.7685 | 13786.9812 | 5057.7901 | 5075.9421 | 4248.9934 | 3920.6305 | 26525.5602 | 5958.0881 | 6703.9748 | 4638.4581 | 6027.5439 | 153013.8 | 18606.8483 | 8471.8509 | 65612.2 | 38767.9704 | 19581.7584 | 13489.3119 | 7015.4002 | 10172.5924 | 10702.0216 | 28090.0954 | 12125.1805 | 13820.67 | 8037.8961 | 11172.3546 | 196.6 | 196.6 | 196.6 | 218.13 | 218.13 | 218.13 | 218.13 | 218.13 | 218.13 | 218.13 | 196.6 | 218.13 | 218.13 | 196.6 | 196.6 | 0.12376 | 1.1577e-05 | 5.5221e-11 | 0.048741 | 0.0069741 | 1.0646e-06 | 0.00055974 | 2.7356e-24 | 5.5239e-11 | 4.2219e-07 | 0.0021409 | 1.0857e-09 | 7.5238e-10 | 1.6768e-21 | 3.1621e-12 | 0.12376 | 0.12377 | 0.12377 | 0.1725 | 0.17947 | 0.1725 | 0.18003 | 0.17947 | 0.18003 | 0.1725 | 0.1259 | 0.12376 | 0.1725 | 0.12376 | 0.12376
486 | 151112.424 | 15214.9389 | 5628.3359 | 65097.8197 | 36272.2344 | 15277.9917 | 11613.4581 | 2892.1788 | 6039.6731 | 7765.0296 | 25591.508 | 8070.3359 | 9652.5634 | 3940.2064 | 6929.3277 | n/a | 9294.9283 | 6530.455 | 4145.5367 | 9427.3523 | 9740.6006 | 9097.6703 | 2518.2784 | 4291.4668 | 6652.6496 | 4136.2784 | 6045.6832 | 7109.9052 | 3743.6876 | 5801.1027 | 112.0145 | 77.3156 | 77.3156 | 119.6532 | 148.3136 | 88.9974 | 173.8848 | 116.5498 | 173.8848 | 106.9347 | 128.2445 | 71.0603 | 77.1105 | 90.4481 | 77.9562 | 166093.0626 | 11216.8947 | 4304.9009 | 67626.5994 | 31445.825 | 13543.8478 | 5189.0887 | 4997.2569 | 4237.6773 | 4511.1868 | 24043.5533 | 5722.9205 | 6856.1853 | 4621.1662 | 6095.6209 | 154802 | 18850.3423 | 10835.356 | 66707.2 | 38924.1773 | 23222.0484 | 14137.259 | 7464.9353 | 8493.5441 | 11163.8364 | 27017.1664 | 11706.2037 | 13878.8906 | 8364.8538 | 11730.1236 | 71.3639 | 71.3639 | 71.3639 | 75.6886 | 75.6886 | 75.6886 | 75.6886 | 75.6886 | 75.6886 | 75.6886 | 71.3639 | 75.6886 | 75.6886 | 71.3639 | 71.3639 | 0.025745 | 4.7213e-06 | 3.792e-17 | 0.016649 | 0.0039041 | 3.3333e-11 | 2.7995e-05 | 3.0486e-27 | 3.5771e-07 | 1.4357e-09 | 0.0049522 | 1.0961e-09 | 1.1393e-09 | 2.1065e-24 | 2.5691e-14 | 0.025745 | 0.02575 | 0.02575 | 0.042394 | 0.046298 | 0.042394 | 0.046326 | 0.046298 | 0.046327 | 0.042394 | 0.030697 | 0.025745 | 0.042394 | 0.025745 | 0.025745
487 | 158892.8823 | 16013.3164 | 6363.889 | 68168.2653 | 37888.7175 | 15953.943 | 12166.2827 | 2988.2072 | 5842.6492 | 8321.3153 | 26719.4934 | 8424.0826 | 10060.6669 | 4160.1841 | 7367.8873 | n/a | 12146.0006 | 5941.8841 | 3737.3013 | 8476.3637 | 9335.9005 | 8470.914 | 1976.7203 | 5105.0181 | 8184.9023 | 4926.129 | 6831.3868 | 7422.26 | 3091.3827 | 4601.1051 | 113.8115 | 79.6694 | 79.6694 | 121.3267 | 149.3974 | 91.4818 | 174.4403 | 118.2898 | 174.4403 | 109.0485 | 129.5462 | 73.9153 | 79.5401 | 92.5307 | 80.2968 | 170191.5129 | 10449.338 | 4023.3707 | 72479.7676 | 31637.0934 | 13216.8277 | 5256.4694 | 5072.7613 | 4501.5657 | 3904.8732 | 24051.1046 | 5864.0708 | 6902.0735 | 4521.1962 | 6039.5316 | 160517.2 | 21622.1256 | 9298.5419 | 74474.6689 | 39113.8571 | 22229.7282 | 12978.8834 | 7008.9816 | 8876.9838 | 11912.4754 | 27591.6336 | 12549.7576 | 14144.5335 | 6873.379 | 10433.5367 | 121.31 | 121.31 | 121.31 | 121.31 | 121.31 | 121.31 | 121.31 | 121.31 | 121.31 | 121.31 | 121.31 | 121.31 | 121.31 | 121.31 | 121.31 | 0.062915 | 6.7499e-08 | 1.4729e-09 | 0.0010364 | 0.014513 | 5.2518e-09 | 0.0043859 | 1.6709e-23 | 1.4496e-08 | 1.825e-09 | 0.012092 | 2.3867e-10 | 4.0341e-09 | 4.1267e-15 | 1.8744e-09 | 0.062915 | 0.062915 | 0.062915 | 0.063952 | 0.078465 | 0.063952 | 0.082851 | 0.078465 | 0.082851 | 0.063952 | 0.075007 | 0.062915 | 0.063952 | 0.062915 | 0.062915
488 | 149595.1872 | 14979.2804 | 5674.2595 | 64510.9934 | 35808.1775 | 14992.1483 | 11380.0405 | 2801.3104 | 6060.1064 | 7773.6943 | 25479.8433 | 7759.2611 | 9102.2913 | 3873.8653 | 6980.3325 | n/a | 7891.1505 | 5986.5018 | 3600.103 | 8404.851 | 9520.3042 | 7594.1283 | 1585.8569 | 4727.5148 | 7222.873 | 3960.2807 | 7135.2129 | 8088.6728 | 3179.2272 | 4115.4134 | 169.243 | 136.7895 | 136.7895 | 176.3721 | 200.848 | 153.4195 | 222.6492 | 173.7671 | 222.6492 | 168.7123 | 180.21 | 138.1268 | 137.8975 | 147.986 | 137.3357 | 161146.6999 | 8819.3787 | 4099.7667 | 64002.6759 | 30127.3197 | 14483.5216 | 5444.3909 | 5223.9174 | 4295.5891 | 4481.8429 | 25479.3167 | 6138.8629 | 6851.889 | 4643.7897 | 5952.7946 | 151920.7 | 16435.6292 | 9978.3685 | 64940.2 | 37788.4917 | 23846.4258 | 13011.1192 | 6621.6743 | 8995.7039 | 11704.7159 | 27312.8674 | 13116.6759 | 13463.5618 | 7639.8169 | 9648.108 | 132.6167 | 132.6167 | 132.6167 | 181.53 | 181.53 | 181.53 | 181.53 | 181.53 | 181.53 | 181.53 | 132.6167 | 181.53 | 181.53 | 132.6167 | 132.6167 | 0.049132 | 0.001053 | 2.0137e-14 | 0.030233 | 0.0069273 | 1.9814e-12 | 0.00033573 | 8.5814e-24 | 3.9032e-08 | 1.0101e-10 | 0.0026423 | 9.7758e-14 | 2.2197e-10 | 1.996e-21 | 7.3885e-09 | 0.049132 | 0.050185 | 0.050185 | 0.079365 | 0.086292 | 0.079365 | 0.086628 | 0.086292 | 0.086628 | 0.079365 | 0.051774 | 0.049132 | 0.079365 | 0.049132 | 0.049132
489 | 148639.6043 | 15251.2739 | 5568.1035 | 64142.43 | 35688.0242 | 15010.1339 | 11335.1527 | 2888.9131 | 5788.9777 | 7694.1265 | 25544.8359 | 7960.4195 | 9882.0553 | 3796.1435 | 6763.8863 | n/a | 10164.6605 | 5552.0613 | 3680.8062 | 8851.9118 | 9665.9764 | 6512.9775 | 1568.6359 | 3667.4661 | 9545.1124 | 3837.4486 | 5993.5175 | 6237.6271 | 3772.2049 | 4391.4203 | 171.0182 | 140.6712 | 140.6712 | 177.6816 | 200.1078 | 157.3506 | 220.0754 | 175.3045 | 220.0754 | 171.3572 | 180.4397 | 143.3441 | 141.9644 | 150.9259 | 141.1714 | 167325.4854 | 11109.9725 | 4383.9028 | 66857.214 | 28250.6253 | 13396.669 | 4903.3575 | 5114.1816 | 4048.8801 | 3611.3308 | 25744.9852 | 5868.5695 | 6869.0037 | 4611.9234 | 6200.5531 | 150955.1 | 19929.0392 | 9909.9641 | 66973.3918 | 36477.8 | 22258.9541 | 11361.435 | 6611.5175 | 7716.3463 | 12875.6432 | 27320.0338 | 11339.1956 | 11521.1308 | 8085.7283 | 9325.3796 | 133.8529 | 133.8529 | 133.8529 | 133.8529 | 134.2385 | 133.8529 | 252.8625 | 134.2385 | 252.8625 | 133.8529 | 133.8529 | 133.8529 | 133.8529 | 133.8529 | 133.8529 | 0.048903 | 3.5556e-07 | 9.0483e-15 | 0.0076009 | 0.020159 | 1.4648e-10 | 0.038212 | 1.3403e-22 | 2.8638e-06 | 1.4443e-13 | 0.0029048 | 3.0198e-09 | 5.4358e-05 | 1.5299e-24 | 8.5067e-09 | 0.048903 | 0.048903 | 0.048903 | 0.056504 | 0.076663 | 0.056504 | 0.11488 | 0.076663 | 0.11488 | 0.056504 | 0.051808 | 0.048903 | 0.056558 | 0.048903 | 0.048903
490 | 159176.7185 | 15833.6054 | 5874.9089 | 68317.4067 | 37889.1567 | 15957.6489 | 11822.0437 | 2989.4356 | 5937.8714 | 8274.5706 | 26928.9046 | 8379.9278 | 9899.3346 | 3857.1849 | 7410.8035 | n/a | 9783.7854 | 6322.0579 | 3714.7028 | 8153.7672 | 11342.1088 | 6187.4155 | 1973.7544 | 5014.5912 | 8043.9246 | 4113.693 | 6734.1056 | 7523.8544 | 3269.9186 | 4014.4898 | 175.9852 | 146.3666 | 146.3666 | 182.4865 | 204.0465 | 163.4482 | 223.2372 | 180.2083 | 223.2372 | 176.9098 | 184.5878 | 149.9867 | 147.8117 | 156.2223 | 146.8474 | 170111.0886 | 10700.9537 | 4244.7314 | 72247.3975 | 31198.2707 | 14958.6603 | 5589.8198 | 5146.805 | 4032.0372 | 4886.1727 | 25409.7823 | 5852.2017 | 6597.8463 | 4608.7766 | 5899.4441 | 163046.2134 | 20317.0391 | 10566.7893 | 73368.7003 | 38738.7379 | 25951.9691 | 11777.2353 | 7078.1593 | 9046.6285 | 12852.6973 | 27086.3 | 12314.9073 | 14043.5006 | 7878.6951 | 9746.4339 | 112.3963 | 112.3963 | 112.3963 | 112.3963 | 135.9959 | 112.3963 | 294.1695 | 135.9959 | 294.1695 | 112.3963 | 194.1 | 112.3963 | 112.3963 | 112.3963 | 112.3963 | 0.025998 | 8.7343e-07 | 4.4478e-15 | 0.0022273 | 0.01997 | 4.7551e-13 | 0.046912 | 7.4286e-24 | 1.2866e-08 | 1.575e-11 | 0.034109 | 5.228e-10 | 2.4388e-09 | 8.1176e-23 | 1.1124e-07 | 0.025998 | 0.025999 | 0.025999 | 0.028225 | 0.048195 | 0.028225 | 0.095107 | 0.048195 | 0.095107 | 0.028225 | 0.060107 | 0.025998 | 0.028225 | 0.025998 | 0.025998
491 | 153407.987 | 15679.5416 | 5766.4272 | 66007.0967 | 36847.9032 | 15295.7303 | 11811.2833 | 2933.1166 | 6406.4667 | 7837.2746 | 26135.2402 | 8031.3872 | 9556.3688 | 3894.9342 | 7066.8305 | n/a | 9902.5488 | 6126.2468 | 3647.8904 | 10766.8909 | 10387.8432 | 8114.0204 | 2201.027 | 4593.7776 | 9452.9312 | 3910.3749 | 8298.255 | 6467.3596 | 2842.6588 | 5670.276 | 151.894 | 121.2434 | 121.2434 | 158.6291 | 182.0325 | 136.2465 | 202.8835 | 156.1321 | 202.8835 | 150.8726 | 162.7712 | 121.6204 | 122.1295 | 131.9517 | 121.7657 | 167397.1955 | 10478.5239 | 4403.6086 | 69111.0945 | 30371.9577 | 14686.6747 | 5020.8438 | 5150.5937 | 4197.0377 | 4520.9462 | 25631.0091 | 5812.2191 | 6970.7466 | 4758.5683 | 5851.0523 | 158370.1106 | 20338.8728 | 10529.8554 | 67908.2 | 39889.0485 | 24341.2179 | 12855.2642 | 7338.6207 | 8749.5153 | 13350.7773 | 27912.5841 | 14000.274 | 13403.1062 | 7579.6271 | 11478.7283 | 79.0061 | 79.0061 | 79.0061 | 90.8002 | 90.8002 | 90.8002 | 90.8002 | 90.8002 | 90.8002 | 90.8002 | 79.0061 | 90.8002 | 90.8002 | 79.0061 | 79.0061 | 0.011897 | 5.1194e-07 | 1.5829e-15 | 0.014551 | 0.0028826 | 1.9206e-12 | 0.0021238 | 5.4902e-26 | 1.1299e-06 | 4.4659e-14 | 0.0030769 | 1.2588e-14 | 4.6144e-09 | 6.5425e-21 | 4.1089e-13 | 0.011897 | 0.011898 | 0.011898 | 0.026449 | 0.029331 | 0.026449 | 0.031455 | 0.029331 | 0.031456 | 0.026449 | 0.014974 | 0.011897 | 0.026449 | 0.011897 | 0.011897
492 | 148813.3762 | 15112.7166 | 5748.0585 | 64219.3623 | 35852.1161 | 14942.1417 | 11737.8548 | 2900.7362 | 6085.7814 | 7641.239 | 25102.1897 | 7698.3201 | 9764.0563 | 3919.3733 | 6757.3894 | n/a | 8776.8007 | 4718.3922 | 4315.6841 | 6638.2212 | 14665.8419 | 7183.6484 | 1458.6357 | 4449.7754 | 6332.6013 | 4560.7236 | 6340.3373 | 8377.8939 | 2841.1931 | 3358.3972 | 139.2528 | 108.7404 | 108.7404 | 145.9602 | 169.6901 | 122.6181 | 190.8392 | 143.4193 | 190.8392 | 137.4534 | 150.862 | 107.7829 | 109.3816 | 119.6019 | 109.2702 | 165391.6915 | 10235.4876 | 4257.6668 | 70238.9836 | 31656.8628 | 14433.1813 | 4822.2688 | 5098.4617 | 4275.4293 | 4559.8132 | 22855.6136 | 5824.3633 | 7362.8072 | 4802.0804 | 6396.7597 | 151623.8702 | 17140.2883 | 8855.759 | 70138.4836 | 36276 | 28399.2232 | 11390.6172 | 6557.0974 | 8109.9047 | 10494.1145 | 25111.4 | 11863.2006 | 14833.1011 | 7119.0735 | 9736.2569 | 100.0752 | 100.0752 | 100.0752 | 100.0752 | 150.41 | 100.0752 | 286.2588 | 150.41 | 286.2588 | 100.0752 | 181.48 | 100.0752 | 100.0752 | 100.0752 | 100.0752 | 0.041925 | 0.00025721 | 7.3735e-11 | 0.0010511 | 0.028093 | 8.2381e-18 | 0.10517 | 3.7419e-22 | 2.8914e-06 | 1.7715e-08 | 0.042163 | 3.2549e-11 | 4.5496e-11 | 2.3693e-18 | 6.8861e-10 | 0.041925 | 0.042182 | 0.042182 | 0.042976 | 0.071069 | 0.042976 | 0.17624 | 0.071069 | 0.17625 | 0.042976 | 0.084088 | 0.041925 | 0.042976 | 0.041925 | 0.041925
493 | 149528.9597 | 15612.3115 | 5749.5749 | 64482.2922 | 35862.1665 | 14953.6294 | 11336.5144 | 2826.586 | 5531.6334 | 7719.6179 | 25367.7102 | 7790.3386 | 9548.28 | 3782.6826 | 6822.4177 | n/a | 7798.4438 | 4669.6628 | 5140.6578 | 10145.2551 | 8313.5805 | 8389.6418 | 1280.4547 | 5488.752 | 9338.3289 | 3984.411 | 7298.3056 | 6251.4118 | 2202.3939 | 4261.3666 | 165.8832 | 136.4314 | 136.4314 | 172.35 | 194.1179 | 152.6108 | 213.4994 | 170.0427 | 213.4994 | 166.2062 | 175.0327 | 139.0154 | 137.6846 | 146.3851 | 136.9169 | 164533.5676 | 10483.3769 | 4463.2654 | 68262.1056 | 30091.9818 | 14019.3202 | 4978.0646 | 5006.5526 | 4279.7275 | 4207.6677 | 26326.2925 | 5942.86 | 7149.6059 | 4587.065 | 6193.6134 | 155653.7 | 18032.1208 | 9097.6283 | 69088.4634 | 38307.3369 | 21972.3007 | 13127.6064 | 6201.5072 | 9575.9795 | 13214.1966 | 28677.4035 | 13212.3656 | 13163.3177 | 6789.4589 | 10137.68 | 65.2067 | 65.2067 | 65.2067 | 65.2067 | 65.2067 | 65.2067 | 65.2067 | 65.2067 | 65.2067 | 65.2067 | 65.2067 | 65.2067 | 65.2067 | 65.2067 | 65.2067 | 0.0050844 | 0.00011617 | 1.5355e-11 | 0.0024694 | 0.0045757 | 2.5191e-10 | 0.00020518 | 4.2537e-21 | 3.5722e-11 | 3.2334e-14 | 0.00027434 | 7.8823e-14 | 1.1903e-08 | 6.2952e-18 | 1.1101e-10 | 0.0050844 | 0.0052005 | 0.0052005 | 0.0075538 | 0.012129 | 0.0075538 | 0.012335 | 0.012129 | 0.012335 | 0.0075538 | 0.0053587 | 0.0050844 | 0.0075538 | 0.0050844 | 0.0050844
494 | 156403.308 | 16010.8092 | 5906.4921 | 67207.1908 | 37358.9461 | 15496.3696 | 12048.6078 | 2961.3774 | 6239.8854 | 7863.0205 | 26522.0313 | 8151.2403 | 10299.2919 | 4252.1172 | 7025.1829 | n/a | 7511.0134 | 6723.4537 | 4064.3873 | 9135.1034 | 11658.2691 | 6901.0848 | 1958.8344 | 3666.5121 | 5042.846 | 3944.5223 | 6857.4089 | 7552.7329 | 3119.0025 | 4327.1991 | 175.2825 | 143.3138 | 143.3138 | 182.3032 | 206.1039 | 160.4533 | 227.2985 | 179.7766 | 227.2985 | 175.3205 | 185.526 | 145.5861 | 144.5779 | 154.1986 | 143.8447 | 167902.8316 | 10798.3579 | 4459.9283 | 68691.6073 | 31005.641 | 14339.0306 | 5677.5776 | 4973.3039 | 4588.5516 | 4174.36 | 25669.7519 | 5882.2705 | 7799.5963 | 4697.7348 | 5955.1101 | 158306.3 | 18038.1713 | 11175.682 | 69877.4947 | 39339.9445 | 25380.8996 | 12453.9624 | 6594.2383 | 8213.3637 | 8941.406 | 28224.6742 | 12399.0794 | 15199.6293 | 7655.3057 | 9943.6091 | 153.71 | 153.71 | 153.71 | 153.71 | 153.71 | 153.71 | 153.71 | 153.71 | 153.71 | 153.71 | 153.71 | 153.71 | 153.71 | 153.71 | 153.71 | 0.05731 | 0.00034294 | 1.3162e-16 | 0.010143 | 0.0074544 | 2.996e-13 | 0.013348 | 1.2847e-21 | 4.5944e-06 | 0.00017939 | 0.0035655 | 7.0492e-11 | 2.5343e-10 | 4.9091e-18 | 1.9251e-09 | 0.05731 | 0.057653 | 0.057653 | 0.067453 | 0.074907 | 0.067453 | 0.088256 | 0.074907 | 0.08826 | 0.067632 | 0.060875 | 0.05731 | 0.067453 | 0.05731 | 0.05731
495 | 154706.352 | 15788.9622 | 6118.0437 | 66515.8199 | 37009.4501 | 15026.31 | 11742.9018 | 2932.4093 | 5706.4934 | 7709.9481 | 26390.7175 | 7952.1559 | 10229.6475 | 3990.4958 | 6894.4933 | n/a | 11420.6955 | 5550.8707 | 4015.6887 | 9048.1601 | 12676.0426 | 9413.4109 | 2064.0724 | 4077.7517 | 7570.8763 | 3874.6842 | 7932.0684 | 6740.9003 | 3415.5222 | 6408.7613 | 153.8565 | 124.3409 | 124.3409 | 160.3403 | 182.6029 | 139.4596 | 202.4328 | 157.9708 | 202.4328 | 153.3695 | 163.8351 | 125.5497 | 125.3472 | 134.5249 | 124.8376 | 166200.1601 | 9489.8506 | 4252.4018 | 68224.0686 | 29832.6097 | 13689.0997 | 4826.0829 | 5304.8831 | 4293.6646 | 3987.2687 | 26020.2938 | 6193.0351 | 7145.2568 | 4480.3703 | 5796.5075 | 156549 | 20025.4461 | 9794.9725 | 67907.6875 | 37175.4 | 25756.9423 | 14232.6938 | 7218.8555 | 8371.4163 | 11389.545 | 29277.478 | 13685.5034 | 13640.9571 | 7814.7925 | 12076.8688 | 136.01 | 136.01 | 136.01 | 136.01 | 198.88 | 136.01 | 198.88 | 198.88 | 198.88 | 136.01 | 136.01 | 136.01 | 136.01 | 136.01 | 136.01 | 0.058118 | 1.5387e-06 | 7.5973e-12 | 0.018873 | 0.035583 | 1.4217e-14 | 3.3438e-05 | 2.3897e-25 | 6.3958e-08 | 3.0651e-10 | 0.00062035 | 2.9848e-14 | 7.113e-08 | 3.7358e-21 | 2.3751e-15 | 0.058118 | 0.058119 | 0.058119 | 0.076991 | 0.11257 | 0.076991 | 0.11261 | 0.11257 | 0.11261 | 0.076991 | 0.058738 | 0.058118 | 0.076991 | 0.058118 | 0.058118
496 | 155388.5664 | 15467.322 | 5843.9632 | 66808.181 | 37078.5868 | 15476.1729 | 11954.0283 | 2877.8442 | 6060.8638 | 8071.017 | 26493.6087 | 8251.4471 | 9608.5864 | 4014.0655 | 7185.0469 | n/a | 7684.7785 | 6157.7089 | 3746.6104 | 8626.1993 | 10254.5266 | 9204.9244 | 1846.8833 | 4416.8084 | 5387.805 | 4559.2203 | 4623.1732 | 8317.3948 | 2883.1143 | 4922.1687 | 129.8847 | 97.8408 | 97.8408 | 136.9327 | 162.4448 | 110.9679 | 185.1921 | 134.1888 | 185.1921 | 126.9243 | 143.1454 | 95.0117 | 98.1844 | 109.523 | 98.4106 | 166300.2449 | 10342.4034 | 4155.4416 | 69532.4011 | 30702.2827 | 14815.6992 | 5072.2438 | 5026.0505 | 4427.6702 | 4015.0496 | 24303.2905 | 5988.3678 | 6351.0068 | 4627.4775 | 6087.8697 | 157490.4628 | 17407.2819 | 10247.9505 | 71299.7295 | 37691.2 | 24952.7258 | 14138.3682 | 6828.5338 | 8751.2786 | 9354.8546 | 27586.0109 | 10542.041 | 14528.0016 | 7271.5918 | 10843.4383 | 113.4096 | 113.4096 | 113.4096 | 113.4096 | 122.9 | 113.4096 | 122.9 | 122.9 | 122.9 | 113.4096 | 113.4096 | 113.4096 | 113.4096 | 113.4096 | 113.4096 | 0.053937 | 0.00035902 | 2.4251e-14 | 0.0029361 | 0.024149 | 8.3111e-13 | 8.9423e-05 | 6.1718e-24 | 1.2313e-07 | 7.6221e-05 | 0.0086715 | 9.0901e-07 | 6.0444e-11 | 2.9539e-18 | 4.3362e-11 | 0.053937 | 0.054296 | 0.054296 | 0.056873 | 0.081022 | 0.056873 | 0.081111 | 0.081022 | 0.081112 | 0.056949 | 0.062609 | 0.053938 | 0.056873 | 0.053937 | 0.053937
497 | 157580.0069 | 16048.209 | 5899.4239 | 67648.4756 | 37694.7253 | 15648.2059 | 11993.3636 | 3152.96 | 6204.4307 | 8090.746 | 26710.011 | 8217.2724 | 10197.9453 | 4063.1395 | 7187.8359 | n/a | 12661.5514 | 4920.5191 | 4758.7656 | 9114.1915 | 11967.9805 | 8750.1665 | 1947.4635 | 3964.9988 | 7707.2895 | 4095.2855 | 3645.7777 | 6476.2039 | 2881.6542 | 5321.6691 | 127.9123 | 95.1883 | 95.1883 | 135.111 | 161.3354 | 108.1757 | 184.7206 | 132.287 | 184.7206 | 124.5796 | 141.7634 | 91.772 | 95.4439 | 107.1982 | 95.7742 | 164257.7965 | 10908.1361 | 4255.8003 | 67343.3279 | 31536.2041 | 14269.6087 | 5542.738 | 5192.6968 | 4382.3874 | 4517.0085 | 24855.4491 | 5904.1875 | 7668.6413 | 4746.2242 | 6032.4521 | 156909.8965 | 22627.8876 | 9166.8194 | 70480.1935 | 39697.6955 | 26129.2893 | 14272.1045 | 7087.8602 | 8347.3863 | 12115.998 | 26672.2345 | 9549.9652 | 13866.6452 | 7227.1784 | 11354.1212 | 202.9939 | 202.9939 | 202.9939 | 202.9939 | 202.9939 | 202.9939 | 202.9939 | 202.9939 | 202.9939 | 202.9939 | 202.9939 | 202.9939 | 202.9939 | 202.9939 | 202.9939 | 0.12376 | 6.9087e-09 | 4.4855e-11 | 0.008348 | 0.0074279 | 8.3608e-14 | 7.0051e-05 | 5.9075e-22 | 2.0117e-06 | 1.3896e-10 | 0.045172 | 8.0658e-05 | 2.5122e-08 | 1.3122e-17 | 2.5055e-12 | 0.12376 | 0.12376 | 0.12376 | 0.1321 | 0.13953 | 0.1321 | 0.1396 | 0.13953 | 0.1396 | 0.1321 | 0.16893 | 0.12384 | 0.1321 | 0.12376 | 0.12376
498 | 153413.7793 | 15541.0286 | 5473.6709 | 65996.4455 | 36601.5616 | 15175.0153 | 11792.7833 | 3106.6658 | 6178.8045 | 7538.6947 | 26063.6933 | 7927.0429 | 9564.766 | 3869.0757 | 7020.6108 | n/a | 8295.4018 | 6046.5022 | 4443.9075 | 7190.4146 | 7425.9568 | 6814.0111 | 1559.9607 | 5451.9075 | 6613.8856 | 3885.4941 | 5317.4614 | 7033.447 | 3520.0417 | 4839.2286 | 121.1832 | 85.2701 | 85.2701 | 129.088 | 158.5616 | 97.8252 | 184.8554 | 125.9002 | 184.8554 | 116.2693 | 137.6382 | 79.3811 | 85.1637 | 98.7738 | 85.9288 | 165832.9046 | 9751.8168 | 4442.2763 | 67511.4067 | 29492.7099 | 14769.184 | 4712.2581 | 5002.8854 | 3990.2194 | 4317.0193 | 25731.798 | 5916.6022 | 6434.6502 | 4691.3021 | 6048.0826 | 157918.8125 | 15621.9186 | 10488.7784 | 70163.1142 | 35464.9245 | 22013.0408 | 11526.2691 | 6562.8461 | 9442.1269 | 10925.705 | 26563.2 | 11057.1635 | 13252.0972 | 8115.2438 | 10868.4112 | 68.3596 | 137.9973 | 137.9973 | 68.3596 | 249.7465 | 68.3596 | 277.2831 | 249.7465 | 277.2831 | 68.3596 | 98.35 | 68.3596 | 68.3596 | 68.3596 | 68.3596 | 0.015795 | 0.035261 | 5.306e-17 | 0.0034756 | 0.10085 | 5.3301e-10 | 0.088219 | 8.3621e-20 | 1.1293e-08 | 9.1358e-10 | 0.02037 | 9.5338e-09 | 9.0548e-09 | 6.7077e-24 | 8.9836e-12 | 0.015795 | 0.051056 | 0.051056 | 0.01927 | 0.12012 | 0.01927 | 0.20834 | 0.12012 | 0.20834 | 0.01927 | 0.036165 | 0.015795 | 0.01927 | 0.015795 | 0.015795
499 | 155824.0027 | 15724.0197 | 6009.8612 | 66955.0743 | 37312.1436 | 16001.9562 | 11735.4872 | 2990.2369 | 5802.7394 | 8065.7137 | 26333.6801 | 8270.1189 | 10084.6336 | 4098.8014 | 7274.5823 | n/a | 9561.8957 | 5576.0657 | 4843.7011 | 11103.2373 | 11589.534 | 6793.6782 | 2022.7998 | 4034.1902 | 6830.0607 | 4551.9454 | 6200.6862 | 7310.3552 | 3619.9786 | 5818.6301 | 118.0948 | 83.6327 | 83.6327 | 125.6798 | 153.8974 | 95.8404 | 179.0695 | 122.6292 | 179.0695 | 113.4978 | 133.7669 | 78.1832 | 83.567 | 96.5603 | 84.2633 | 167465.3755 | 9818.4799 | 4108.7842 | 69375.1545 | 31314.0664 | 14954.7691 | 5363.0839 | 5050.6572 | 4290.7591 | 4546.5657 | 26207.0233 | 5946.6431 | 6268.471 | 4618.307 | 6098.7119 | 156886.1 | 18910.8756 | 9634.65 | 69925.4802 | 39920.5036 | 25724.2032 | 12126.8621 | 6969.657 | 8318.7493 | 11071.9263 | 29139.3687 | 11631.9293 | 13465.6263 | 7914.8856 | 11872.042 | 143.47 | 143.47 | 143.47 | 143.47 | 143.47 | 143.47 | 143.47 | 143.47 | 143.47 | 143.47 | 143.47 | 143.47 | 143.47 | 143.47 | 143.47 | 0.073731 | 1.8835e-05 | 7.0083e-12 | 0.0075297 | 0.0043286 | 1.0055e-12 | 0.01348 | 2.864e-23 | 1.6495e-07 | 1.8162e-08 | 0.00069246 | 6.0658e-09 | 6.6264e-08 | 1.2935e-20 | 3.0115e-13 | 0.073731 | 0.07375 | 0.07375 | 0.081261 | 0.085589 | 0.081261 | 0.09907 | 0.085589 | 0.09907 | 0.081261 | 0.074423 | 0.073731 | 0.081261 | 0.073731 | 0.073731
500 | 152874.6353 | 15398.7238 | 6017.4685 | 65798.6505 | 36548.7828 | 15138.437 | 11432.0243 | 2963.6859 | 5988.984 | 8027.0873 | 25878.8056 | 7884.224 | 9636.8349 | 4091.3528 | 6659.5502 | n/a | 9755.9132 | 5880.7739 | 4320.2087 | 11282.4802 | 11116.3864 | 8660.3954 | 1435.3322 | 4689.4587 | 8543.4926 | 3269.5087 | 6102.9301 | 5920.0022 | 2847.9503 | 4370.9679 | 109.2284 | 75.368 | 75.368 | 116.6826 | 144.6534 | 86.7606 | 169.6093 | 113.6539 | 169.6093 | 104.2662 | 125.0715 | 69.255 | 75.1663 | 88.1846 | 75.9932 | 164736.0836 | 10920.1442 | 4214.1619 | 67526.9305 | 30731.2712 | 14692.0698 | 5175.7884 | 5097.9039 | 4277.5476 | 4635.5645 | 24051.1421 | 5996.0869 | 7061.0357 | 4566.1369 | 6270.886 | 155111.7 | 20129.2574 | 10094.9358 | 66855.5555 | 39019.1127 | 25459.3561 | 13040.8451 | 6533.2361 | 8324.3062 | 12977.7571 | 25978.8508 | 11951.217 | 12632.6378 | 7292.4871 | 10606.1539 | 93.6 | 93.6 | 93.6 | 93.6 | 93.6 | 93.6 | 93.6 | 93.6 | 93.6 | 93.6 | 154.6498 | 93.6 | 93.6 | 93.6 | 93.6 | 0.051239 | 3.4897e-07 | 4.2428e-13 | 0.02216 | 0.0046638 | 5.1809e-14 | 0.00036634 | 2.9046e-21 | 5.6881e-07 | 1.3213e-12 | 0.036824 | 8.6578e-11 | 1.7413e-07 | 1.1093e-17 | 1.481e-12 | 0.051239 | 0.051239 | 0.051239 | 0.073398 | 0.078062 | 0.073398 | 0.078429 | 0.078062 | 0.078429 | 0.073398 | 0.088062 | 0.051239 | 0.073399 | 0.051239 | 0.051239
501 | 151407.1164 | 15352.6362 | 5620.1024 | 65223.7547 | 36410.3051 | 15074.78 | 11769.6656 | 2817.1863 | 5882.6448 | 7650.1145 | 25719.3266 | 8064.2848 | 9818.4918 | 3990.6847 | 7172.0942 | n/a | 9362.8431 | 4634.7477 | 4624.6869 | 6690.2731 | 11393.3988 | 8635.212 | 1922.4706 | 3784.6968 | 6584.4947 | 4645.3585 | 5814.5567 | 8874.8948 | 4207.6181 | 5324.6238 | 133.6455 | 98.0074 | 98.0074 | 141.4866 | 170.2507 | 111.6509 | 195.9038 | 138.385 | 195.9038 | 129.6457 | 149.0996 | 93.6563 | 98.1718 | 111.1821 | 98.6501 | 167364.6524 | 11322.6435 | 4299.3409 | 68210.6487 | 31025.8309 | 13870.3643 | 4904.8846 | 5085.5069 | 4089.7906 | 4808.2181 | 23084.3838 | 5833.7138 | 7475.3527 | 4531.426 | 5952.4814 | 154234.8 | 20192.9866 | 8851.3886 | 69618.9316 | 36502 | 24590.6631 | 13492.6026 | 6988.3775 | 7874.4874 | 10951.8128 | 25829.3 | 11416.0705 | 16022.8474 | 8311.944 | 9698.9647 | 96.4589 | 96.4589 | 96.4589 | 96.4589 | 194.67 | 96.4589 | 194.67 | 194.67 | 194.67 | 96.4589 | 171.9 | 96.4589 | 96.4589 | 96.4589 | 96.4589 | 0.042318 | 2.5643e-07 | 2.0261e-11 | 0.0029173 | 0.037908 | 3.9027e-13 | 0.00030295 | 1.1987e-25 | 2.4392e-06 | 1.8231e-09 | 0.036244 | 4.2535e-09 | 5.2291e-13 | 1.304e-23 | 2.4738e-08 | 0.042318 | 0.042318 | 0.042318 | 0.045235 | 0.083142 | 0.045235 | 0.083445 | 0.083142 | 0.083448 | 0.045235 | 0.078562 | 0.042318 | 0.045235 | 0.042318 | 0.042318
502 | 154821.0254 | 15828.4262 | 5613.5187 | 66581.2792 | 36970.5611 | 15715.4746 | 11752.4038 | 2859.4407 | 5767.4076 | 8022.1067 | 26519.3836 | 8347.8857 | 10037.021 | 4124.8462 | 7168.2834 | n/a | 10195.19 | 5212.7809 | 3968.5414 | 9725.8844 | 11440.4045 | 8648.682 | 1605.2921 | 4331.7889 | 7662.7078 | 4357.802 | 7083.1474 | 6326.656 | 3321.5734 | 6084.5016 | 128.4359 | 93.5006 | 93.5006 | 136.1229 | 164.4128 | 106.6473 | 189.6446 | 133.0707 | 189.6446 | 124.3464 | 143.7534 | 88.9482 | 93.6097 | 106.4588 | 94.1327 | 165642.4519 | 10952.8069 | 4340.9886 | 68519.076 | 29720.7178 | 14512.671 | 5250.995 | 4972.4167 | 4291.9315 | 4351.0074 | 24998.1095 | 5780.2017 | 6343.4784 | 4588.3044 | 6042.4266 | 159229.6519 | 21029.3969 | 9546.0695 | 69671.5173 | 37525.2022 | 25639.6755 | 13894.477 | 6564.7088 | 8623.7203 | 11894.3152 | 28607.0115 | 12669.3491 | 12316.1343 | 7822.9779 | 12108.0282 | 74.1361 | 74.1361 | 74.1361 | 74.1361 | 131.4028 | 74.1361 | 131.4028 | 131.4028 | 131.4028 | 74.1361 | 74.1361 | 74.1361 | 74.1361 | 74.1361 | 74.1361 | 0.017247 | 1.5434e-07 | 1.788e-13 | 0.0069204 | 0.02536 | 3.8644e-13 | 9.082e-05 | 1.0295e-22 | 2.8705e-08 | 2.4786e-10 | 0.0020325 | 8.0627e-11 | 4.8126e-06 | 6.1976e-20 | 2.9854e-14 | 0.017247 | 0.017247 | 0.017247 | 0.024167 | 0.049527 | 0.024167 | 0.049618 | 0.049527 | 0.049618 | 0.024167 | 0.019279 | 0.017247 | 0.024172 | 0.017247 | 0.017247
503 | 155214.7418 | 15601.0372 | 5717.15 | 66701.3298 | 36980.8974 | 15706.0749 | 12056.542 | 2968.4775 | 6071.5513 | 8088.1657 | 26605.339 | 8170.0359 | 9710.4349 | 3795.9714 | 7262.1181 | n/a | 9087.7636 | 6211.7516 | 4135.4074 | 8339.3302 | 8062.9713 | 6471.6197 | 1819.8444 | 3598.9386 | 6310.5921 | 4527.1111 | 7140.9923 | 7101.9623 | 3149.509 | 4346.7736 | 115.3782 | 80.3076 | 80.3076 | 123.0982 | 151.9875 | 92.3061 | 177.7616 | 119.9716 | 177.7616 | 110.3857 | 131.6407 | 74.2266 | 80.144 | 93.5444 | 80.9533 | 166496.4875 | 10060.0397 | 4469.4742 | 68231.1625 | 32420.9834 | 14951.0556 | 5555.7928 | 5066.0779 | 4325.9665 | 4760.2257 | 25467.9913 | 6028.6097 | 7016.6349 | 4456.0763 | 6086.6598 | 156991.4 | 18998.4033 | 10657.2258 | 69371.0824 | 39128.1136 | 22709.2269 | 11577.0124 | 6456.7223 | 7474.505 | 10949.3178 | 28276.3023 | 12986.302 | 13864.1097 | 7192.6854 | 10110.5334 | 116.63 | 116.63 | 116.63 | 116.63 | 116.63 | 116.63 | 266.6424 | 116.63 | 266.6424 | 116.63 | 116.63 | 116.63 | 116.63 | 116.63 | 116.63 | 0.05949 | 1.059e-05 | 3.7812e-16 | 0.010045 | 0.0063383 | 6.4373e-10 | 0.13522 | 8.4866e-21 | 5.1464e-05 | 3.8091e-08 | 0.0037628 | 4.9437e-12 | 1.6992e-09 | 6.7044e-20 | 4.9209e-09 | 0.05949 | 0.0595 | 0.0595 | 0.069535 | 0.075873 | 0.069535 | 0.2111 | 0.075873 | 0.21115 | 0.069535 | 0.063252 | 0.05949 | 0.069535 | 0.05949 | 0.05949
504 | 154206.9759 | 15430.0916 | 5861.1986 | 66334.8536 | 36815.3957 | 15322.8833 | 11783.8576 | 3043.2602 | 6076.0583 | 7833.437 | 26029.9175 | 7740.226 | 9841.096 | 3953.5241 | 7194.8944 | n/a | 9177.0678 | 7380.5843 | 4907.8324 | 7475.0659 | 12676.2452 | 9289.3872 | 1960.3564 | 3538.3106 | 6602.8975 | 4865.4373 | 7562.328 | 8132.5879 | 2923.9963 | 5637.415 | 114.6918 | 79.4959 | 79.4959 | 122.4397 | 151.4719 | 91.44 | 177.3742 | 119.2968 | 177.3742 | 109.6095 | 131.0842 | 73.2707 | 79.3096 | 92.7985 | 80.1448 | 164668.468 | 10120.9764 | 4197.5796 | 67764.6615 | 30146.7391 | 13738.7228 | 5032.5772 | 5116.3111 | 4114.2225 | 4189.2676 | 25779.8345 | 5299.3294 | 6498.0255 | 4661.6003 | 6276.9562 | 155767.7313 | 19298.0442 | 11578.1639 | 70253.6572 | 37291.2683 | 26222.668 | 14371.1277 | 7076.6675 | 7646.3331 | 10681.4651 | 29913.5718 | 12780.0574 | 13228.3134 | 7503.1966 | 11414.0712 | 123.8187 | 123.8187 | 123.8187 | 123.8187 | 131.8429 | 123.8187 | 131.8429 | 131.8429 | 131.8429 | 123.8187 | 123.8187 | 123.8187 | 123.8187 | 123.8187 | 123.8187 | 0.063209 | 3.0166e-06 | 5.7148e-18 | 0.0041079 | 0.027113 | 1.589e-14 | 2.5963e-05 | 3.495e-23 | 2.3685e-05 | 2.5952e-08 | 0.00013288 | 4.5084e-13 | 4.6524e-08 | 5.842e-20 | 1.9041e-12 | 0.063209 | 0.063213 | 0.063213 | 0.067317 | 0.094431 | 0.067317 | 0.094457 | 0.094431 | 0.09448 | 0.067317 | 0.063342 | 0.063209 | 0.067317 | 0.063209 | 0.063209
505 | 160559.1311 | 16059.9897 | 6038.5746 | 68855.8684 | 38364.5988 | 16208.3989 | 12377.6348 | 3067.4785 | 6208.3934 | 8352.6432 | 27235.5407 | 8614.1383 | 9987.3708 | 4197.8611 | 7577.0928 | n/a | 9214.6151 | 6035.6231 | 3915.0244 | 9717.1867 | 11364.2304 | 8913.8094 | 1951.3709 | 4832.0615 | 6404.3468 | 3121.0018 | 6629.7702 | 6349.8173 | 2975.6039 | 5255.9222 | 164.2364 | 132.1517 | 132.1517 | 171.2853 | 195.5945 | 148.3199 | 217.2492 | 168.6956 | 217.2492 | 163.5099 | 175.2803 | 133.13 | 133.1849 | 143.2729 | 132.6942 | 170374.72 | 10573.0497 | 4227.0886 | 72382.2948 | 32780.5625 | 14086.6562 | 4945.1586 | 5230.2826 | 4009.3706 | 4344.4647 | 25055.5161 | 5892.0776 | 5589.8574 | 4644.8919 | 5966.9127 | 163051.2 | 18966.9648 | 9519.0116 | 73945.8192 | 41513.0492 | 25196.8866 | 13720.268 | 7124.9535 | 8713.3321 | 10590.9115 | 27718.7 | 12425.7478 | 11450.8747 | 7418.7958 | 11187.1349 | 128.9221 | 128.9221 | 128.9221 | 128.9221 | 128.9221 | 128.9221 | 128.9221 | 128.9221 | 128.9221 | 128.9221 | 128.9256 | 128.9221 | 128.9221 | 128.9221 | 128.9221 | 0.049132 | 4.3055e-05 | 1.9209e-11 | 0.0022288 | 0.0029262 | 8.3653e-12 | 0.0010821 | 3.8459e-23 | 3.8745e-07 | 1.0848e-06 | 0.021525 | 1.4982e-09 | 0.00011688 | 2.2069e-17 | 1.63e-10 | 0.049132 | 0.049175 | 0.049175 | 0.051361 | 0.054287 | 0.051361 | 0.055369 | 0.054287 | 0.055369 | 0.051362 | 0.070657 | 0.049132 | 0.051477 | 0.049132 | 0.049132
506 | 156708.1066 | 16105.3461 | 6049.9982 | 67313.0078 | 37551.7073 | 15748.2593 | 11778.8263 | 2854.8019 | 5720.1508 | 8039.8586 | 26649.0108 | 8103.81 | 10230.334 | 4098.8432 | 7168.7943 | n/a | 10047.7441 | 5795.2846 | 4109.2537 | 11094.1679 | 11716.0282 | 7519.7476 | 1206.9815 | 4292.6863 | 6358.443 | 3531.9127 | 5632.2418 | 6519.2291 | 3754.5498 | 3983.0637 | 123.2313 | 89.5114 | 89.5114 | 130.651 | 157.9833 | 102.1355 | 182.3614 | 127.7016 | 182.3614 | 119.2359 | 138.064 | 85.0353 | 89.6019 | 102.0312 | 90.1221 | 161668.6351 | 10151.9389 | 4116.1416 | 67151.5389 | 29046.0777 | 13973.781 | 4616.5653 | 5072.9238 | 3828.5883 | 4702.2395 | 22079.4042 | 5670.8766 | 7529.1717 | 4481.7579 | 5952.1342 | 157186.8694 | 19869.583 | 9911.4262 | 70897.9269 | 40254.0799 | 25398.6091 | 12318.6471 | 6231.2054 | 8121.2746 | 10895.5825 | 23257.7169 | 11177.0184 | 13879.5008 | 8079.1077 | 9200.3979 | 165.4723 | 165.4723 | 165.4723 | 165.4723 | 165.4723 | 165.4723 | 165.4723 | 165.4723 | 165.4723 | 165.4723 | 227.8895 | 165.4723 | 165.4723 | 165.4723 | 165.4723 | 0.087624 | 5.7597e-06 | 1.8677e-12 | 0.0052204 | 0.0040511 | 8.1609e-13 | 0.0088658 | 6.4247e-21 | 2.4412e-07 | 3.5994e-08 | 1.6801 | 1.7506e-08 | 2.8346e-08 | 2.0957e-21 | 4.023e-07 | 0.087624 | 0.08763 | 0.08763 | 0.092844 | 0.096896 | 0.092844 | 0.10576 | 0.096896 | 0.10576 | 0.092844 | 1.7677 | 0.087624 | 0.092844 | 0.087624 | 0.087624
507 | 153611.5019 | 15630.8607 | 5798.2237 | 66102.4253 | 36749.1858 | 15118.3941 | 11820.7891 | 3002.8418 | 5985.6296 | 7754.179 | 26419.4261 | 7952.1215 | 9586.2463 | 4165.8323 | 7038.1698 | n/a | 10871.9425 | 5175.4012 | 4194.6477 | 9532.364 | 9928.0531 | 8468.6505 | 2161.9268 | 3292.0606 | 8281.4636 | 4412.9332 | 5478.8778 | 6738.3823 | 3196.5832 | 5724.9936 | 183.7335 | 155.4363 | 155.4363 | 189.941 | 209.9755 | 173.1359 | 227.7982 | 187.8365 | 227.7982 | 185.6379 | 190.9331 | 160.634 | 157.1314 | 164.5895 | 155.8828 | 167000.1099 | 10892.1673 | 4219.7194 | 68332.5185 | 29757.0444 | 13923.8483 | 5173.627 | 5202.9729 | 4281.7838 | 4117.3949 | 24589.3382 | 6008.4925 | 6529.7266 | 4620.8695 | 5867.4379 | 156977.1 | 21755.0098 | 9386.0206 | 67669.5563 | 39153.3083 | 21630.2634 | 13635.6775 | 7351.8998 | 7573.8444 | 11006.2205 | 27459.5715 | 11473.8703 | 11268.7371 | 7740.0527 | 11573.5315 | 123.8476 | 123.8476 | 123.8476 | 123.8476 | 123.8476 | 123.8476 | 123.8476 | 123.8476 | 123.8476 | 123.8476 | 123.8476 | 123.8476 | 123.8476 | 123.8476 | 123.8476 | 0.032869 | 1.3833e-08 | 3.8894e-12 | 0.017216 | 0.0050014 | 1.1801e-09 | 0.00023833 | 3.9049e-25 | 1.9475e-05 | 2.9351e-09 | 0.0093195 | 1.4758e-09 | 3.7095e-05 | 3.5763e-19 | 1.823e-13 | 0.032869 | 0.032869 | 0.032869 | 0.050086 | 0.055087 | 0.050086 | 0.055326 | 0.055087 | 0.055345 | 0.050086 | 0.042189 | 0.032869 | 0.050123 | 0.032869 | 0.032869
508 | 156409.0181 | 15971.8554 | 5763.3049 | 67187.1797 | 37417.2695 | 15755.709 | 12108.8249 | 2978.8752 | 6010.1247 | 8238.5318 | 26581.3297 | 8606.0208 | 9741.7621 | 4198.9359 | 7158.5602 | n/a | 10835.7136 | 6409.2123 | 4074.1089 | 10510.2872 | 11796.5545 | 8909.7113 | 1563.4673 | 4414.6981 | 10954.072 | 3173.0676 | 6681.9589 | 7372.4485 | 3150.6079 | 4739.9094 | 129.8092 | 95.865 | 95.865 | 137.2769 | 164.583 | 109.0825 | 188.9343 | 134.3344 | 188.9343 | 126.1641 | 144.3643 | 92.0011 | 96.0722 | 108.371 | 96.475 | 164350.7813 | 10154.4549 | 4105.2686 | 66576.195 | 29406.6123 | 14727.9161 | 5066.5639 | 5011.5952 | 4346.236 | 4671.4932 | 26807.5958 | 5966 | 6519.0791 | 4625.4065 | 5912.1649 | 158106.9813 | 20624.4685 | 10450.081 | 69689.2039 | 39710.0996 | 26102.9706 | 13891.9752 | 6575.0625 | 8690.934 | 15459.3653 | 28616.4634 | 12392.6589 | 13727.2276 | 7491.2144 | 10586.3742 | 128.722 | 128.722 | 128.722 | 128.722 | 128.722 | 128.722 | 128.722 | 128.722 | 128.722 | 128.722 | 128.722 | 128.722 | 128.722 | 128.722 | 128.722 | 0.060894 | 6.402e-07 | 2.5685e-15 | 0.011013 | 0.0057151 | 1.4093e-13 | 0.0002942 | 2.622e-21 | 1.1585e-07 | 5.2085e-17 | 0.0022095 | 1.65e-09 | 3.5557e-09 | 1.0287e-17 | 1.4792e-10 | 0.060894 | 0.060894 | 0.060894 | 0.071907 | 0.077622 | 0.071907 | 0.077916 | 0.077622 | 0.077916 | 0.071907 | 0.063103 | 0.060894 | 0.071907 | 0.060894 | 0.060894
509 | 153064.1148 | 15638.4531 | 5985.3521 | 65886.6828 | 36620.5667 | 15619.6704 | 11961.6423 | 2923.3591 | 6100.2656 | 7900.1471 | 25924.5513 | 7911.9499 | 9452.7983 | 4016.1541 | 6778.4425 | n/a | 10070.5186 | 4876.1401 | 3595.2683 | 10862.2893 | 9702.8503 | 6643.9304 | 1651.0386 | 4845.2578 | 10018.5167 | 4321.8684 | 6108.2605 | 7009.7762 | 3911.1079 | 5749.7788 | 152.7261 | 122.3996 | 122.3996 | 159.3893 | 182.4572 | 137.4597 | 203.0076 | 156.93 | 203.0076 | 151.8751 | 163.3289 | 123.0444 | 123.3255 | 132.9536 | 122.9144 | 167983.6831 | 10467.1672 | 4348.2605 | 71774.7304 | 33394.2052 | 13947.7496 | 5527.3641 | 4920.2634 | 4211.5752 | 4381.8956 | 23409.6213 | 5939.108 | 6450.9088 | 4470.7254 | 6260.8585 | 156698.6 | 19268.2858 | 9175.2006 | 70923.7156 | 42261.4114 | 23267.1998 | 12079.2945 | 6402.902 | 8978.133 | 14332.2122 | 26394.7896 | 11732.1686 | 13280.785 | 8102.3334 | 11474.6373 | 98.8136 | 98.8136 | 98.8136 | 98.8136 | 98.8136 | 98.8136 | 191.0939 | 98.8136 | 191.0939 | 98.8136 | 119.1778 | 98.8136 | 98.8136 | 98.8136 | 98.8136 | 0.027568 | 6.1262e-06 | 9.8577e-11 | 0.0020084 | 0.00028832 | 1.1216e-10 | 0.029688 | 4.8763e-21 | 5.5878e-08 | 5.9317e-16 | 0.021195 | 3.1215e-10 | 4.1915e-09 | 2.5478e-22 | 2.5701e-14 | 0.027568 | 0.027574 | 0.027574 | 0.029576 | 0.029865 | 0.029576 | 0.059553 | 0.029865 | 0.059553 | 0.029576 | 0.048763 | 0.027568 | 0.029576 | 0.027568 | 0.027568
510 | 157363.5759 | 15819.6533 | 5781.9422 | 67567.438 | 37584.5991 | 15875.3939 | 11745.6776 | 2968.2808 | 6059.7783 | 8301.5628 | 26550.9449 | 8313.4303 | 10101.865 | 3849.2349 | 7063.039 | n/a | 8207.7592 | 5756.6558 | 4065.1619 | 8065.2943 | 13752.5373 | 6899.5519 | 2211.865 | 4836.6809 | 9460.6607 | 4568.1389 | 6658.9484 | 5758.4262 | 3409.8867 | 4387.4569 | 124.6618 | 92.5282 | 92.5282 | 131.7308 | 157.5161 | 105.1979 | 180.5102 | 128.9534 | 180.5102 | 121.3274 | 138.3245 | 89.0685 | 92.7602 | 104.3373 | 93.1043 | 166626.7715 | 10232.5034 | 4233.0781 | 69629.0704 | 28557.0719 | 14818.9677 | 5365.5893 | 5181.4514 | 4339.323 | 4298.6215 | 25982.0102 | 6128.3023 | 7097.7173 | 4724.8658 | 6157.6601 | 159899.3 | 18202.6626 | 9975.3339 | 71623.9323 | 35619.1662 | 28229.605 | 12141.2412 | 7380.3164 | 9065.9039 | 13553.8822 | 28727.5491 | 12650.7507 | 12685.8435 | 7866.9525 | 10500.317 | 96.7402 | 96.7402 | 96.7402 | 96.7402 | 236.2742 | 96.7402 | 236.2742 | 236.2742 | 236.2742 | 96.7402 | 96.7402 | 96.7402 | 96.7402 | 96.7402 | 96.7402 | 0.047775 | 0.00013719 | 7.0511e-14 | 0.0039487 | 0.17212 | 1.0981e-15 | 0.013333 | 9.7076e-26 | 2.8039e-08 | 7.0896e-13 | 0.0017917 | 6.8877e-11 | 1.5428e-06 | 7.6979e-23 | 1.0782e-10 | 0.047775 | 0.047913 | 0.047913 | 0.051724 | 0.22385 | 0.051724 | 0.23718 | 0.22385 | 0.23718 | 0.051724 | 0.049567 | 0.047775 | 0.051726 | 0.047775 | 0.047775
511 | 156589.184 | 15855.103 | 5941.1062 | 67252.2963 | 37550.7228 | 16012.5081 | 12122.8342 | 3061.7106 | 6115.4801 | 8223.5422 | 26595.0628 | 8379.0722 | 10024.7518 | 4058.0099 | 6949.6399 | n/a | 10368.4869 | 5857.9092 | 2938.6867 | 10059.3301 | 10558.9475 | 8080.7142 | 2380.7519 | 4321.6826 | 8588.1609 | 2707.2665 | 6392.1522 | 6451.3682 | 3173.9587 | 5740.7103 | 136.5762 | 104.8299 | 104.8299 | 143.5568 | 168.5466 | 118.5338 | 190.8235 | 140.8749 | 190.8235 | 134.1602 | 149.1977 | 102.9075 | 105.3295 | 116.2706 | 105.388 | 166656.8916 | 9766.2182 | 4335.3217 | 69389.9546 | 30107.279 | 14690.4893 | 5413.7379 | 5196.8796 | 4249.7304 | 4343.0576 | 24843.6161 | 5910.344 | 6255.1325 | 4587.2504 | 6186.2811 | 157808.9 | 19975.105 | 10096.0309 | 68559.9322 | 37986.8 | 24927.6368 | 12649.8521 | 7192.0315 | 7949.913 | 12907.0185 | 26714.7 | 12004.8961 | 12569.1007 | 7415.8091 | 11876.2914 | 145.7318 | 145.7318 | 145.7318 | 145.7318 | 150.37 | 145.7318 | 150.37 | 150.37 | 150.37 | 145.7318 | 162.69 | 145.7318 | 145.7318 | 145.7318 | 145.7318 | 0.07037 | 2.1254e-06 | 1.8705e-13 | 0.019819 | 0.028284 | 7.6602e-12 | 0.0095958 | 1.4715e-23 | 7.2948e-06 | 8.3526e-12 | 0.035933 | 2.1892e-09 | 1.6691e-06 | 1.4326e-18 | 1.3401e-14 | 0.07037 | 0.070372 | 0.070372 | 0.090189 | 0.11847 | 0.090189 | 0.12807 | 0.11847 | 0.12808 | 0.090189 | 0.1063 | 0.07037 | 0.090191 | 0.07037 | 0.07037
512 | 150663.1317 | 15322.0403 | 5760.7225 | 64898.6156 | 35871.8979 | 14940.6382 | 11501.1938 | 2887.0641 | 6050.5561 | 7611.4353 | 25794.8819 | 7720.3392 | 9533.8867 | 4105.7121 | 6935.0644 | n/a | 10965.313 | 6129.5556 | 5863.4886 | 7605.0979 | 10283.1248 | 7522.6067 | 1902.6299 | 3693.4444 | 6832.7895 | 3225.8159 | 6200.2599 | 6670.395 | 3791.2532 | 5658.332 | 200.7231 | 172.3616 | 172.3616 | 206.9409 | 226.4221 | 191.5675 | 243.7418 | 204.9081 | 243.7418 | 203.7167 | 206.8564 | 179.4185 | 174.3946 | 181.2565 | 172.7955 | 170085.4736 | 10984.5758 | 4032.3638 | 69572.8649 | 31463.5314 | 14036.8049 | 5150.8583 | 5157.4992 | 4382.3427 | 4486.9043 | 26674.2731 | 5914.4265 | 7637.9984 | 4582.2116 | 6061.4151 | 155765.7 | 21120.5888 | 10129.6193 | 70385.4535 | 36720.4294 | 23778.4297 | 12610.665 | 7050.729 | 8026.2872 | 11147.6938 | 28372.4155 | 11745.1864 | 13971.8934 | 8200.8649 | 10880.0471 | 99.9 | 99.9 | 99.9 | 99.9 | 146.796 | 99.9 | 146.796 | 146.796 | 146.796 | 99.9 | 99.9 | 99.9 | 99.9 | 99.9 | 99.9 | 0.010175 | 2.3026e-08 | 2.0242e-14 | 0.001439 | 0.019193 | 1.9089e-12 | 0.0016193 | 4.8864e-25 | 3.4337e-06 | 5.0239e-10 | 0.00089465 | 6.994e-11 | 3.8103e-10 | 6.3253e-22 | 3.8761e-12 | 0.010175 | 0.010175 | 0.010175 | 0.011614 | 0.030808 | 0.011614 | 0.032427 | 0.030808 | 0.03243 | 0.011614 | 0.01107 | 0.010175 | 0.011614 | 0.010175 | 0.010175
513 | 158773.7299 | 15874.6042 | 6193.8225 | 68160.483 | 37965.731 | 15840.7975 | 12287.5816 | 3036.9598 | 6377.6355 | 8262.7151 | 26937.3991 | 8116.35 | 9935.8217 | 4094.1077 | 7234.7834 | n/a | 10504.9208 | 4548.6847 | 3383.4383 | 7043.6224 | 6633.7092 | 7616.6188 | 1361.7388 | 3848.9276 | 7578.5644 | 3983.1691 | 6356.9993 | 8711.0483 | 3905.1417 | 3439.0075 | 205.3329 | 178.1704 | 178.1704 | 211.2847 | 229.4692 | 197.7228 | 245.6271 | 209.3983 | 245.6271 | 209.057 | 210.3514 | 186.3887 | 180.3814 | 186.4686 | 178.5752 | 166179.7057 | 10398.9044 | 4289.9103 | 66619.7826 | 29228.4367 | 13944.5717 | 5176.9541 | 5212.9503 | 4492.7972 | 4576.1117 | 26430.5934 | 5981.631 | 6493.8974 | 4553.0376 | 6044.0499 | 161725.2057 | 20810.7252 | 8793.8951 | 68767.9209 | 35797.9591 | 20243.6809 | 12679.6729 | 6574.6891 | 8341.7248 | 11863.0761 | 29558.0625 | 12295.6304 | 15129.1456 | 8439.2793 | 9483.0574 | 148.4631 | 148.4631 | 148.4631 | 204.2781 | 344.2038 | 204.2781 | 344.2038 | 344.2038 | 344.2038 | 204.2781 | 148.4631 | 204.2781 | 204.2781 | 148.4631 | 148.4631 | 0.042515 | 3.0254e-07 | 6.992e-09 | 0.02806 | 0.19425 | 5.2938e-07 | 0.014148 | 1.2323e-20 | 5.8142e-06 | 1.5505e-09 | 0.00099077 | 8.9723e-11 | 3.9554e-11 | 3.4667e-23 | 1.3295e-07 | 0.042515 | 0.042516 | 0.042516 | 0.070576 | 0.26483 | 0.070576 | 0.27897 | 0.26483 | 0.27898 | 0.070576 | 0.043506 | 0.042516 | 0.070576 | 0.042515 | 0.042516
514 | 155092.8846 | 15711.184 | 5854.0328 | 66676.8069 | 37081.675 | 15504.3371 | 12016.8244 | 3059.3176 | 6059.7085 | 8070.9477 | 26509.2423 | 8055.0462 | 9830.1217 | 4195.7558 | 7075.2292 | n/a | 8531.7905 | 4613.1548 | 4546.5994 | 8379.372 | 7442.6268 | 7696.9705 | 1180.9816 | 2898.6907 | 7806.1804 | 3333.4313 | 5561.9645 | 7263.0157 | 3385.5373 | 5431.3174 | 189.1539 | 159.6511 | 159.6511 | 195.6265 | 216.6016 | 177.8918 | 235.2628 | 193.4212 | 235.2628 | 190.9819 | 196.8176 | 164.8018 | 161.3698 | 169.2349 | 160.1186 | 164687.7592 | 10798.6599 | 4340.3905 | 68475.3732 | 29955.2702 | 14844.0231 | 5279.0986 | 5169.9699 | 4343.7046 | 4972.8139 | 23438.4486 | 5789.0255 | 6406.0245 | 4498.3034 | 5748.6382 | 159775.6592 | 19298.6504 | 8953.5453 | 70557.8726 | 37601.3422 | 22003.5499 | 12976.069 | 6246.9515 | 7242.3953 | 12506.2943 | 26431.0799 | 11340.59 | 12813.3403 | 7708.1408 | 11179.9556 | 104.3917 | 104.3917 | 104.3917 | 104.3917 | 178.8879 | 104.3917 | 178.8879 | 178.8879 | 178.8879 | 104.3917 | 254.7784 | 104.3917 | 104.3917 | 104.3917 | 104.3917 | 0.014607 | 7.0743e-06 | 1.1237e-10 | 0.0042576 | 0.02618 | 1.8714e-09 | 0.0028314 | 1.1026e-18 | 0.00014243 | 1.8221e-11 | 0.047936 | 5.7478e-09 | 2.3337e-07 | 9.2279e-19 | 2.4529e-12 | 0.014607 | 0.014614 | 0.014614 | 0.018865 | 0.045044 | 0.018865 | 0.047876 | 0.045044 | 0.048018 | 0.018865 | 0.062543 | 0.014607 | 0.018865 | 0.014607 | 0.014607
515 | 154274.093 | 15542.9067 | 6301.6926 | 66330.2592 | 36849.3687 | 15908.6558 | 11572.5814 | 2895.3422 | 5851.1731 | 8019.3168 | 26356.7633 | 8200.2054 | 9991.5267 | 4032.1895 | 7330.4784 | n/a | 10209.0312 | 5322.6219 | 5125.3687 | 10728.3056 | 10573.6119 | 7012.8718 | 2103.171 | 4758.6238 | 6054.0294 | 3385.2535 | 5208.6479 | 7121.5255 | 3273.9902 | 4599.0853 | 135.0015 | 101.9801 | 101.9801 | 142.2643 | 168.5129 | 115.6099 | 191.9162 | 139.442 | 191.9162 | 132.0264 | 148.5913 | 99.1934 | 102.3575 | 113.9993 | 102.5664 | 166631.6653 | 9996.6398 | 4199.9947 | 68910.0781 | 30183.3322 | 13860.7967 | 4849.5533 | 4944.7435 | 3890.7209 | 4347.5543 | 24110.5499 | 5956.439 | 6342.8432 | 4631.0288 | 6060.2416 | 156953.3 | 20047.571 | 9482.2166 | 68756.4815 | 38231.6691 | 23864.912 | 11247.1252 | 7042.3145 | 8034.0448 | 10069.7837 | 26605.7034 | 11165.0869 | 12383.7687 | 7887.219 | 10659.3269 | 100.0448 | 100.0448 | 100.0448 | 100.0448 | 100.0448 | 100.0448 | 287.8743 | 100.0448 | 287.8743 | 100.0448 | 143.3949 | 100.0448 | 100.0448 | 100.0448 | 100.0448 | 0.044964 | 6.7738e-07 | 2.8547e-10 | 0.011256 | 0.012285 | 7.3681e-11 | 0.10619 | 7.0139e-25 | 9.1778e-07 | 1.7522e-06 | 0.029673 | 3.4785e-08 | 2.95e-06 | 4.1451e-21 | 4.0236e-10 | 0.044964 | 0.044964 | 0.044964 | 0.05622 | 0.068505 | 0.05622 | 0.1747 | 0.068505 | 0.1747 | 0.056222 | 0.074636 | 0.044964 | 0.056223 | 0.044964 | 0.044964
516 | 155223.7169 | 15777.927 | 6056.9498 | 66723.9967 | 37229.1917 | 15805.0458 | 11716.9669 | 3045.3728 | 5950.65 | 8432.1246 | 26399.5391 | 8515.5809 | 9846.0828 | 3929.9337 | 7081.9655 | n/a | 10799.0834 | 6153.6378 | 3850.3256 | 8879.8871 | 9536.6305 | 10381.2479 | 1294.7595 | 4428.8782 | 6370.7771 | 3702.7744 | 4800.6687 | 7670.623 | 2994.6944 | 5426.2529 | 81.3317 | 44.4498 | 44.4498 | 89.4598 | 121.2868 | 53.5288 | 149.7044 | 85.9872 | 149.7044 | 73.4627 | 101.0478 | 33.5949 | 43.4713 | 59.0442 | 45.1617 | 165333.7033 | 11222.4611 | 4259.4447 | 67687.7266 | 31587.5479 | 13502.5804 | 5286.1971 | 5196.1473 | 4462.6194 | 4482.8644 | 24839.2003 | 5994.2864 | 6768.987 | 4584.2203 | 6155.9207 | 156872.5 | 21839.8445 | 10406.7824 | 68636.5522 | 38886.535 | 22546.4109 | 15541.545 | 6402.6068 | 8849.6976 | 10605.9416 | 27961.1747 | 10549.8551 | 13950.31 | 7041.6147 | 11582.1736 | 99.84 | 99.84 | 99.84 | 99.84 | 99.84 | 99.84 | 99.84 | 99.84 | 99.84 | 99.84 | 99.84 | 99.84 | 99.84 | 99.84 | 99.84 | 0.061752 | 1.8485e-08 | 9.213e-14 | 0.014618 | 0.0098039 | 1.3953e-09 | 7.1816e-07 | 1.2096e-19 | 3.6085e-08 | 1.6136e-06 | 0.004334 | 4.0921e-06 | 2.6182e-09 | 7.2443e-18 | 2.6184e-13 | 0.061752 | 0.061752 | 0.061752 | 0.07637 | 0.086174 | 0.07637 | 0.086174 | 0.086174 | 0.086174 | 0.076371 | 0.066086 | 0.061756 | 0.07637 | 0.061752 | 0.061752
517 | 158968.8227 | 16045.9701 | 6096.6632 | 68219.6835 | 37990.8304 | 16204.1477 | 12417.2657 | 3123.8518 | 6229.716 | 8604.9386 | 26739.2693 | 8447.7012 | 10157.0317 | 4225.0794 | 7349.2379 | n/a | 10953.4844 | 6237.202 | 3087.3175 | 8882.3001 | 10297.7628 | 7903.6702 | 2094.9727 | 4611.8127 | 6961.6892 | 4064.9951 | 5952.4209 | 7968.7899 | 4127.2769 | 6409.3558 | 123.433 | 89.007 | 89.007 | 131.0088 | 158.9994 | 101.6851 | 183.966 | 127.9866 | 183.966 | 119.1983 | 138.7318 | 84.172 | 89.0515 | 101.8291 | 89.6325 | 161142.7501 | 9683.3201 | 4255.4356 | 66980.0813 | 31550.7794 | 13354.14 | 5301.5663 | 5028.7343 | 4292.3813 | 4107.4007 | 23224.6292 | 5842.8941 | 6718.1133 | 4501.9538 | 6051.3009 | 156800.4501 | 20568.5045 | 10433.7376 | 67362.1988 | 39154.4795 | 22648.8028 | 12676.2365 | 7123.707 | 8375.194 | 10379.2899 | 27126.5244 | 11482.015 | 14433.0032 | 8629.2307 | 12448.5567 | 240.9018 | 240.9018 | 240.9018 | 242.9161 | 242.9161 | 242.9161 | 242.9161 | 242.9161 | 242.9161 | 242.9161 | 240.9018 | 242.9161 | 242.9161 | 240.9018 | 240.9018 | 0.19099 | 9.1822e-07 | 1.1889e-13 | 0.05703 | 0.015332 | 4.4141e-09 | 0.020506 | 1.806e-22 | 2.0694e-06 | 1.2101e-05 | 0.024417 | 3.8147e-08 | 2.2215e-09 | 8.1989e-23 | 2.4638e-14 | 0.19099 | 0.19099 | 0.19099 | 0.24802 | 0.26335 | 0.24802 | 0.28386 | 0.26335 | 0.28386 | 0.24803 | 0.21541 | 0.19099 | 0.24802 | 0.19099 | 0.19099
518 | 153615.8859 | 15663.3308 | 5891.8433 | 66097.3673 | 36743.4778 | 15261.1387 | 11899.9801 | 3149.6938 | 5876.9374 | 7672.005 | 25980.7052 | 8105.2249 | 9735.533 | 4093.0945 | 6917.6951 | n/a | 10787.4577 | 5298.3011 | 4384.2815 | 8927.7975 | 9795.4704 | 8805.5111 | 2399.637 | 4429.8442 | 8635.9784 | 3933.2897 | 7167.4003 | 5989.1798 | 3998.7035 | 3741.0205 | 90.7684 | 54.9876 | 54.9876 | 98.6511 | 129.0991 | 64.8452 | 156.2792 | 95.3368 | 156.2792 | 83.9109 | 109.1207 | 45.7795 | 54.2774 | 68.9464 | 55.6685 | 156457.9838 | 10474.1892 | 4312.4657 | 62276.7173 | 30437.9165 | 13397.1221 | 5040.8038 | 5132.4703 | 4129.2495 | 4070.5967 | 21834.8004 | 5721.9466 | 5704.6203 | 4575.4147 | 6039.9787 | 151707.2838 | 21026.7469 | 9602.4668 | 65752.5987 | 38891.714 | 23046.7925 | 13846.3149 | 7441.1073 | 8559.0937 | 12599.275 | 24508.6901 | 12850.8469 | 11615.4 | 8574.1182 | 9224.9992 | 231.7336 | 231.7336 | 231.7336 | 231.7336 | 231.7336 | 231.7336 | 231.7336 | 231.7336 | 231.7336 | 231.7336 | 231.7336 | 231.7336 | 231.7336 | 231.7336 | 231.7336 | 0.18059 | 9.1038e-08 | 2.5688e-12 | 0.044737 | 0.0062566 | 4.9325e-11 | 0.00017021 | 8.9962e-24 | 8.6414e-08 | 4.8829e-13 | 0.22278 | 5.7757e-12 | 1.8487e-05 | 7.5789e-24 | 5.2897e-08 | 0.18059 | 0.18059 | 0.18059 | 0.22533 | 0.23159 | 0.22533 | 0.23176 | 0.23159 | 0.23176 | 0.22533 | 0.40337 | 0.18059 | 0.22535 | 0.18059 | 0.18059
519 | 152027.6024 | 15388.2558 | 5835.7518 | 65488.821 | 36465.2597 | 15321.989 | 11751.6452 | 2873.2416 | 6160.5568 | 8016.8545 | 25975.1586 | 7974.8262 | 9689.5683 | 3860.1976 | 6971.6814 | n/a | 7366.3135 | 5921.4738 | 3863.6295 | 7319.6401 | 9173.6774 | 6121.4079 | 1713.6072 | 4624.658 | 7962.4562 | 2712.0702 | 7439.2465 | 8843.7836 | 3031.9492 | 5711.4339 | 122.6381 | 89.8698 | 89.8698 | 129.8479 | 156.3046 | 102.3929 | 179.9001 | 126.9949 | 179.9001 | 118.9443 | 136.8638 | 85.8416 | 90.0159 | 101.9877 | 90.4609 | 167370.1414 | 11358.5531 | 4367.1397 | 69147.5262 | 31492.7992 | 13734.9945 | 4820.9255 | 5173.7867 | 3946.1922 | 3723.1196 | 25162.8547 | 6204.749 | 6327.6904 | 4744.9407 | 6036.812 | 155292.2 | 18579.5666 | 10288.6135 | 67035.6 | 37924.1393 | 21960.0617 | 10870.8334 | 6488.5938 | 8504.7502 | 10814.6656 | 26615.2 | 13566.2956 | 14781.4212 | 7585.4899 | 11672.4459 | 83.4537 | 83.4537 | 83.4537 | 84.2516 | 84.2516 | 84.2516 | 269.8502 | 84.2516 | 269.8502 | 84.2516 | 86.7441 | 84.2516 | 84.2516 | 83.4537 | 83.4537 | 0.034179 | 1.5736e-05 | 1.6998e-14 | 0.017267 | 0.011336 | 1.0673e-09 | 0.32197 | 4.0569e-22 | 7.4298e-07 | 4.5862e-08 | 0.01648 | 6.4534e-14 | 3.5386e-11 | 2.755e-21 | 5.4435e-14 | 0.034179 | 0.034195 | 0.034195 | 0.051446 | 0.062783 | 0.051446 | 0.38475 | 0.062783 | 0.38475 | 0.051446 | 0.05066 | 0.034179 | 0.051446 | 0.034179 | 0.034179
520 | 158330.7958 | 16098.3064 | 6083.8846 | 67989.0603 | 37710.7118 | 15954.1322 | 11848.2172 | 3077.5766 | 5965.2768 | 8180.435 | 26661.0122 | 8525.2217 | 9922.1738 | 3955.4878 | 7410.4847 | n/a | 12319.242 | 4694.4824 | 4447.7707 | 8198.6533 | 6548.4689 | 7019.6117 | 2004.7037 | 4729.1984 | 7595.6934 | 4379.1247 | 6716.5798 | 6594.7544 | 2737.895 | 5419.7039 | 137.0587 | 106.0496 | 106.0496 | 143.8763 | 168.1537 | 119.7586 | 189.7933 | 141.2735 | 189.7933 | 134.938 | 149.1483 | 104.5793 | 106.6113 | 117.1631 | 106.5917 | 171048.3634 | 10743.0901 | 4280.0721 | 71303.5863 | 31260.6497 | 14635.484 | 5572.5157 | 5155.5468 | 4423.7264 | 4284.5152 | 25736.2295 | 6060.3202 | 5183.9011 | 4596.9233 | 5861.3247 | 158264.4 | 21605.5321 | 8265.5545 | 71954.754 | 37726.3 | 20664.653 | 12460.8274 | 7102.9505 | 9077.4247 | 11799.7086 | 26489.3 | 12338.0999 | 11616.7556 | 6816.2183 | 10729.6287 | 183.2 | 183.2 | 183.2 | 183.2 | 202.05 | 183.2 | 202.05 | 202.05 | 202.05 | 183.2 | 207.46 | 183.2 | 183.2 | 183.2 | 183.2 | 0.10317 | 9.2152e-08 | 7.0045e-08 | 0.0042364 | 0.040566 | 2.6506e-07 | 0.0072786 | 6.599e-23 | 1.3554e-08 | 1.1939e-09 | 0.054872 | 1.2449e-09 | 4.4727e-05 | 1.6339e-16 | 5.1735e-10 | 0.10317 | 0.10317 | 0.10317 | 0.1074 | 0.14797 | 0.1074 | 0.15525 | 0.14797 | 0.15525 | 0.1074 | 0.15804 | 0.10317 | 0.10745 | 0.10317 | 0.10317
521 | 159364.5356 | 16060.2186 | 5990.9306 | 68354.4294 | 38179.6569 | 15980.6339 | 12328.4574 | 3149.351 | 6289.813 | 8262.578 | 27066.0031 | 8307.9755 | 10190.0511 | 4135.4638 | 7163.7138 | n/a | 9693.9521 | 3712.725 | 4257.9089 | 10077.8351 | 8562.9473 | 6316.8653 | 2450.3085 | 4351.5822 | 6038.7109 | 4123.7087 | 5059.7096 | 5434.7076 | 3219.3285 | 5628.7477 | 168.4828 | 137.5137 | 137.5137 | 175.2842 | 198.3883 | 154.0006 | 218.9634 | 172.8305 | 218.9634 | 168.4333 | 178.4921 | 139.568 | 138.7117 | 148.0804 | 138.0292 | 160951.1195 | 9680.6472 | 4039.2923 | 65815.4595 | 29043.1897 | 14306.8966 | 5202.1174 | 5135.775 | 4258.4532 | 4819.2414 | 24506.2257 | 6039.0957 | 6887.3915 | 4610.748 | 5794.47 | 158447.5 | 19324.7993 | 7702.2173 | 68232.1685 | 38005.0248 | 22798.9439 | 11518.9827 | 7586.0835 | 8610.0354 | 10857.9524 | 28543.5149 | 11027.9053 | 11714.5992 | 7746.6765 | 11423.2177 | 231.16 | 231.16 | 231.16 | 231.16 | 265.7203 | 231.16 | 328.4451 | 265.7203 | 328.4451 | 231.16 | 231.16 | 231.16 | 231.16 | 231.16 | 231.16 | 0.13273 | 1.8411e-05 | 1.0929e-06 | 0.039951 | 0.047633 | 1.3882e-09 | 0.25602 | 1.6566e-24 | 1.0333e-06 | 1.7902e-07 | 0.0051714 | 1.3128e-07 | 0.00010348 | 1.7886e-19 | 1.3675e-12 | 0.13273 | 0.13275 | 0.13275 | 0.17268 | 0.22031 | 0.17268 | 0.47634 | 0.22031 | 0.47634 | 0.17268 | 0.1379 | 0.13273 | 0.17278 | 0.13273 | 0.13273
522 | 150751.2649 | 15566.0231 | 5825.9658 | 64958.5375 | 36143.7742 | 15294.5493 | 11430.3525 | 2978.4268 | 6116.3092 | 7914.7687 | 25834.2079 | 8284.3984 | 9969.5221 | 4170.7301 | 6791.8396 | n/a | 8758.2678 | 5799.6431 | 4403.7821 | 8969.1973 | 11884.1721 | 6396.533 | 1912.3993 | 3242.6444 | 8455.5272 | 3624.5975 | 4740.6636 | 7749.2651 | 4189.1147 | 4986.9922 | 138.8411 | 107.174 | 107.174 | 145.8037 | 170.6368 | 121.0743 | 192.7726 | 143.1404 | 192.7726 | 136.6017 | 151.2607 | 105.547 | 107.7249 | 118.5423 | 107.7286 | 167478.9367 | 9946.9972 | 4324.3155 | 70567.3512 | 30321.1234 | 15039.7606 | 5490.9353 | 5075.1239 | 4490.5675 | 4406.0482 | 25570.2459 | 5977.3515 | 6758.989 | 4573.4407 | 6095.9743 | 156082.7 | 18426.465 | 10011.1586 | 71362.8126 | 37422.6 | 26385.0328 | 11488.3 | 6890.2232 | 7334.0437 | 12430.2754 | 26512.6434 | 10610.4151 | 13575.554 | 6443.9451 | 11040.5665 | 66.03 | 66.03 | 66.03 | 66.03 | 81.11 | 66.03 | 206.86 | 81.11 | 206.86 | 66.03 | 92.2514 | 66.03 | 66.03 | 66.03 | 66.03 | 0.0087879 | 3.8759e-05 | 9.1393e-14 | 0.00080692 | 0.013157 | 9.1585e-15 | 0.034841 | 5.4154e-23 | 0.00012743 | 8.034e-12 | 0.015478 | 8.0359e-07 | 2.3248e-08 | 5.3749e-13 | 3.9058e-13 | 0.0087879 | 0.0088267 | 0.0088267 | 0.0095948 | 0.022752 | 0.0095948 | 0.057592 | 0.022752 | 0.05772 | 0.0095948 | 0.024266 | 0.0087887 | 0.0095949 | 0.0087879 | 0.0087879
523 | 158091.4242 | 16005.6197 | 5905.5041 | 67881.443 | 37682.1808 | 15921.8208 | 12029.4571 | 3073.1779 | 6087.0201 | 8321.2644 | 26640.2511 | 8244.6684 | 10235.7574 | 4206.8658 | 7338.6453 | n/a | 10355.0686 | 6347.05 | 4891.208 | 9732.4969 | 11852.4207 | 9694.3702 | 1782.3976 | 3252.3167 | 8286.8235 | 3637.3927 | 7651.3306 | 5329.3933 | 3134.9683 | 5101.962 | 128.0453 | 96.5316 | 96.5316 | 134.9766 | 160.0553 | 109.469 | 182.416 | 132.2795 | 182.416 | 125.1542 | 141.0663 | 93.7839 | 96.8758 | 108.0153 | 97.0918 | 166872.1479 | 10815.625 | 4254.9167 | 68676.6816 | 28099.5739 | 15236.7155 | 5315.7189 | 4959.2301 | 4314.5324 | 4519.3062 | 24417.591 | 6123.8805 | 6339.9046 | 4495.2567 | 6004.8671 | 160352.8 | 20331.6936 | 10533.1667 | 70996.9895 | 37451.3708 | 26425.1361 | 14935.4891 | 6699.2278 | 7505.5491 | 12790.3297 | 27369.1358 | 13127.0112 | 11638.6979 | 7552.8251 | 11101.5291 | 107.98 | 107.98 | 107.98 | 107.98 | 221.2362 | 107.98 | 221.2362 | 221.2362 | 221.2362 | 107.98 | 107.98 | 107.98 | 107.98 | 107.98 | 107.98 | 0.051961 | 1.4275e-06 | 7.8285e-15 | 0.0070691 | 0.050073 | 1.2526e-13 | 1.2397e-05 | 7.1192e-21 | 4.8666e-05 | 2.966e-11 | 0.014834 | 4.455e-12 | 0.0001701 | 6.1601e-18 | 3.7512e-11 | 0.051961 | 0.051962 | 0.051962 | 0.05903 | 0.1091 | 0.05903 | 0.10912 | 0.1091 | 0.10916 | 0.05903 | 0.066795 | 0.051961 | 0.0592 | 0.051961 | 0.051961
524 | 154628.4803 | 15354.027 | 5825.1025 | 66503.464 | 36924.227 | 15506.1313 | 11592.8519 | 3112.6395 | 6157.0381 | 8264.3415 | 26481.6486 | 8066.2361 | 9893.5418 | 4175.0068 | 7216.812 | n/a | 10690.3427 | 6645.6413 | 5391.7772 | 8453.5013 | 9436.7506 | 6883.9003 | 2345.502 | 4393.585 | 5155.4579 | 4017.5472 | 5296.5314 | 5803.7048 | 3163.9787 | 4432.952 | 156.0408 | 123.2691 | 123.2691 | 163.2433 | 188.4962 | 138.7474 | 210.9988 | 160.5442 | 210.9988 | 154.5321 | 168.0863 | 122.9628 | 124.0883 | 134.8257 | 123.8329 | 160664.8252 | 9818.8524 | 4182.2872 | 69532.7472 | 32307.7174 | 13935.281 | 5129.5926 | 5129.5359 | 4111.8007 | 4027.3257 | 22186.6702 | 5795.037 | 6589.6768 | 4643.9911 | 5758.0524 | 155577.5252 | 19561.7951 | 10814.2285 | 73888.2245 | 40123.8186 | 23162.0317 | 12013.4929 | 7177.1379 | 8505.3857 | 8987.4836 | 26106.7174 | 11076.8684 | 12204.4816 | 7665.8698 | 9899.2043 | 168.4673 | 168.4673 | 168.4673 | 168.4673 | 168.4673 | 168.4673 | 168.4673 | 168.4673 | 168.4673 | 168.4673 | 252.1294 | 168.4673 | 168.4673 | 168.4673 | 168.4673 | 0.076179 | 1.2365e-06 | 5.033e-16 | 0.00048315 | 0.0025244 | 9.511e-11 | 0.012215 | 7.1422e-23 | 7.2442e-07 | 0.0012464 | 0.073971 | 2.2095e-08 | 3.7188e-06 | 9.6546e-19 | 1.1299e-08 | 0.076179 | 0.07618 | 0.07618 | 0.076662 | 0.079186 | 0.076662 | 0.091402 | 0.079186 | 0.091402 | 0.077908 | 0.15015 | 0.076179 | 0.076666 | 0.076179 | 0.076179
525 | 154051.2108 | 15909.6526 | 5800.4992 | 66271.289 | 36892.1492 | 15840.877 | 11673.6122 | 2885.8336 | 6260.4779 | 8402.0758 | 26313.8979 | 8042.0794 | 9761.2917 | 4020.4478 | 7205.961 | n/a | 9609.6409 | 5601.5332 | 4753.5671 | 10642.3447 | 9652.6923 | 7380.49 | 1972.1466 | 5803.1309 | 9771.7907 | 4385.9367 | 6413.3514 | 7325.1552 | 3648.2372 | 4128.9784 | 123.7434 | 90.8257 | 90.8257 | 130.9859 | 157.5435 | 103.4542 | 181.2287 | 128.1224 | 181.2287 | 120.0685 | 137.9983 | 86.84 | 90.9835 | 102.9896 | 91.419 | 163818.0067 | 10942.6459 | 4376.2588 | 65579.665 | 30086.5671 | 14419.654 | 5249.7649 | 5065.0351 | 4356.9465 | 4374.9079 | 25692.4676 | 5850.122 | 6640.9517 | 4545.139 | 5799.7493 | 156757.5 | 20279.6122 | 9857.4174 | 67197.8 | 39387.2797 | 24002.4463 | 12589.0549 | 7037.1817 | 10160.0774 | 14076.7986 | 29782.3043 | 12263.4735 | 13018.1069 | 7812.9762 | 9923.4276 | 91.34 | 91.34 | 91.34 | 112.26 | 112.26 | 112.26 | 112.26 | 112.26 | 112.26 | 112.26 | 91.34 | 112.26 | 112.26 | 91.34 | 91.34 | 0.044546 | 1.2074e-06 | 1.8665e-13 | 0.023736 | 0.0046574 | 4.0294e-11 | 0.0029682 | 5.5844e-25 | 7.6908e-10 | 1.338e-13 | 0.00026047 | 6.0849e-11 | 7.0644e-08 | 7.4007e-21 | 9.0712e-09 | 0.044546 | 0.044547 | 0.044547 | 0.068283 | 0.07294 | 0.068283 | 0.075908 | 0.07294 | 0.075908 | 0.068283 | 0.044807 | 0.044546 | 0.068283 | 0.044546 | 0.044546
526 | 156433.7044 | 15974.2795 | 5830.1316 | 67177.562 | 37150.6373 | 15718.7446 | 11677.39 | 3022.6794 | 5854.2101 | 8072.4649 | 26821.7179 | 8288.8 | 9798.0119 | 4010.2425 | 7041.4152 | n/a | 10150.8214 | 6187.0527 | 4804.8368 | 9117.155 | 9873.5518 | 8660.9298 | 2141.0757 | 4205.7076 | 8768.6112 | 3558.44 | 4906.9956 | 5639.1752 | 3860.2586 | 4698.4863 | 144.7341 | 111.2258 | 111.2258 | 152.1021 | 178.458 | 125.7414 | 201.9525 | 149.2739 | 201.9525 | 142.2219 | 158.0184 | 109.2611 | 111.7648 | 123.2918 | 111.8144 | 165827.1909 | 10375.7688 | 4466.5791 | 69077.1078 | 33076.9372 | 13723.1236 | 5329.9383 | 5155.5767 | 4186.4321 | 4103.8937 | 23963.1688 | 5872.7113 | 6404.9032 | 4490.6372 | 6406.0099 | 155617.9 | 19950.9903 | 10647.3318 | 69821.7446 | 41136.3922 | 22664.5755 | 13306.5681 | 7285.9524 | 7763.8396 | 12712.6049 | 26633.6 | 10007.5069 | 11089.3784 | 7938.7957 | 10994.8962 | 220.38 | 220.38 | 220.38 | 220.38 | 220.38 | 220.38 | 220.38 | 220.38 | 220.38 | 220.38 | 222.36 | 220.38 | 220.38 | 220.38 | 220.38 | 0.12906 | 3.2226e-06 | 1.5712e-15 | 0.010268 | 0.001299 | 7.5551e-10 | 0.00038158 | 1.5596e-24 | 3.467e-06 | 6.7938e-12 | 0.056102 | 1.3939e-05 | 0.00020953 | 1.4203e-21 | 5.226e-12 | 0.12906 | 0.12907 | 0.12907 | 0.13933 | 0.14063 | 0.13933 | 0.14101 | 0.14063 | 0.14102 | 0.13933 | 0.18517 | 0.12908 | 0.13954 | 0.12906 | 0.12906
527 | 158952.6263 | 15995.7278 | 5971.5656 | 68206.5511 | 37952.0789 | 15962.1442 | 12317.8755 | 3098.8527 | 6173.0856 | 8298.2672 | 26785.6287 | 8163.3575 | 10012.2692 | 4117.0784 | 7298.3022 | n/a | 11984.0447 | 4418.0453 | 4360.1145 | 7156.3999 | 13615.5012 | 9920.8389 | 1534.5378 | 4621.8359 | 5986.8574 | 4345.0048 | 5359.0969 | 7744.8021 | 3383.3409 | 5332.5327 | 173.3066 | 142.2009 | 142.2009 | 180.137 | 203.1956 | 159.1215 | 223.7276 | 177.6914 | 223.7276 | 173.524 | 183.0935 | 144.7192 | 143.4864 | 152.7455 | 142.7153 | 166343.0994 | 11373.5325 | 4347.8582 | 68684.6967 | 31093.3098 | 14393.683 | 5389.4136 | 5041.1461 | 4469.5583 | 4420.3388 | 24187.5074 | 5929.5012 | 7398.4965 | 4684.6752 | 6237.291 | 161141.7 | 23288.9772 | 8703.4035 | 69882.8112 | 37517.1097 | 27602.7842 | 15310.2525 | 6575.6839 | 9091.3943 | 10000.7962 | 28211.4122 | 11288.5981 | 14106.4986 | 8068.0161 | 11482.3242 | 144.29 | 144.29 | 144.29 | 144.29 | 304.7934 | 144.29 | 304.7934 | 304.7934 | 304.7934 | 144.29 | 144.29 | 144.29 | 144.29 | 144.29 | 144.29 | 0.053187 | 1.1964e-09 | 1.691e-09 | 0.01673 | 0.059459 | 7.7622e-15 | 1.1847e-05 | 5.9156e-20 | 5.4337e-08 | 1.2599e-05 | 0.0054508 | 1.5216e-08 | 3.5825e-09 | 3.5223e-21 | 3.2386e-12 | 0.053187 | 0.053187 | 0.053187 | 0.069917 | 0.12938 | 0.069917 | 0.12939 | 0.12938 | 0.12939 | 0.06993 | 0.058638 | 0.053187 | 0.069917 | 0.053187 | 0.053187
528 | 157752.3172 | 15861.3056 | 5901.4112 | 67729.046 | 37681.1917 | 15753.0649 | 12042.7585 | 3124.9191 | 6142.6335 | 8246.648 | 26733.8103 | 8076.7394 | 9955.7186 | 4165.0605 | 7208.8053 | n/a | 11212.7892 | 5414.2708 | 3940.4777 | 8764.7986 | 9590.1723 | 9722.5745 | 1635.5097 | 4295.8873 | 6430.1519 | 3470.8005 | 5827.3608 | 6751.0133 | 3906.2056 | 4868.7461 | 150.5528 | 120.8429 | 120.8429 | 157.0803 | 179.6454 | 135.6792 | 199.7474 | 154.6752 | 199.7474 | 149.7801 | 160.8791 | 121.5785 | 121.7688 | 131.1666 | 121.3465 | 168465.0194 | 10068.6008 | 4222.0273 | 70245.7699 | 31423.7896 | 13508.2814 | 5236.463 | 5206.929 | 4290.9035 | 4760.2093 | 24649.1949 | 5717.0997 | 7583.8123 | 4608.7458 | 5909.4937 | 161907.4312 | 20338.69 | 9636.2982 | 71384.5594 | 38178.5 | 22827.5536 | 13718.4375 | 6842.4387 | 7451.9909 | 11084.9613 | 27613.4955 | 11378.9606 | 14290.2256 | 8362.3514 | 10255.0398 | 91.6457 | 91.6457 | 91.6457 | 91.6457 | 152.42 | 91.6457 | 152.42 | 152.42 | 152.42 | 91.6457 | 91.6457 | 91.6457 | 91.6457 | 91.6457 | 91.6457 | 0.021383 | 9.0311e-07 | 2.2865e-12 | 0.0050689 | 0.026877 | 5.6649e-10 | 0.00038637 | 4.9877e-21 | 8.5525e-05 | 5.5344e-08 | 0.011969 | 5.5353e-09 | 1.2562e-09 | 3.9589e-22 | 1.4416e-09 | 0.021383 | 0.021384 | 0.021384 | 0.026452 | 0.053329 | 0.026452 | 0.053715 | 0.053329 | 0.053801 | 0.026452 | 0.033352 | 0.021383 | 0.026452 | 0.021383 | 0.021383
529 | 157512.8627 | 15777.2982 | 5810.4995 | 67631.8811 | 37733.3874 | 15505.7478 | 12031.8974 | 3173.6679 | 6019.7933 | 7820.3605 | 26773.1562 | 8093.0828 | 10026.9976 | 4231.4075 | 7117.1529 | n/a | 11600.113 | 6537.7085 | 4328.384 | 8722.3384 | 9199.2038 | 8635.6945 | 1693.9234 | 3239.6002 | 7741.1991 | 3104.1613 | 7565.7067 | 5696.1193 | 4124.117 | 3703.3454 | 160.3212 | 129.0745 | 129.0745 | 167.1859 | 190.8467 | 144.8536 | 211.9235 | 164.6656 | 211.9235 | 159.6382 | 171.0522 | 130.0691 | 130.0883 | 139.8989 | 129.6025 | 163217.2673 | 10056.7584 | 4208.2007 | 64469.4925 | 31686.3887 | 13339.2897 | 5800.2753 | 4988.6352 | 4615.8463 | 4250.9899 | 26313.9713 | 5694.7721 | 6734.4461 | 4776.8735 | 5978.0881 | 157888.8673 | 21640.0714 | 10739.8092 | 67635.4765 | 39443.927 | 22482.7935 | 13899.7698 | 6664.1586 | 7329.6464 | 11976.3889 | 29391.2327 | 13220.5788 | 12326.6653 | 8817.5905 | 9662.5336 | 185.0521 | 185.0521 | 185.0521 | 202.5569 | 202.5569 | 202.5569 | 202.5569 | 202.5569 | 202.5569 | 202.5569 | 185.0521 | 202.5569 | 202.5569 | 185.0521 | 185.0521 | 0.090533 | 2.9903e-08 | 6.8391e-16 | 0.037594 | 0.00955 | 5.4694e-10 | 0.00022503 | 1.329e-19 | 7.5424e-05 | 3.6951e-11 | 0.00097177 | 8.9199e-13 | 4.3976e-06 | 1.2457e-23 | 1.9946e-08 | 0.090533 | 0.090533 | 0.090533 | 0.12813 | 0.13768 | 0.12813 | 0.1379 | 0.13768 | 0.13798 | 0.12813 | 0.091505 | 0.090533 | 0.12813 | 0.090533 | 0.090533
530 | 150715.2414 | 15416.9138 | 5691.2396 | 64945.4722 | 36045.6226 | 15116.1858 | 11129.8035 | 2986.4534 | 5663.4097 | 7633.9858 | 25940.4094 | 7778.1869 | 9506.2511 | 3943.7685 | 7276.7282 | n/a | 9726.3161 | 6369.8213 | 5128.342 | 10490.6847 | 10159.0866 | 6517.9813 | 1586.4375 | 3951.5074 | 6881.5724 | 3927.4202 | 6072.1254 | 8692.9745 | 4033.3141 | 5180.0534 | 139.8864 | 106.8395 | 106.8395 | 147.1536 | 173.2496 | 120.9028 | 196.5141 | 144.3512 | 196.5141 | 137.2219 | 153.1742 | 104.5837 | 107.3136 | 118.7874 | 107.4224 | 163449.4572 | 10453.2347 | 4163.4998 | 69227.083 | 31963.1338 | 15265.6327 | 5386.2364 | 5039.1733 | 4431.8253 | 5007.4092 | 23561.9574 | 5892.6741 | 6779.036 | 4693.3474 | 6006.0786 | 153163.8 | 19650.9508 | 10533.321 | 69504.1453 | 41296.8976 | 25156.5605 | 11753.2969 | 6559.9108 | 8303.1327 | 11795.7228 | 26290.7 | 11789.8996 | 13475.3105 | 8195.8615 | 11186.132 | 107.51 | 107.51 | 107.51 | 107.51 | 107.51 | 107.51 | 107.51 | 107.51 | 107.51 | 107.51 | 128.99 | 107.51 | 107.51 | 107.51 | 107.51 | 0.047553 | 1.2091e-06 | 6.2362e-16 | 0.0025989 | 0.00037727 | 1.045e-13 | 0.0062968 | 3.8732e-21 | 6.5606e-08 | 2.1624e-11 | 0.02536 | 8.683e-11 | 2.5483e-09 | 1.6113e-23 | 1.3921e-11 | 0.047553 | 0.047554 | 0.047554 | 0.050152 | 0.050529 | 0.050152 | 0.056826 | 0.050529 | 0.056826 | 0.050152 | 0.072913 | 0.047553 | 0.050152 | 0.047553 | 0.047553
531 | 157133.357 | 15512.3807 | 5767.2379 | 67465.582 | 37469.4488 | 15983.5071 | 11683.3186 | 3089.4449 | 5894.9452 | 8066.1351 | 26413.8361 | 8474.9446 | 10203.6608 | 4138.6545 | 6961.21 | n/a | 10032.1534 | 6734.7667 | 4959.4001 | 8866.1738 | 11347.3755 | 6262.6651 | 2118.9711 | 5074.8872 | 9729.2061 | 5227.1629 | 5432.2176 | 7866.3893 | 3321.8027 | 4594.595 | 117.2318 | 83.0909 | 83.0909 | 124.7461 | 152.692 | 95.2058 | 177.6218 | 121.725 | 177.6218 | 112.6932 | 132.7423 | 77.7186 | 83.0306 | 95.894 | 83.7155 | 165030.0436 | 10390.3826 | 4338.2383 | 65440.5215 | 30974.7875 | 14058.0005 | 5637.687 | 5224.3607 | 4351.7422 | 4397.8582 | 25049.789 | 5957.6361 | 7756.7186 | 4736.6737 | 6015.5979 | 158076.8221 | 20156.136 | 10974.205 | 67784.8 | 38547.1613 | 24974.376 | 11893.5522 | 7298.3318 | 9426.6295 | 13982.3643 | 28933.3519 | 11103.5538 | 15547.4079 | 8058.4764 | 10237.6929 | 146.7263 | 146.7263 | 146.7263 | 157.69 | 157.69 | 157.69 | 157.69 | 157.69 | 157.69 | 157.69 | 146.7263 | 157.69 | 157.69 | 146.7263 | 146.7263 | 0.076535 | 4.7075e-07 | 8.7794e-17 | 0.032213 | 0.016282 | 6.0878e-12 | 0.022574 | 9.043e-24 | 1.5098e-09 | 1.3859e-14 | 0.0010664 | 2.5642e-07 | 3.7985e-11 | 6.2227e-21 | 2.0582e-10 | 0.076535 | 0.076536 | 0.076536 | 0.10875 | 0.12503 | 0.10875 | 0.14761 | 0.12503 | 0.14761 | 0.10875 | 0.077601 | 0.076535 | 0.10875 | 0.076535 | 0.076535
532 | 159266.5527 | 16036.2443 | 5856.5863 | 68343.21 | 38089.2804 | 15730.595 | 12304.2874 | 3234.1205 | 6284.2111 | 8248.9819 | 26919.6847 | 8221.583 | 10368.6304 | 4106.7385 | 7315.2625 | n/a | 9647.8994 | 4684.5139 | 4770.1001 | 9106.5698 | 10034.3573 | 8780.9386 | 2249.9658 | 4607.3649 | 8977.8226 | 4027.0357 | 6806.6187 | 5997.4309 | 3191.2944 | 4953.5337 | 81.6578 | 47.0527 | 47.0527 | 89.283 | 118.952 | 56.0442 | 145.44 | 86.0493 | 145.44 | 74.6246 | 99.8076 | 37.464 | 46.2424 | 60.6561 | 47.7163 | 166107.185 | 9989.7231 | 4206.1953 | 69430.6704 | 30854.0151 | 14827.1608 | 4921.6768 | 5173.2742 | 4358.1245 | 4446.2009 | 24057.0922 | 6332.5666 | 5998.3143 | 4501.7769 | 6146.6307 | 155944.3327 | 18704.5224 | 8832.6093 | 68695.0182 | 37748.3326 | 23149.1181 | 13120.1631 | 7423.24 | 8378.7894 | 13369.9235 | 27101.928 | 12214.4853 | 11194.2452 | 7541.7713 | 10933.5644 | 221.0738 | 221.0738 | 221.0738 | 221.0738 | 221.0738 | 221.0738 | 221.0738 | 221.0738 | 221.0738 | 221.0738 | 221.0738 | 221.0738 | 221.0738 | 221.0738 | 221.0738 | 0.26849 | 7.5204e-05 | 2.5078e-10 | 0.031774 | 0.054843 | 2.3038e-10 | 0.0044576 | 1.049e-22 | 2.8339e-06 | 1.128e-12 | 0.032909 | 2.7975e-10 | 0.0016547 | 9.5218e-19 | 7.8106e-11 | 0.26849 | 0.26857 | 0.26857 | 0.30027 | 0.35511 | 0.30027 | 0.35957 | 0.35511 | 0.35957 | 0.30027 | 0.3014 | 0.26849 | 0.30192 | 0.26849 | 0.26849
533 | 150064.6753 | 15310.0456 | 5883.5247 | 64679.4648 | 35934.2837 | 14580.7471 | 11549.1113 | 2816.7014 | 5635.5345 | 7607.5285 | 25489.8123 | 7503.747 | 9492.3607 | 4071.7401 | 6793.582 | n/a | 11495.0037 | 7031.3338 | 4433.5697 | 8904.933 | 10797.4924 | 8335.8313 | 1669.4609 | 3730.6434 | 6274.1947 | 4101.0406 | 5312.5201 | 5913.5732 | 3519.2612 | 5711.7862 | 119.9894 | 85.9181 | 85.9181 | 127.4876 | 155.2682 | 98.2734 | 180.0488 | 124.4865 | 180.0488 | 115.6561 | 135.2724 | 80.8909 | 85.9184 | 98.6446 | 86.5389 | 161584.3817 | 11014.0591 | 4347.5502 | 63896.1249 | 28969.3423 | 13493.325 | 4821.8302 | 5092.8653 | 4198.0093 | 4272.3277 | 24477.8087 | 6012.5878 | 6398.7071 | 4743.3259 | 5998.6865 | 154697.6576 | 22169.0629 | 11378.884 | 66285.8198 | 36928.6005 | 24169.9175 | 12443.9868 | 6749.3262 | 7764.0528 | 10430.8224 | 26144.7 | 11319.9079 | 12224.4803 | 8123.8872 | 11699.0727 | 65.0175 | 65.0175 | 65.0175 | 80.433 | 91.4682 | 80.433 | 91.4682 | 91.4682 | 91.4682 | 80.433 | 83.6353 | 80.433 | 80.433 | 65.0175 | 65.0175 | 0.013641 | 1.6198e-09 | 2.714e-17 | 0.016587 | 0.016865 | 1.3579e-13 | 0.0030629 | 2.6253e-24 | 8.0485e-07 | 1.933e-08 | 0.015823 | 1.1485e-10 | 4.3383e-07 | 7.0032e-22 | 7.865e-15 | 0.013641 | 0.013641 | 0.013641 | 0.030228 | 0.047094 | 0.030228 | 0.050156 | 0.047094 | 0.050157 | 0.030228 | 0.029464 | 0.013641 | 0.030229 | 0.013641 | 0.013641
534 | 154108.902 | 15385.9756 | 5791.0742 | 66305.9785 | 36794.8509 | 15647.6125 | 11786.7905 | 3010.9427 | 5817.0894 | 8111.8992 | 26173.6714 | 8061.4518 | 9820.2265 | 3923.6598 | 6973.3766 | n/a | 8037.8248 | 5992.3278 | 3999.4032 | 8839.0721 | 13070.9211 | 6746.6031 | 2016.1589 | 3646.5555 | 8341.8572 | 3257.6142 | 6879.9727 | 7619.1805 | 3806.8985 | 5404.1984 | 149.9671 | 120.6866 | 120.6866 | 156.3999 | 178.5814 | 135.4493 | 198.3407 | 154.037 | 198.3407 | 149.3097 | 160.0403 | 121.5889 | 121.6312 | 130.8344 | 121.1816 | 166167.2561 | 10929.1761 | 4134.7774 | 68624.3962 | 31812.3366 | 13906.7217 | 5800.7036 | 5128.9155 | 4502.4771 | 4078.6951 | 24440.5099 | 5860.6929 | 5904.6157 | 4561.9719 | 5913.6957 | 156501.9 | 18661.8692 | 9932.8735 | 68277.1508 | 39101.2087 | 24622.9942 | 12488.5067 | 7026.6744 | 8149.0326 | 11662.5523 | 26914.7241 | 11144.017 | 13402.3962 | 8033.6704 | 11046.4942 | 117.6889 | 117.6889 | 117.6889 | 117.6889 | 117.6889 | 117.6889 | 117.6889 | 117.6889 | 117.6889 | 117.6889 | 117.6889 | 117.6889 | 117.6889 | 117.6889 | 117.6889 | 0.049132 | 1.2743e-05 | 1.0296e-13 | 0.014113 | 0.0054624 | 3.9088e-12 | 0.005596 | 2.5752e-23 | 4.1707e-07 | 1.4355e-09 | 0.014297 | 1.5487e-08 | 2.0587e-08 | 6.4994e-23 | 2.0913e-12 | 0.049132 | 0.049144 | 0.049144 | 0.063245 | 0.068707 | 0.063245 | 0.074303 | 0.068707 | 0.074303 | 0.063245 | 0.063429 | 0.049132 | 0.063245 | 0.049132 | 0.049132
535 | 153773.5924 | 15839.1029 | 5791.3601 | 66156.8435 | 36861.3497 | 15444.5557 | 12074.8802 | 2986.4904 | 6223.3698 | 7917.3094 | 26266.778 | 7638.6089 | 9690.4831 | 3898.172 | 7072.257 | n/a | 8445.5807 | 4832.567 | 4947.1787 | 11515.2046 | 11032.1699 | 7549.5772 | 1432.2027 | 4862.9535 | 8430.4151 | 3683.3355 | 5481.4491 | 6150.0701 | 2663.021 | 5637.6297 | 153.0936 | 121.07 | 121.07 | 160.1316 | 184.7859 | 136.2493 | 206.7547 | 157.4969 | 206.7547 | 151.6596 | 164.8241 | 120.8392 | 121.8829 | 132.3525 | 121.6204 | 164408.8861 | 10615.2995 | 4152.7848 | 65572.6442 | 30107.2558 | 14017.8511 | 4816.0785 | 5149.6976 | 3966.2607 | 4618.9945 | 25149.5619 | 5711.9333 | 6445.5506 | 4529.9173 | 6007.7984 | 155398.4 | 19023.5801 | 8970.9517 | 67446.6229 | 40275.2604 | 24714.9211 | 12047.4557 | 6568.9003 | 8787.4142 | 12972.0096 | 27286.8974 | 10935.6823 | 11502.1207 | 7094.0382 | 11645.4282 | 144.09 | 144.09 | 144.09 | 144.09 | 144.09 | 144.09 | 263.7734 | 144.09 | 263.7734 | 144.09 | 144.09 | 144.09 | 144.09 | 144.09 | 144.09 | 0.061752 | 2.0038e-05 | 5.3797e-11 | 0.019785 | 0.0020835 | 1.3478e-12 | 0.044579 | 3.4731e-21 | 3.0423e-07 | 5.6647e-13 | 0.0095139 | 2.284e-09 | 2.358e-05 | 2.0249e-18 | 1.665e-13 | 0.061752 | 0.061772 | 0.061772 | 0.081537 | 0.08362 | 0.081537 | 0.1282 | 0.08362 | 0.1282 | 0.081537 | 0.071266 | 0.061752 | 0.081561 | 0.061752 | 0.061752
536 | 158846.458 | 15860.579 | 5811.6973 | 68180.0634 | 37977.2866 | 15874.1487 | 11925.9372 | 3038.1365 | 5702.7836 | 7994.4265 | 27130.5134 | 8482.1224 | 9752.6746 | 3940.0476 | 7234.4474 | n/a | 10934.8924 | 5101.3669 | 4111.548 | 8831.4527 | 9849.0974 | 8204.5424 | 1615.0018 | 4476.6444 | 7420.211 | 4730.3015 | 6493.7271 | 7584.8218 | 4127.2931 | 5060.3678 | 142.6902 | 109.9621 | 109.9621 | 149.8863 | 175.5806 | 124.2571 | 198.4844 | 147.1301 | 198.4844 | 140.3233 | 155.5785 | 108.1911 | 110.5153 | 121.7248 | 110.5359 | 164892.9404 | 10430.1363 | 4332.2005 | 67403.9814 | 29927.0967 | 15845.2978 | 5326.5472 | 5188.7028 | 4349.7827 | 4867.7642 | 25203.2125 | 6218.5046 | 6603.434 | 4683.7296 | 6010.8128 | 160162.9 | 21085.3287 | 9433.5674 | 70562.1377 | 38387.1577 | 25664.5952 | 13438.0979 | 6785.3047 | 8718.627 | 12287.9752 | 29647.314 | 12682.4317 | 13935.1558 | 8811.0228 | 11062.2806 | 149.03 | 149.03 | 149.03 | 149.03 | 160.6358 | 149.03 | 160.6358 | 160.6358 | 160.6358 | 149.03 | 149.03 | 149.03 | 149.03 | 149.03 | 149.03 | 0.068747 | 1.4951e-07 | 3.2919e-12 | 0.011883 | 0.029041 | 6.9647e-13 | 0.00058487 | 1.0082e-21 | 1.1074e-08 | 2.9658e-11 | 0.0011802 | 1.9313e-10 | 1.6267e-09 | 1.221e-26 | 1.9348e-11 | 0.068747 | 0.068747 | 0.068747 | 0.08063 | 0.10967 | 0.08063 | 0.11026 | 0.10967 | 0.11026 | 0.08063 | 0.069927 | 0.068747 | 0.08063 | 0.068747 | 0.068747
537 | 159011.6881 | 16014.371 | 5721.2988 | 68224.3848 | 38025.9065 | 15901.316 | 11953.8916 | 3044.6919 | 6244.9769 | 7963.8146 | 27004.337 | 8530.5577 | 10271.8191 | 4193.8041 | 7568.0529 | n/a | 9741.5796 | 6316.1927 | 5352.9704 | 9104.6773 | 9391.5754 | 9189.2965 | 1553.6586 | 3059.6401 | 8054.0924 | 4139.2297 | 5916.035 | 7688.6581 | 2971.843 | 4692.9704 | 103.3354 | 68.3654 | 68.3654 | 111.036 | 140.2656 | 79.2933 | 166.35 | 107.8643 | 166.35 | 97.5906 | 120.3164 | 60.9962 | 67.9662 | 81.7615 | 69.0189 | 166793.6537 | 9724.6138 | 4082.2499 | 70250.4725 | 31109.5584 | 13953.6647 | 5055.0666 | 5075.0967 | 4330.9188 | 4593.8829 | 26329.7104 | 5997.7287 | 6371.8265 | 4539.3206 | 5975.2525 | 158911.0898 | 19850.1294 | 10390.5425 | 72055.5428 | 38924.9356 | 23040.6401 | 14018.063 | 6513.6553 | 7263.9589 | 12362.9752 | 29164.8401 | 11894.1637 | 13952.6846 | 7404.4636 | 10501.6229 | 177.6077 | 177.6077 | 177.6077 | 177.6077 | 177.6077 | 177.6077 | 177.6077 | 177.6077 | 177.6077 | 177.6077 | 177.6077 | 177.6077 | 177.6077 | 177.6077 | 177.6077 | 0.10413 | 4.6173e-06 | 2.3022e-15 | 0.0046331 | 0.019201 | 5.6897e-10 | 0.00012532 | 3.1347e-20 | 0.00035299 | 1.6302e-11 | 0.0019339 | 9.7455e-09 | 2.6557e-08 | 2.385e-17 | 5.9285e-09 | 0.10413 | 0.10414 | 0.10414 | 0.10877 | 0.12797 | 0.10877 | 0.12809 | 0.12797 | 0.12845 | 0.10877 | 0.10607 | 0.10413 | 0.10877 | 0.10413 | 0.10413
538 | 158693.9347 | 15927.6847 | 5763.6772 | 68064.9173 | 37866.3687 | 16031.6639 | 12054.3181 | 3068.9065 | 6177.7642 | 8353.646 | 26921.802 | 8721.0785 | 10112.5701 | 3878.0921 | 7148.9954 | n/a | 9363.9312 | 5549.8161 | 4734.4912 | 10047.6988 | 8860.3139 | 7860.4419 | 1521.9305 | 4779.7311 | 7159.3245 | 4741.9945 | 7615.1143 | 5834.6611 | 3172.1224 | 4985.4075 | 125.1143 | 91.4981 | 91.4981 | 132.5108 | 159.6773 | 104.2836 | 183.9062 | 129.5808 | 183.9062 | 121.2793 | 139.7537 | 87.288 | 91.634 | 103.9413 | 92.1051 | 167406.6005 | 10101.1656 | 4224.2333 | 70432.5719 | 29551.7574 | 13802.1659 | 5844.7046 | 5074.1443 | 4268.8334 | 4247.9453 | 23787.4943 | 6090.2464 | 6677.7797 | 4596.6865 | 6136.1047 | 157522.2 | 18988.0968 | 9725.2494 | 71365.4631 | 38670.5561 | 21321.5799 | 13692.7465 | 6596.0748 | 9036.1645 | 11039.9698 | 26783.5888 | 13586.9607 | 11333.7407 | 7451.509 | 11080.1122 | 221.62 | 221.62 | 221.62 | 221.62 | 221.62 | 221.62 | 221.62 | 221.62 | 221.62 | 221.62 | 221.62 | 221.62 | 221.62 | 221.62 | 221.62 | 0.14302 | 2.8149e-05 | 2.9412e-13 | 0.0063527 | 0.020747 | 6.6193e-08 | 0.00043053 | 2.1769e-20 | 7.2266e-08 | 1.3377e-07 | 0.052166 | 1.6855e-11 | 0.00032447 | 1.9999e-20 | 8.3486e-12 | 0.14302 | 0.14304 | 0.14304 | 0.14937 | 0.17012 | 0.14937 | 0.17055 | 0.17012 | 0.17055 | 0.14937 | 0.19518 | 0.14302 | 0.14969 | 0.14302 | 0.14302
539 | 156588.552 | 15897.0876 | 6165.7777 | 67260.7117 | 37287.9069 | 15845.5368 | 12033.8377 | 3104.4412 | 5989.2559 | 8002.9525 | 26662.94 | 8402.7662 | 9802.6365 | 4213.1263 | 7230.4902 | n/a | 9036.5063 | 5332.8715 | 4904.9241 | 8505.2421 | 9297.7405 | 8484.5665 | 1573.0731 | 5850.6637 | 7788.4042 | 4363.3652 | 5943.7722 | 7136.7423 | 4438.1317 | 4947.823 | 102.2506 | 66.6828 | 66.6828 | 110.0835 | 139.9158 | 77.5453 | 166.5397 | 106.8445 | 166.5397 | 96.2209 | 119.7082 | 58.8697 | 66.2192 | 80.3559 | 67.3498 | 163778.4746 | 11392.4286 | 4241.3721 | 66366.9718 | 29934.3824 | 13041.836 | 5248.1085 | 5126.9074 | 4208.9224 | 4424.381 | 23429.236 | 5811.7891 | 6469.5454 | 4672.2235 | 6050.7783 | 157716.4746 | 18650.3349 | 9574.2436 | 69377.596 | 36908.9245 | 22009.5765 | 13705.275 | 6597.9806 | 10059.586 | 11934.7853 | 27667.4012 | 11703.5614 | 13572.6876 | 8814.0552 | 10717.1013 | 132.8911 | 132.8911 | 132.8911 | 132.8911 | 237.3352 | 132.8911 | 237.3352 | 237.3352 | 237.3352 | 132.8911 | 132.8911 | 132.8911 | 132.8911 | 132.8911 | 132.8911 | 0.072368 | 5.8014e-05 | 4.6657e-11 | 0.013323 | 0.057026 | 6.2518e-09 | 0.00038961 | 5.2315e-20 | 1.5399e-10 | 1.7713e-10 | 0.0099524 | 1.0322e-08 | 9.3895e-09 | 8.5802e-24 | 1.2907e-10 | 0.072368 | 0.072426 | 0.072426 | 0.085691 | 0.14272 | 0.085691 | 0.14311 | 0.14272 | 0.14311 | 0.085691 | 0.08232 | 0.072368 | 0.085691 | 0.072368 | 0.072368
540 | 156174.7791 | 15863.4936 | 5779.0202 | 67099.4896 | 37266.2664 | 15571.4534 | 11741.7626 | 3203.8581 | 5855.0441 | 8114.6111 | 26423.6282 | 8263.1632 | 10135.7074 | 3928.2531 | 7026.5239 | n/a | 11865.3648 | 5329.0533 | 4210.692 | 8351.4562 | 9183.7599 | 6681.828 | 2135.1227 | 4216.1547 | 8018.5624 | 5141.3412 | 7361.895 | 6883.5301 | 2830.7295 | 4068.7114 | 80.2706 | 43.7353 | 43.7353 | 88.3224 | 119.861 | 52.7027 | 148.0214 | 84.881 | 148.0214 | 72.4561 | 99.8209 | 32.9493 | 42.76 | 58.1975 | 44.4407 | 164324.3744 | 9991.2423 | 4214.1613 | 67422.3893 | 30912.8477 | 13934.2648 | 4975.7254 | 5157.1895 | 4232.0142 | 4191.4464 | 25144.3783 | 5953.5635 | 7032.1704 | 4668.5749 | 6257.2383 | 157334.9 | 20721.107 | 9465.1146 | 68747.6813 | 37548.2039 | 22655.2247 | 11450.8534 | 7292.3122 | 8406.8689 | 12089.6088 | 29325.945 | 12973.0586 | 13798.5005 | 6918.8044 | 10325.9497 | 118.73 | 118.73 | 118.73 | 118.73 | 138.1994 | 118.73 | 232.506 | 138.1994 | 232.506 | 118.73 | 118.73 | 118.73 | 118.73 | 118.73 | 118.73 | 0.071696 | 3.624e-07 | 1.8969e-12 | 0.016737 | 0.032222 | 4.4867e-10 | 0.094905 | 2.115e-22 | 1.5478e-07 | 1.8738e-10 | 0.00060958 | 1.0555e-11 | 2.3555e-08 | 2.897e-17 | 2.1528e-10 | 0.071696 | 0.071696 | 0.071696 | 0.088432 | 0.12065 | 0.088432 | 0.21556 | 0.12065 | 0.21556 | 0.088432 | 0.072305 | 0.071696 | 0.088432 | 0.071696 | 0.071696
541 | 159838.5154 | 16157.4145 | 6222.789 | 68549.6016 | 38102.7999 | 16076.7062 | 11969.8525 | 3076.4811 | 6049.4305 | 8286.0709 | 27055.98 | 8491.9029 | 10112.8983 | 4073.9448 | 7449.2025 | n/a | 8292.0423 | 5438.4345 | 4312.1652 | 8976.1366 | 8531.4286 | 6030.0721 | 1873.283 | 4208.2529 | 5804.5865 | 3874.2481 | 5551.9106 | 7383.4248 | 3126.0655 | 4988.2951 | 72.6062 | 35.9373 | 35.9373 | 80.6894 | 112.6308 | 44.2335 | 141.1551 | 77.1986 | 141.1551 | 64.2423 | 92.7479 | 24.2248 | 34.798 | 50.5865 | 36.6519 | 165610.2346 | 11112.7533 | 4323.7057 | 68044.9515 | 32244.3944 | 14559.8606 | 5781.5623 | 5187.1092 | 4491.333 | 4696.2867 | 24189.3232 | 5604.5326 | 5746.4526 | 4546.0659 | 6020.475 | 156245.7346 | 19333.7956 | 9697.5402 | 68554.8167 | 38915.3311 | 22860.6892 | 11619.6344 | 7015.7922 | 8534.9859 | 10403.4731 | 27031.6712 | 11023.2433 | 12813.3774 | 7637.0314 | 10668.9701 | 227.3389 | 227.3389 | 227.3389 | 227.3389 | 227.3389 | 227.3389 | 229.3656 | 227.3389 | 229.3656 | 227.3389 | 227.3389 | 227.3389 | 227.3389 | 227.3389 | 227.3389 | 0.2893 | 2.3757e-05 | 3.7803e-11 | 0.037565 | 0.020689 | 1.674e-09 | 0.11032 | 1.8037e-22 | 3.1412e-07 | 1.7627e-06 | 0.044279 | 4.0995e-07 | 9.8844e-07 | 1.6804e-19 | 9.7526e-10 | 0.2893 | 0.28933 | 0.28933 | 0.32687 | 0.34756 | 0.32687 | 0.45788 | 0.34756 | 0.45788 | 0.32687 | 0.33358 | 0.2893 | 0.32687 | 0.2893 | 0.2893
542 | 155291.9728 | 15886.5304 | 6044.1295 | 66744.0924 | 37157.3091 | 15565.2582 | 11780.7679 | 3009.7928 | 6130.2767 | 7857.8314 | 26315.6231 | 8058.3496 | 9972.5224 | 4060.3081 | 7108.8118 | n/a | 7150.4158 | 6950.8442 | 4679.5613 | 8663.9188 | 12813.541 | 10420.7305 | 1716.3498 | 5776.4229 | 9056.1437 | 4125.1243 | 4919.1155 | 6773.8926 | 3564.6901 | 5167.8451 | 133.9934 | 97.376 | 97.376 | 142.0508 | 171.7255 | 111.1003 | 198.1928 | 138.8487 | 198.1928 | 129.666 | 150.0895 | 92.5346 | 97.4778 | 110.9687 | 98.039 | 158020.8691 | 10759.454 | 4231.6276 | 62560.5391 | 29723.706 | 12928.9638 | 5263.3616 | 5103.13 | 4493.3986 | 4252.6632 | 24150.3762 | 5916.1807 | 6328.5098 | 4727.3291 | 5774.75 | 150629.9691 | 16911.9699 | 11127.8719 | 64339.2003 | 37189.7248 | 25030.7048 | 15444.992 | 6757.3798 | 10155.3215 | 12849.8069 | 27379.6005 | 10582.4962 | 12700.8024 | 8110.5192 | 10923.6951 | 257.5802 | 257.5802 | 257.5802 | 259.7339 | 259.7339 | 259.7339 | 259.7339 | 259.7339 | 259.7339 | 259.7339 | 257.5802 | 259.7339 | 259.7339 | 257.5802 | 257.5802 | 0.41051 | 0.0036636 | 8.9833e-16 | 0.12374 | 0.039971 | 9.8373e-13 | 1.2036e-06 | 6.561e-22 | 2.9582e-10 | 6.4061e-13 | 0.0089446 | 2.2756e-07 | 7.6267e-07 | 6.3009e-22 | 1.4266e-11 | 0.41051 | 0.41418 | 0.41418 | 0.53426 | 0.57423 | 0.53426 | 0.57423 | 0.57423 | 0.57423 | 0.53426 | 0.41946 | 0.41051 | 0.53426 | 0.41051 | 0.41051
543 | 155143.9855 | 15535.4553 | 5572.6371 | 66672.6573 | 37068.661 | 15444.1567 | 11819.8801 | 3178.1268 | 6410.3604 | 8070.6453 | 26484.1077 | 8099.7583 | 9933.1308 | 4023.3338 | 7361.8485 | n/a | 8704.7389 | 6391.8146 | 4281.3426 | 8061.6579 | 9666.0715 | 7677.4803 | 2242.3377 | 4299.7795 | 8527.2441 | 3721.8838 | 4864.6677 | 8334.4937 | 2968.5843 | 5679.6464 | 128.0073 | 95.0464 | 95.0464 | 135.2583 | 161.7026 | 108.0543 | 185.2842 | 132.4101 | 185.2842 | 124.596 | 142.0129 | 91.5128 | 95.2871 | 107.1572 | 95.6372 | 163892.045 | 9603.6031 | 4000.4177 | 65471.6768 | 30814.0658 | 14449.2418 | 5053.1212 | 5201.2491 | 4292.8792 | 4280.2816 | 25339.0174 | 6056.102 | 6887.9899 | 4711.6364 | 6132.4084 | 157122.645 | 15350.542 | 9786.1323 | 68420.6194 | 38798.9237 | 23979.8132 | 12730.6016 | 7399.1868 | 8592.6587 | 12807.5257 | 28223.5012 | 10785.2697 | 14114.3836 | 7504.5207 | 11812.0548 | 116.6007 | 226.3661 | 226.3661 | 116.6007 | 116.6007 | 116.6007 | 116.6007 | 116.6007 | 116.6007 | 116.6007 | 116.6007 | 116.6007 | 116.6007 | 116.6007 | 116.6007 | 0.055728 | 0.064175 | 2.2065e-14 | 0.015848 | 0.0091452 | 9.0176e-12 | 0.0031079 | 3.1547e-23 | 2.3154e-06 | 4.233e-12 | 0.0033671 | 1.1165e-07 | 2.2256e-09 | 2.5706e-19 | 9.1607e-13 | 0.055728 | 0.1199 | 0.1199 | 0.071575 | 0.080721 | 0.071575 | 0.083828 | 0.080721 | 0.083831 | 0.071575 | 0.059095 | 0.055728 | 0.071575 | 0.055728 | 0.055728
544 | 158804.7573 | 15831.4413 | 5688.0229 | 68152.9048 | 37878.0403 | 15741.6589 | 11862.0827 | 3205.0186 | 6151.1263 | 8295.8608 | 27176.5629 | 8088.818 | 10008.3414 | 4095.3088 | 7078.1708 | n/a | 8625.2473 | 6214.8853 | 4333.3015 | 8456.9877 | 11204.9952 | 8408.519 | 2176.6453 | 3704.3185 | 7777.6261 | 5101.3192 | 5248.3275 | 7567.3186 | 3292.8017 | 5913.9875 | 130.0799 | 96.1634 | 96.1634 | 137.5415 | 164.8116 | 109.4035 | 189.1307 | 134.6031 | 189.1307 | 126.4625 | 144.5986 | 92.3447 | 96.3781 | 108.6529 | 96.7727 | 163387.6257 | 10169.4421 | 4210.1528 | 67873.2989 | 31262.6972 | 14002.9822 | 5042.4041 | 5240.9987 | 4443.7656 | 4431.8013 | 24526.2755 | 5835.3811 | 6892.6623 | 4500.8535 | 6183.3262 | 155057.9257 | 17780.0893 | 9756.6381 | 68135.0004 | 37648.8849 | 24018.6774 | 12682.4231 | 7417.6441 | 7458.3841 | 12107.1274 | 28891.7947 | 10851.9086 | 14365.6809 | 7526.9551 | 12090.8137 | 241.5475 | 241.5475 | 241.5475 | 241.5475 | 241.5475 | 241.5475 | 241.5475 | 241.5475 | 241.5475 | 241.5475 | 241.5475 | 241.5475 | 241.5475 | 241.5475 | 241.5475 | 0.30454 | 0.00039249 | 1.0261e-13 | 0.037988 | 0.049951 | 2.6398e-11 | 0.004051 | 5.2196e-23 | 8.708e-05 | 6.1502e-10 | 0.0037181 | 7.5583e-08 | 1.2566e-09 | 8.8913e-19 | 1.3799e-14 | 0.30454 | 0.30493 | 0.30493 | 0.34253 | 0.39248 | 0.34253 | 0.39653 | 0.39248 | 0.39662 | 0.34253 | 0.30826 | 0.30454 | 0.34253 | 0.30454 | 0.30454
545 | 159432.6565 | 16116.1851 | 6052.8574 | 68400.5809 | 37982.9235 | 15718.2269 | 12160.875 | 3087.6284 | 6038.9389 | 8095.2776 | 26916.9781 | 8072.8447 | 10114.4774 | 4248.6654 | 7249.7334 | n/a | 8569.4262 | 6106.8452 | 4100.1172 | 7577.0177 | 6840.5249 | 7483.0075 | 2074.1139 | 4110.2073 | 7269.7635 | 4526.6352 | 6886.6531 | 4904.0427 | 3613.1556 | 5761.9336 | 106.5108 | 70.5656 | 70.5656 | 114.4262 | 144.4603 | 81.8243 | 171.2626 | 111.1674 | 171.2626 | 100.625 | 123.9463 | 63.0236 | 70.1611 | 84.3304 | 71.2371 | 163014.0638 | 9166.1366 | 4240.2713 | 67340.2706 | 30184.0804 | 14409.5839 | 5291.6414 | 5026.617 | 4353.7404 | 4466.3959 | 25001.785 | 5994.0351 | 7584.2534 | 4550.984 | 5986.086 | 155913.6041 | 17704.4629 | 10347.1164 | 68861.6281 | 37087.5384 | 20320.0088 | 12820.4893 | 7049.3309 | 8456.2476 | 11736.1594 | 27452.4202 | 11950.5882 | 11741.8961 | 8059.4395 | 11729.1196 | 240.4153 | 240.4153 | 240.4153 | 240.4153 | 242.5585 | 240.4153 | 242.5585 | 242.5585 | 242.5585 | 240.4153 | 240.4153 | 240.4153 | 240.4153 | 240.4153 | 240.4153 | 0.28396 | 0.001001 | 1.2783e-13 | 0.030146 | 0.083541 | 2.9275e-07 | 0.0066845 | 1.6384e-22 | 4.2412e-07 | 8.9695e-10 | 0.019805 | 3.4397e-10 | 6.6169e-05 | 6.0903e-20 | 5.3324e-13 | 0.28396 | 0.28496 | 0.28496 | 0.3141 | 0.39764 | 0.3141 | 0.40433 | 0.39764 | 0.40433 | 0.3141 | 0.30376 | 0.28396 | 0.31417 | 0.28396 | 0.28396
546 | 155937.4301 | 15523.8338 | 5953.6941 | 67005.9563 | 37321.5947 | 15478.2953 | 11947.1647 | 2980.2334 | 6144.4243 | 7923.2396 | 26514.982 | 8129.6956 | 10093.6939 | 4130.2627 | 7276.5648 | n/a | 10937.8667 | 3420.3659 | 3548.5906 | 7608.5489 | 10391.396 | 8917.1229 | 2059.0494 | 5036.3409 | 8125.4181 | 2670.2626 | 6545.9151 | 4215.1967 | 2542.5043 | 4375.2625 | 60.6072 | 20.972 | 20.972 | 69.3485 | 104.5197 | 28.3582 | 135.9378 | 65.493 | 135.9378 | 50.3969 | 83.546 | 6.3197 | 19.3803 | 37.1074 | 21.7591 | 170806.0588 | 11176.9247 | 4291.7202 | 73495.9907 | 33251.9193 | 15157.5272 | 5286.0923 | 5259.8505 | 4363.8122 | 4644.1945 | 26048.4746 | 5971.4992 | 5694.8423 | 4699.7363 | 5898.7538 | 158335.7 | 21806.875 | 7688.5861 | 72421.6389 | 38886.2258 | 24575.0232 | 13495.8729 | 7267.9999 | 9295.4531 | 12532.5126 | 26930.5372 | 11780.6143 | 9040.739 | 7026.0406 | 10018.6163 | 55.19 | 55.19 | 55.19 | 55.19 | 55.19 | 55.19 | 55.19 | 55.19 | 55.19 | 55.19 | 69.2739 | 55.19 | 231.7486 | 55.19 | 55.19 | 0.049362 | 8.4441e-09 | 8.8008e-07 | 0.0016773 | 0.010658 | 2.2236e-12 | 0.00053179 | 5.542e-25 | 1.7437e-08 | 5.1832e-12 | 0.023318 | 1.1591e-09 | 1.0811 | 4.4648e-16 | 9.1747e-09 | 0.049362 | 0.049362 | 0.049362 | 0.051039 | 0.061697 | 0.051039 | 0.062229 | 0.061697 | 0.062229 | 0.051039 | 0.072679 | 0.049362 | 1.1321 | 0.049362 | 0.049362
547 | 151684.1927 | 15057.6061 | 5511.6999 | 65339.2105 | 36424.439 | 15380.7876 | 11646.32 | 2909.2265 | 5895.7322 | 8027.4085 | 25762.5081 | 8197.0136 | 9775.0377 | 4007.4525 | 7029.968 | n/a | 6487.2293 | 6381.7279 | 4421.9484 | 8570.022 | 7749.7685 | 7413.6987 | 2165.1802 | 4974.5468 | 6100.2119 | 3395.8143 | 6483.4427 | 6594.6662 | 3602.3829 | 4457.921 | 55.5955 | 17.8299 | 17.8299 | 63.925 | 97.515 | 24.6773 | 127.5217 | 60.2414 | 127.5217 | 45.7259 | 77.5929 | 3.6288 | 16.2699 | 33.2405 | 18.5817 | 161076.7286 | 10008.6606 | 4169.3695 | 64127.552 | 28387.4083 | 13641.2283 | 4817.227 | 5047.7957 | 4343.5512 | 4207.429 | 24047.0872 | 6055.4722 | 6527.1827 | 4448.4127 | 6124.7807 | 152075.6 | 15277.0899 | 9389.1974 | 65295.8 | 36409.8 | 21318.0968 | 11976.8765 | 7081.5759 | 9318.098 | 10234.7409 | 25656.5 | 12538.9148 | 10763.9787 | 7964.069 | 10227.7017 | 137.24 | 137.24 | 137.24 | 162.54 | 170.16 | 162.54 | 170.16 | 170.16 | 170.16 | 162.54 | 179.43 | 162.54 | 162.54 | 137.24 | 137.24 | 0.089692 | 0.024661 | 1.5998e-13 | 0.038495 | 0.041645 | 7.0444e-09 | 0.015927 | 6.5464e-25 | 2.5602e-09 | 8.2525e-07 | 0.050149 | 5.0533e-11 | 0.00070489 | 1.0016e-21 | 3.9016e-10 | 0.089692 | 0.11435 | 0.11435 | 0.12819 | 0.16983 | 0.12819 | 0.18576 | 0.16983 | 0.18576 | 0.12819 | 0.13984 | 0.089692 | 0.12889 | 0.089692 | 0.089692
548 | 153391.5751 | 15602.3842 | 5513.2604 | 66030.0214 | 36799.9765 | 15423.4787 | 11780.6792 | 2866.3909 | 6019.4827 | 7889.9879 | 26039.109 | 8200.5391 | 9944.4784 | 3883.6148 | 7200.2054 | n/a | 7586.9665 | 4565.2768 | 4597.9542 | 11168.0411 | 11028.2683 | 8721.3681 | 1842.3755 | 6447.3803 | 7502.4003 | 4327.07 | 5330.6515 | 7453.2495 | 3563.8776 | 5505.6556 | 84.8881 | 48.2692 | 48.2692 | 92.9573 | 124.4078 | 57.6494 | 152.4871 | 89.5285 | 152.4871 | 77.346 | 104.1934 | 37.9529 | 47.3811 | 62.6899 | 48.9727 | 160150.6942 | 9502.966 | 4177.1594 | 62609.0218 | 29466.5409 | 13021.023 | 4954.0684 | 4995.1791 | 4202.4406 | 4045.582 | 24887.0272 | 5882.6001 | 6927.2899 | 4516.1046 | 5976.9885 | 154398.8942 | 16849.5325 | 8742.4362 | 64509.676 | 39495.282 | 23585.1913 | 13675.4365 | 6793.8546 | 10649.821 | 11350.1823 | 27369.6972 | 10946.9516 | 14311.3394 | 7899.4822 | 11482.6441 | 127.3177 | 127.3177 | 127.3177 | 235.1319 | 235.1319 | 235.1319 | 235.1319 | 235.1319 | 235.1319 | 235.1319 | 127.3177 | 235.1319 | 235.1319 | 127.3177 | 127.3177 | 0.074422 | 0.0020368 | 1.3511e-11 | 0.080543 | 0.0038878 | 2.3071e-11 | 0.0001865 | 6.7915e-24 | 1.2128e-11 | 1.3889e-09 | 0.0059191 | 9.8017e-08 | 1.083e-09 | 1.1972e-22 | 1.358e-12 | 0.074422 | 0.076459 | 0.076459 | 0.15496 | 0.15885 | 0.15496 | 0.15904 | 0.15885 | 0.15904 | 0.15496 | 0.080341 | 0.074422 | 0.15496 | 0.074422 | 0.074422
549 | 152508.6866 | 15401.2472 | 5527.6146 | 65656.7229 | 36564.5278 | 15513.988 | 11690.2316 | 3081.5241 | 6019.9333 | 8149.4233 | 25897.2062 | 8040.7238 | 9429.8311 | 3912.8409 | 7199.3261 | n/a | 8907.8608 | 4001.8652 | 4470.7618 | 8575.116 | 8986.5556 | 8596.9683 | 1561.6327 | 4159.2716 | 6292.6747 | 4405.125 | 8604.9561 | 7983.1978 | 3788.7604 | 6090.4067 | 130.7698 | 98.1906 | 98.1906 | 137.9358 | 163.9205 | 111.4234 | 187.0899 | 135.1402 | 187.0899 | 127.6759 | 144.3359 | 95.171 | 98.514 | 110.0896 | 98.771 | 165114.9549 | 10702.261 | 4474.331 | 68999.35 | 29997.4702 | 14938.4542 | 5361.1815 | 5144.2221 | 4211.9249 | 4567.0426 | 25489.2389 | 5977.552 | 7678.2563 | 4541.4847 | 6058.4124 | 154084.4 | 18893.4218 | 8402.9962 | 69865.5569 | 36979.6862 | 23479.9548 | 13952.9499 | 6604.1548 | 8371.1965 | 10742.4173 | 27855.2639 | 14492.0081 | 15358.0541 | 8106.0451 | 12107.4191 | 130.48 | 130.48 | 130.48 | 130.48 | 147.425 | 130.48 | 147.425 | 147.425 | 147.425 | 130.48 | 130.48 | 130.48 | 130.48 | 130.48 | 130.48 | 0.062622 | 7.5174e-06 | 1.5938e-10 | 0.0033396 | 0.028521 | 4.3217e-11 | 6.2166e-05 | 2.7284e-20 | 5.5852e-07 | 1.5272e-07 | 0.0022926 | 1.2645e-15 | 5.9447e-13 | 2.1679e-23 | 4.0223e-14 | 0.062622 | 0.06263 | 0.06263 | 0.065962 | 0.094483 | 0.065962 | 0.094545 | 0.094483 | 0.094546 | 0.065962 | 0.064915 | 0.062622 | 0.065962 | 0.062622 | 0.062622
550 | 156173.1049 | 15854.0661 | 6162.6698 | 67132.8902 | 37443.0759 | 15738.5914 | 11895.7189 | 3065.7792 | 5910.2963 | 7970.0304 | 26556.3659 | 8236.1953 | 9805.7488 | 4042.0118 | 7128.7347 | n/a | 8355.1962 | 7466.574 | 4170.7903 | 9206.6496 | 9519.8456 | 9792.1718 | 1997.7479 | 4272.2464 | 6981.0033 | 4043.8025 | 4749.5657 | 7932.6064 | 3306.7291 | 5861.5271 | 148.1471 | 115.3155 | 115.3155 | 155.3648 | 180.9594 | 130.0985 | 203.7715 | 152.623 | 203.7715 | 146.1003 | 160.7491 | 114.0968 | 115.9714 | 127.0311 | 115.887 | 166665.335 | 10542.9821 | 4182.2052 | 71121.362 | 30499.8204 | 13346.0872 | 5184.6018 | 5075.8783 | 4498.5157 | 4253.3338 | 24023.1685 | 5516.2454 | 7302.6962 | 4726.4322 | 6264.9958 | 158611.9651 | 18645.1783 | 11634.3791 | 72533.6823 | 38033.7 | 22649.4328 | 14563.8037 | 6984.2262 | 8487.5922 | 11128.0371 | 26624.271 | 10155.6111 | 15048.5025 | 7837.4613 | 12085.123 | 116.7497 | 116.7497 | 116.7497 | 116.7497 | 140.66 | 116.7497 | 140.66 | 140.66 | 140.66 | 116.7497 | 183.6391 | 116.7497 | 116.7497 | 116.7497 | 116.7497 | 0.048903 | 5.2019e-05 | 1.543e-16 | 0.0017034 | 0.024738 | 8.4431e-10 | 2.2151e-05 | 1.9644e-22 | 1.5375e-07 | 7.2495e-09 | 0.038737 | 5.1352e-06 | 2.4616e-11 | 9.002e-21 | 2.327e-14 | 0.048903 | 0.048955 | 0.048955 | 0.050606 | 0.075344 | 0.050606 | 0.075366 | 0.075344 | 0.075366 | 0.050606 | 0.08764 | 0.048908 | 0.050606 | 0.048903 | 0.048903
551 | 151314.4189 | 15380.0465 | 5654.6548 | 65196.3976 | 36130.7394 | 14778.0246 | 11561.1229 | 2930.3367 | 5705.3513 | 7713.4615 | 25774.0915 | 7741.1582 | 9972.3364 | 3909.3581 | 6750.5477 | n/a | 10442.0578 | 4477.3171 | 4525.0998 | 9730.6371 | 9313.6788 | 7900.9242 | 1872.6852 | 4477.3964 | 9128.6235 | 4661.7773 | 7059.4157 | 6962.871 | 3660.1282 | 4868.6142 | 139.282 | 104.5778 | 104.5778 | 146.9154 | 174.5955 | 118.6722 | 199.2766 | 143.9373 | 199.2766 | 135.9851 | 153.734 | 101.3594 | 104.922 | 117.2533 | 105.1961 | 165446.8181 | 9672.3323 | 4030.8005 | 68670.3139 | 31033.8646 | 13002.8957 | 5481.4933 | 5097.4395 | 4371.8946 | 3962.7098 | 24590.2787 | 5584.2069 | 7646.4729 | 4768.2774 | 6011.7233 | 155321.6 | 19174.3901 | 8502.0176 | 70069.2995 | 40281.2017 | 22290.8745 | 13255.3174 | 6960.7247 | 8735.491 | 13080.9332 | 28318.356 | 12628.3226 | 14477.0439 | 8082.1056 | 10776.8375 | 84.49 | 84.49 | 84.49 | 84.49 | 84.49 | 84.49 | 84.49 | 84.49 | 84.49 | 84.49 | 84.49 | 84.49 | 84.49 | 84.49 | 84.49 | 0.020969 | 3.51e-06 | 2.9829e-10 | 0.0021548 | 0.0010175 | 5.2967e-11 | 0.00030138 | 5.611e-24 | 1.0384e-08 | 6.0181e-14 | 0.00093754 | 9.7324e-13 | 6.576e-10 | 2.6332e-23 | 1.2691e-12 | 0.020969 | 0.020973 | 0.020973 | 0.023124 | 0.024141 | 0.023124 | 0.024443 | 0.024141 | 0.024443 | 0.023124 | 0.021907 | 0.020969 | 0.023124 | 0.020969 | 0.020969
552 | 158962.1515 | 16233.9994 | 6222.13 | 68188.1827 | 37925.1956 | 15905.1831 | 11960.1485 | 2897.3911 | 6359.0279 | 8082.426 | 27104.346 | 8218.5335 | 10076.3582 | 4284.752 | 7229.6235 | n/a | 10219.8016 | 4903.743 | 4413.7722 | 8015.7176 | 10813.0764 | 9578.784 | 2128.1098 | 4326.2036 | 5423.2735 | 3298.6501 | 5410.0305 | 6655.3515 | 3501.4826 | 5859.8895 | 122.3798 | 90.9653 | 90.9653 | 129.2905 | 154.4804 | 103.3964 | 176.9433 | 126.5776 | 176.9433 | 119.1533 | 135.7036 | 87.6396 | 91.2023 | 102.5015 | 91.528 | 167027.7641 | 9795.8439 | 4334.7394 | 69302.1915 | 29020.5593 | 14752.3305 | 5400.5024 | 5111.6229 | 4355.8005 | 4920.9264 | 23473.1639 | 5932.3323 | 6827.7071 | 4594.8942 | 6025.3302 | 160356.6641 | 19815.4455 | 9188.2823 | 70502.8638 | 36773.0769 | 24694.3069 | 14862.6864 | 7197.3328 | 8671.1041 | 10272.0999 | 26613.314 | 11276.9628 | 11535.3586 | 7946.3768 | 11593.4197 | 130.8862 | 130.8862 | 130.8862 | 130.8862 | 231.7206 | 130.8862 | 231.7206 | 231.7206 | 231.7206 | 130.8862 | 215.9265 | 130.8862 | 130.8862 | 130.8862 | 130.8862 | 0.067162 | 9.4992e-06 | 8.1945e-10 | 0.012279 | 0.099149 | 9.0478e-12 | 1.1945e-05 | 1.0567e-25 | 1.2007e-06 | 9.6689e-07 | 0.086216 | 2.3061e-08 | 0.00012523 | 4.1765e-19 | 9.4991e-13 | 0.067162 | 0.067172 | 0.067172 | 0.079441 | 0.17859 | 0.079441 | 0.1786 | 0.17859 | 0.1786 | 0.079442 | 0.15338 | 0.067162 | 0.079566 | 0.067162 | 0.067162
553 | 156134.9316 | 16011.2477 | 6142.9964 | 67069.1676 | 37317.4546 | 15547.7146 | 11752.6537 | 3105.0527 | 5951.8102 | 8117.5874 | 26519.2944 | 8298.1149 | 9869.9356 | 4074.2215 | 6991.346 | n/a | 10903.1104 | 5815.1297 | 4898.6391 | 7371.8699 | 7352.2543 | 9463.1912 | 1598.329 | 2817.5889 | 6354.3457 | 4980.844 | 5499.7004 | 7252.348 | 3407.6515 | 6805.6573 | 143.5226 | 111.6335 | 111.6335 | 150.5331 | 175.4064 | 125.9593 | 197.5758 | 147.8683 | 197.5758 | 141.5102 | 155.7871 | 110.4084 | 112.263 | 123.019 | 112.1889 | 166921.6797 | 10372.0429 | 4116.4331 | 66939.7955 | 30214.5293 | 13162.9467 | 5108.3152 | 5085.1514 | 4283.5911 | 3981.345 | 26239.6082 | 5916.8175 | 5812.5898 | 4600.0368 | 5877.5528 | 158067.3 | 20782.9532 | 9917.8628 | 69490.6347 | 37236.1992 | 19029.901 | 14505.9064 | 6638.5804 | 7040.78 | 9634.8906 | 27822.3522 | 11365.618 | 12949.2378 | 7732.3883 | 12677.9101 | 128.64 | 128.64 | 128.64 | 128.64 | 223.3254 | 128.64 | 223.3254 | 223.3254 | 223.3254 | 128.64 | 128.64 | 128.64 | 128.64 | 128.64 | 128.64 | 0.056778 | 4.9537e-07 | 4.569e-12 | 0.011434 | 0.044095 | 4.5781e-06 | 1.5846e-05 | 3.2939e-20 | 0.00020135 | 2.5695e-05 | 0.0063864 | 2.539e-08 | 1.6658e-07 | 5.8338e-20 | 1.9561e-16 | 0.056778 | 0.056778 | 0.056778 | 0.068212 | 0.11231 | 0.068216 | 0.11232 | 0.11231 | 0.11252 | 0.068242 | 0.063164 | 0.056782 | 0.068212 | 0.056778 | 0.056778
554 | 152813.2668 | 15650.1492 | 5628.2101 | 65784.8725 | 36662.0877 | 15567.2216 | 11530.0621 | 2983.111 | 5801.8095 | 8228.515 | 26016.3468 | 8022.4117 | 9419.3258 | 3901.0847 | 7126.6957 | n/a | 11131.5199 | 5720.915 | 5476.1333 | 9265.048 | 11025.9873 | 8375.5641 | 1731.4352 | 4930.8348 | 7198.3843 | 3943.3637 | 6012.1012 | 7324.6907 | 4017.7586 | 5246.6025 | 174.1797 | 145.9524 | 145.9524 | 180.3741 | 200.6879 | 162.8032 | 218.7652 | 178.2327 | 218.7652 | 175.4838 | 181.9561 | 150.1228 | 147.4598 | 155.2363 | 146.4053 | 165979.3455 | 10535.5859 | 4250.5146 | 69423.8759 | 29814.2595 | 14284.3457 | 5776.4968 | 5092.6957 | 4400.6134 | 4391.9731 | 25787.6393 | 5889.894 | 7289.1156 | 4535.0126 | 5933.1972 | 156469.7 | 20731.3058 | 9872.3296 | 71907.1017 | 37534.6 | 24894.233 | 13452.0534 | 6598.1309 | 8710.9406 | 11324.4573 | 27092.003 | 11751.7952 | 14470.2064 | 8338.3712 | 11179.7997 | 112.22 | 112.22 | 112.22 | 112.22 | 129.68 | 112.22 | 129.68 | 129.68 | 129.68 | 112.22 | 112.22 | 112.22 | 112.22 | 112.22 | 112.22 | 0.027034 | 1.7919e-07 | 2.3813e-14 | 0.0010131 | 0.019104 | 1.4079e-12 | 0.0001532 | 2.2163e-21 | 2.4099e-08 | 1.5823e-08 | 0.0086337 | 6.2761e-10 | 2.3137e-11 | 1.0897e-24 | 3.8957e-12 | 0.027034 | 0.027035 | 0.027035 | 0.028047 | 0.047152 | 0.028047 | 0.047305 | 0.047152 | 0.047305 | 0.028047 | 0.035668 | 0.027034 | 0.028047 | 0.027034 | 0.027034
555 | 154089.2471 | 15991.0155 | 6377.3148 | 66270.7072 | 36883.4923 | 15315.5542 | 11934.3053 | 2951.7538 | 6277.4028 | 7783.3977 | 26259.9953 | 7969.5658 | 9966.4022 | 3971.6745 | 7039.9749 | n/a | 6891.9852 | 5370.0752 | 4349.534 | 7946.5862 | 11771.0033 | 10354.0476 | 1526.3499 | 5289.2837 | 6627.3722 | 4082.3166 | 6043.7155 | 7225.9461 | 3264.6573 | 4285.8427 | 142.8293 | 111.2044 | 111.2044 | 149.7816 | 174.431 | 125.4554 | 196.4003 | 147.1412 | 196.4003 | 140.8661 | 154.9598 | 110.0447 | 111.8387 | 122.4872 | 111.7548 | 168321.5211 | 11081.9227 | 4299.421 | 69178.3108 | 32335.4373 | 14033.7193 | 5472.4597 | 5073.4573 | 4116.0114 | 4544.5578 | 25441.943 | 5920.5847 | 7196.7516 | 4716.9336 | 6042.2846 | 156668.1 | 16480.9868 | 9660.3962 | 69766.7448 | 38940.5235 | 25376.6225 | 15365.8073 | 6434.1073 | 8954.8951 | 10886.83 | 28965.1596 | 11821.3002 | 13926.8978 | 7906.591 | 10328.1273 | 107.2397 | 107.2397 | 107.2397 | 107.2397 | 107.2397 | 107.2397 | 107.2397 | 107.2397 | 107.2397 | 107.2397 | 107.2397 | 107.2397 | 107.2397 | 107.2397 | 107.2397 | 0.046457 | 0.01336 | 1.9517e-10 | 0.0053298 | 0.0068238 | 1.3988e-13 | 2.6496e-06 | 7.157e-21 | 2.0151e-07 | 6.578e-09 | 0.0007938 | 3.0657e-10 | 5.6577e-09 | 8.5703e-22 | 2.3818e-10 | 0.046457 | 0.059816 | 0.059816 | 0.051786 | 0.05861 | 0.051786 | 0.058613 | 0.05861 | 0.058613 | 0.051786 | 0.04725 | 0.046457 | 0.051786 | 0.046457 | 0.046457
556 | 155589.0047 | 16038.3895 | 5887.6202 | 66882.4467 | 37311.9856 | 15896.8187 | 11868.2045 | 2821.2205 | 5795.0191 | 7986.2847 | 26702.4447 | 8505.2114 | 9920.3771 | 4065.5878 | 7168.9022 | n/a | 10204.7472 | 7257.0441 | 4800.8565 | 9522.5627 | 8675.0509 | 7825.663 | 1827.9548 | 4682.8215 | 8393.4483 | 2889.6384 | 5702.1622 | 8081.4659 | 3342.3829 | 4595.552 | 145.6405 | 113.3405 | 113.3405 | 152.7413 | 177.9254 | 127.8746 | 200.3716 | 150.0434 | 200.3716 | 143.6198 | 158.0455 | 112.1295 | 113.9835 | 124.8681 | 113.9028 | 167753.1737 | 10534.443 | 4275.3309 | 68743.6592 | 31469.1447 | 14614.8472 | 5560.5425 | 5109.282 | 4437.2964 | 4187.9617 | 24656.6165 | 5904.9264 | 6793.6143 | 4532.2632 | 6320.1028 | 158019.8737 | 19804.1902 | 11502.175 | 70504.7157 | 39743.3073 | 23126.7981 | 12646.0055 | 6937.2369 | 8510.9179 | 12565.61 | 26225.755 | 11459.7886 | 13833.4802 | 7330.4461 | 10915.6548 | 114.7443 | 114.7443 | 114.7443 | 114.7443 | 114.7443 | 114.7443 | 114.7443 | 114.7443 | 114.7443 | 114.7443 | 237.0682 | 114.7443 | 114.7443 | 114.7443 | 114.7443 | 0.048903 | 5.5286e-06 | 1.2975e-17 | 0.0050301 | 0.0050431 | 4.5072e-10 | 0.0045746 | 2.6472e-25 | 6.1013e-08 | 7.1789e-12 | 0.085338 | 6.0352e-08 | 6.3549e-09 | 4.3431e-18 | 2.514e-11 | 0.048903 | 0.048909 | 0.048909 | 0.053933 | 0.058976 | 0.053933 | 0.063551 | 0.058976 | 0.063551 | 0.053933 | 0.13424 | 0.048903 | 0.053933 | 0.048903 | 0.048903
557 | 155498.2614 | 15610.8954 | 5699.5782 | 66859.9846 | 37205.1947 | 15190.6775 | 12002.3963 | 2978.899 | 6116.8709 | 7799.9127 | 26535.0133 | 7961.7438 | 9829.7226 | 4167.7476 | 7069.057 | n/a | 10520.5599 | 5644.0175 | 5129.5933 | 9129.5849 | 9757.3264 | 8070.4589 | 1618.751 | 5159.5637 | 6983.3854 | 4048.4802 | 6105.2914 | 7083.9549 | 3933.2224 | 4939.2175 | 130.017 | 95.8865 | 95.8865 | 137.5259 | 165 | 109.132 | 189.5016 | 134.5649 | 189.5016 | 126.3189 | 144.685 | 91.9452 | 96.0847 | 108.4697 | 96.5003 | 163047.9453 | 10214.2953 | 4203.2578 | 67336.1591 | 28771.5085 | 13234.4987 | 5027.4587 | 5201.9216 | 4257.4986 | 3812.8177 | 25538.8031 | 5975.5077 | 6710.1335 | 4710.1109 | 6422.5049 | 155908.2 | 20717.7553 | 9847.2753 | 69267.7524 | 37184.7934 | 21111.5251 | 12942.5176 | 6761.6726 | 9368.6623 | 8962.6031 | 28798.7832 | 12034.0991 | 13642.4884 | 7532.7333 | 11294.3223 | 173.02 | 173.02 | 173.02 | 173.02 | 202.6504 | 173.02 | 202.6504 | 202.6504 | 202.6504 | 173.02 | 173.02 | 173.02 | 173.02 | 173.02 | 173.02 | 0.089692 | 1.6312e-07 | 6.4263e-14 | 0.011469 | 0.041842 | 6.0646e-09 | 0.0029773 | 2.6576e-22 | 1.0237e-08 | 0.00011264 | 0.0015748 | 1.0252e-10 | 8.2437e-09 | 3.5656e-18 | 1.2054e-12 | 0.089692 | 0.089692 | 0.089692 | 0.10116 | 0.143 | 0.10116 | 0.14598 | 0.143 | 0.14598 | 0.10127 | 0.091267 | 0.089692 | 0.10116 | 0.089692 | 0.089692
558 | 156461.2129 | 15664.4702 | 5802.216 | 67202.7849 | 37387.4683 | 15474.4961 | 11943.045 | 3027.9804 | 6027.5011 | 7999.8922 | 26693.9425 | 7921.0009 | 9738.7512 | 4197.4983 | 6825.6141 | n/a | 10664.6322 | 4137.8308 | 3850.7099 | 8744.6382 | 10346.5587 | 9529.9217 | 1723.6145 | 3249.7279 | 7262.3022 | 3664.0901 | 6611.9107 | 7940.4383 | 3813.7143 | 6557.9411 | 124.2008 | 89.7532 | 89.7532 | 131.7811 | 159.7643 | 102.5004 | 184.7239 | 128.7602 | 184.7239 | 120.0086 | 139.464 | 84.9922 | 89.8117 | 102.5717 | 90.3785 | 160681.6505 | 10265.6172 | 4220.1781 | 66837.8476 | 30713.6038 | 13981.7188 | 5405.2827 | 5183.9543 | 4460.4227 | 4526.7241 | 22792.1781 | 6117.0061 | 7376.4297 | 4539.2777 | 6073.6764 | 153532.2733 | 20868.9494 | 8358.0089 | 68078.5803 | 38935.2648 | 23497.1775 | 14981.5272 | 6789.1688 | 7710.1505 | 11222.4263 | 24934.4683 | 12464.4167 | 14315.8679 | 8178.292 | 12631.6175 | 241.3956 | 241.3956 | 241.3956 | 241.3956 | 241.3956 | 241.3956 | 241.3956 | 241.3956 | 241.3956 | 241.3956 | 241.3956 | 241.3956 | 241.3956 | 241.3956 | 241.3956 | 0.2423 | 1.3421e-07 | 3.2064e-09 | 0.024492 | 0.01084 | 3.5424e-11 | 8.056e-06 | 7.3179e-22 | 1.3159e-05 | 5.6054e-09 | 0.29034 | 9.1756e-12 | 3.1892e-10 | 5.8795e-21 | 4.3335e-17 | 0.2423 | 0.2423 | 0.2423 | 0.26679 | 0.27763 | 0.26679 | 0.27764 | 0.27763 | 0.27765 | 0.26679 | 0.53264 | 0.2423 | 0.26679 | 0.2423 | 0.2423
559 | 148604.4185 | 15089.4012 | 5733.4053 | 64123.8168 | 35753.0475 | 14995.8731 | 11366.4301 | 2843.792 | 5946.3031 | 7796.2152 | 25477.3715 | 7749.7487 | 9612.9683 | 4037.4787 | 6844.5871 | n/a | 7413.1144 | 4674.665 | 5722.4909 | 8392.2947 | 10011.758 | 7763.6376 | 1622.1926 | 4080.252 | 8901.9388 | 4323.9889 | 6786.6907 | 6575.7822 | 3079.4314 | 4737.2507 | 142.1706 | 108.8394 | 108.8394 | 149.5 | 175.7815 | 123.1192 | 199.2106 | 146.6785 | 199.2106 | 139.5539 | 155.5021 | 106.6847 | 109.3393 | 120.8719 | 109.4264 | 163272.7726 | 10518.114 | 4340.1745 | 66649.0333 | 30950.6077 | 14729.3763 | 4880.0163 | 5159.2937 | 4182.7475 | 4318.0119 | 25416.4332 | 5970.9941 | 7008.6129 | 4629.0113 | 6039.9583 | 152166.8 | 17817.8284 | 8950.4395 | 68105.9736 | 38557.2519 | 22441.7343 | 12428.7034 | 6352.0863 | 8262.9995 | 11236.9507 | 25886.6 | 12441.2848 | 13457.7951 | 7164.0427 | 10758.3091 | 91.51 | 91.51 | 91.51 | 91.51 | 91.51 | 91.51 | 91.51 | 91.51 | 91.51 | 91.51 | 119.67 | 91.51 | 91.51 | 91.51 | 91.51 | 0.026771 | 4.3368e-05 | 3.4133e-11 | 0.0036267 | 0.0032894 | 8.5062e-11 | 0.0017915 | 9.9758e-22 | 5.7421e-07 | 1.2461e-09 | 0.022969 | 2.6675e-12 | 5.1086e-09 | 1.5978e-17 | 3.4397e-12 | 0.026771 | 0.026815 | 0.026815 | 0.030398 | 0.033688 | 0.030398 | 0.035479 | 0.033688 | 0.03548 | 0.030398 | 0.04974 | 0.026771 | 0.030398 | 0.026771 | 0.026771
560 | 156821.9137 | 15785.3196 | 5812.1584 | 67359.7223 | 37461.88 | 15386.9174 | 11881.5368 | 3139.4224 | 5901.4434 | 7699.1432 | 26674.245 | 8048.9235 | 9988.6331 | 4115.3074 | 7152.0365 | n/a | 8422.2795 | 4937.3446 | 4839.0547 | 8733.7913 | 9971.0429 | 7181.1895 | 2002.9479 | 4609.2413 | 8281.0632 | 4145.6633 | 5530.8594 | 6688.0209 | 2791.1151 | 3908.7283 | 99.8943 | 63.945 | 63.945 | 107.8121 | 138.0893 | 74.6185 | 165.112 | 104.5224 | 165.112 | 93.5739 | 117.7648 | 55.6631 | 63.4068 | 77.823 | 64.6219 | 165033.489 | 9052.7592 | 4102.9928 | 69257.9112 | 31287.1127 | 14221.1407 | 5407.367 | 5054.0599 | 4239.3342 | 4335.6542 | 23481.3552 | 5899.1014 | 6494.1254 | 4616.6805 | 5634.4305 | 158113.4 | 17346.7387 | 9040.3375 | 72262.7659 | 38830.1041 | 23841.2836 | 12198.8565 | 7012.4078 | 8703.4755 | 12543.8174 | 26546.7185 | 11151.9608 | 12949.3463 | 7135.4955 | 9531.7588 | 125.87 | 125.87 | 125.87 | 125.87 | 125.87 | 125.87 | 125.87 | 125.87 | 125.87 | 125.87 | 199.0893 | 125.87 | 125.87 | 125.87 | 125.87 | 0.069069 | 0.00098715 | 4.2282e-11 | 0.0023353 | 0.012682 | 1.0259e-11 | 0.016849 | 9.9779e-22 | 5.1258e-08 | 8.1094e-13 | 0.051458 | 1.3708e-08 | 3.0877e-07 | 1.0065e-16 | 5.4644e-08 | 0.069069 | 0.070056 | 0.070056 | 0.071404 | 0.084086 | 0.071404 | 0.10093 | 0.084086 | 0.10094 | 0.071404 | 0.12053 | 0.069069 | 0.071404 | 0.069069 | 0.069069
561 | 152975.8473 | 15515.5134 | 5842.7996 | 65808.1799 | 36543.821 | 15256.6977 | 11802.5309 | 3025.1019 | 5905.0664 | 8154.3084 | 26278.2432 | 7726.4672 | 9540.9255 | 4016.8029 | 6718.2095 | n/a | 7555.9132 | 5296.5366 | 4866.8304 | 8435.0077 | 9413.0762 | 6703.6909 | 1971.8568 | 4581.07 | 6858.2841 | 3030.7975 | 6512.1912 | 6463.5862 | 2218.6892 | 4583.3352 | 96.6858 | 61.1827 | 61.1827 | 104.5058 | 134.4784 | 71.5495 | 161.2303 | 101.2478 | 161.2303 | 90.3151 | 114.4632 | 52.7841 | 60.6115 | 74.9216 | 61.8529 | 167389.8108 | 10136.1348 | 4284.7381 | 71655.5467 | 32847.6152 | 14925.3184 | 5418.7176 | 5164.5953 | 4303.6366 | 4324.7811 | 24621.6762 | 5938.2147 | 6599.2585 | 4609.986 | 6137.2333 | 155378.8286 | 17219.648 | 9581.2747 | 71156.7686 | 39723.6144 | 22695.3946 | 11848.8 | 7136.4521 | 8884.7066 | 10336.0653 | 26701.3 | 12388.0059 | 12859.2447 | 6383.7752 | 10714.0685 | 78.7464 | 78.7464 | 78.7464 | 78.7464 | 78.7464 | 78.7464 | 178.13 | 78.7464 | 178.13 | 78.7464 | 89.22 | 78.7464 | 78.7464 | 78.7464 | 78.7464 | 0.048675 | 0.00065081 | 1.7591e-12 | 0.0016464 | 0.0024953 | 1.2168e-10 | 0.036211 | 1.019e-23 | 2.2026e-08 | 1.1024e-06 | 0.022936 | 2.8896e-12 | 4.033e-08 | 7.2011e-14 | 1.3572e-12 | 0.048675 | 0.049326 | 0.049326 | 0.050322 | 0.052817 | 0.050322 | 0.089029 | 0.052817 | 0.089029 | 0.050323 | 0.071612 | 0.048675 | 0.050322 | 0.048675 | 0.048675
562 | 155919.7127 | 15677.9945 | 6027.2147 | 66972.6413 | 37301.9762 | 15905.6984 | 11615.208 | 2930.9337 | 6108.4903 | 8123.2478 | 26536.2508 | 8403.9468 | 9783.2504 | 4151.4641 | 7517.2579 | n/a | 11203.2169 | 5869.5031 | 2996.2666 | 7612.7673 | 9110.9958 | 7126.9206 | 2265.1598 | 2670.1313 | 7825.2809 | 3470.9329 | 6363.2963 | 5365.8532 | 3601.0601 | 4747.3648 | 103.6039 | 66.3688 | 66.3688 | 111.8048 | 143.1599 | 77.4361 | 171.1446 | 108.398 | 171.1446 | 97.0664 | 122.1046 | 57.806 | 65.8141 | 80.7408 | 67.0698 | 164198.3085 | 10633.7373 | 4131.8661 | 66016.3862 | 29554.5764 | 14825.1504 | 4993.8251 | 5181.729 | 4540.2551 | 4269.7193 | 25256.237 | 5859.9336 | 6244.0701 | 4628.9326 | 6014.4379 | 158187.3 | 21586.5542 | 9960.4691 | 66905.5528 | 35614.8437 | 23729.7462 | 12066.0457 | 7400.7888 | 7155.6864 | 12061.8002 | 27883.8614 | 12050.0299 | 11603.3233 | 8154.9928 | 10595.2027 | 91.43 | 91.43 | 91.43 | 191.0891 | 247.8884 | 191.0891 | 247.8884 | 247.8884 | 247.8884 | 191.0891 | 91.43 | 191.0891 | 191.0891 | 91.43 | 91.43 | 0.051478 | 2.4452e-08 | 1.0887e-12 | 0.038926 | 0.14409 | 1.0233e-10 | 0.011221 | 2.3621e-26 | 0.00027924 | 2.2784e-10 | 0.0059919 | 2.0951e-09 | 2.4445e-05 | 2.8423e-21 | 2.4514e-09 | 0.051478 | 0.051478 | 0.051478 | 0.090405 | 0.23449 | 0.090405 | 0.24571 | 0.23449 | 0.24599 | 0.090405 | 0.05747 | 0.051478 | 0.090429 | 0.051478 | 0.051478
563 | 158087.7499 | 16015.9048 | 6192.7436 | 67844.6142 | 37732.8402 | 15943.8973 | 12207.0445 | 3260.8875 | 6214.6043 | 8440.8123 | 26707.4251 | 8508.6701 | 10065.8013 | 4060.7283 | 7393.0746 | n/a | 8599.9831 | 6177.8611 | 5459.3041 | 11611.3941 | 10875.5997 | 7045.9318 | 1763.5249 | 4922.4602 | 8198.582 | 3870.4922 | 6388.3112 | 5805.3319 | 3364.2665 | 4644.6668 | 122.1814 | 88.0454 | 88.0454 | 129.6934 | 157.456 | 100.5979 | 182.2193 | 126.6957 | 182.2193 | 117.9685 | 137.3652 | 83.2275 | 88.0852 | 100.763 | 88.6657 | 162924.9274 | 10455.0109 | 4218.4628 | 64543.4569 | 31038.8989 | 13510.2548 | 5163.6602 | 5205.0133 | 4217.0219 | 4345.921 | 24504.8708 | 5430.4322 | 6176.6509 | 4584.9767 | 6020.7584 | 155679.2274 | 18892.9939 | 10388.424 | 67325.361 | 41342.993 | 24009.4545 | 12098.1919 | 6779.9383 | 9110.7821 | 12341.1031 | 27807.763 | 11645.7434 | 11817.6829 | 7616.7432 | 10665.4251 | 238.7675 | 238.7675 | 238.7675 | 238.7675 | 238.7675 | 238.7675 | 265.9273 | 238.7675 | 265.9273 | 238.7675 | 238.7675 | 238.7675 | 238.7675 | 238.7675 | 238.7675 | 0.2058 | 4.5361e-05 | 4.2571e-13 | 0.048486 | 0.0018879 | 5.8553e-11 | 0.055724 | 2.828e-19 | 6.5743e-08 | 5.544e-10 | 0.0086826 | 2.6367e-08 | 3.9316e-05 | 1.5981e-19 | 6.4043e-10 | 0.2058 | 0.20584 | 0.20584 | 0.25428 | 0.25617 | 0.25428 | 0.31189 | 0.25617 | 0.31189 | 0.25428 | 0.21448 | 0.2058 | 0.25432 | 0.2058 | 0.2058
564 | 153187.6379 | 15511.1038 | 5573.4031 | 65913.6823 | 36658.3964 | 15178.5678 | 11771.5485 | 2906.4369 | 6147.7735 | 7698.4483 | 26162.6738 | 8057.5465 | 9762.6884 | 4007.9268 | 7408.9658 | n/a | 10257.0413 | 5337.2847 | 4385.3663 | 10996.8945 | 12182.2313 | 8141.9769 | 1574.7779 | 3675.5436 | 8200.8648 | 4208.9914 | 8232.8133 | 6437.2191 | 3988.1924 | 5080.7328 | 129.9459 | 94.8066 | 94.8066 | 137.6777 | 166.1054 | 108.0973 | 191.4595 | 134.6111 | 191.4595 | 125.8823 | 145.3033 | 90.3124 | 94.9318 | 107.8277 | 95.4418 | 168039.8691 | 10687.9596 | 4525.1569 | 69134.9546 | 30239.547 | 14459.0523 | 4949.9687 | 5124.3419 | 4117.1712 | 4207.262 | 24929.7027 | 6134.1015 | 7749.1362 | 4455.9839 | 6065.5541 | 155241.775 | 20342.7009 | 9732.6416 | 68299.1208 | 38420.8415 | 24916.6835 | 12729.0456 | 6699.1197 | 7698.0148 | 12110.6268 | 26485.8 | 13755.3149 | 13643.2554 | 8282.6763 | 10771.3868 | 116.0275 | 116.0275 | 116.0275 | 116.0275 | 116.0275 | 116.0275 | 116.0275 | 116.0275 | 116.0275 | 116.0275 | 129.98 | 116.0275 | 116.0275 | 116.0275 | 116.0275 | 0.054189 | 2.9628e-07 | 3.1962e-14 | 0.011401 | 0.008742 | 2.5832e-13 | 0.0026909 | 7.3755e-23 | 2.8296e-05 | 7.2559e-12 | 0.026517 | 5.1123e-14 | 5.6343e-09 | 2.7307e-23 | 4.0693e-10 | 0.054189 | 0.05419 | 0.05419 | 0.065591 | 0.074333 | 0.065591 | 0.077024 | 0.074333 | 0.077052 | 0.065591 | 0.080706 | 0.054189 | 0.065591 | 0.054189 | 0.054189
565 | 154962.4456 | 15311.1317 | 5706.5718 | 66615.7061 | 37058.1044 | 15820.2788 | 11779.0773 | 3039.5298 | 5958.5908 | 8210.6768 | 26272.4134 | 8602.6902 | 9996.2263 | 4146.1923 | 7089.139 | n/a | 9234.4938 | 6614.9598 | 4055.2456 | 8604.2414 | 9621.1388 | 7721.4789 | 1831.6496 | 6037.7049 | 8289.6868 | 3695.1282 | 5068.0987 | 6891.5559 | 2813.1811 | 4428.4147 | 98.7239 | 64.9446 | 64.9446 | 106.1626 | 134.4365 | 75.4037 | 159.6687 | 103.0938 | 159.6687 | 93.1031 | 115.1982 | 57.7044 | 64.5369 | 77.903 | 65.5767 | 169216.6944 | 11142.1543 | 4291.5077 | 68904.6894 | 31138.9123 | 13608.5349 | 4776.236 | 5159.0637 | 4279.7027 | 3618.4166 | 25837.0158 | 6278.416 | 6508.9534 | 4680.1969 | 6166.6622 | 159066.9 | 20153.5481 | 10878.0675 | 68493.4017 | 38153.3204 | 21718.4737 | 11947.2815 | 6642.3132 | 9695.0076 | 11862.0034 | 28930.783 | 9881.4147 | 12515.6093 | 7184.578 | 10089.9769 | 59.88 | 59.88 | 59.88 | 61.7314 | 75.4615 | 61.7314 | 130.6955 | 75.4615 | 130.6955 | 61.7314 | 59.88 | 61.7314 | 61.7314 | 59.88 | 59.88 | 0.020969 | 2.4693e-07 | 7.7293e-17 | 0.01485 | 0.015873 | 1.1937e-08 | 0.025573 | 5.8425e-21 | 6.8326e-10 | 1.0924e-09 | 0.00085205 | 0.00013651 | 1.7905e-06 | 1.057e-16 | 1.3997e-09 | 0.020969 | 0.020969 | 0.020969 | 0.035819 | 0.051691 | 0.035819 | 0.077264 | 0.051691 | 0.077264 | 0.035819 | 0.021821 | 0.021106 | 0.03582 | 0.020969 | 0.020969
566 | 158754.7726 | 16140.3128 | 6224.3012 | 68097.2014 | 37899.6201 | 15885.4565 | 12312.4886 | 3016.3544 | 6208.1014 | 8070.709 | 26801.6716 | 8362.3198 | 10131.6359 | 4165.6679 | 7407.5499 | n/a | 6266.4377 | 4329.4869 | 5268.2404 | 7999.414 | 9009.7873 | 6082.7894 | 1792.4861 | 5370.1891 | 8189.8574 | 3731.4484 | 6761.9835 | 7006.8227 | 2429.653 | 5893.0624 | 152.0279 | 118.6448 | 118.6448 | 159.3665 | 185.3408 | 133.7994 | 208.4903 | 156.5851 | 208.4903 | 150.0379 | 164.7507 | 117.5609 | 119.3398 | 130.5337 | 119.2248 | 161777.911 | 10406.4336 | 4059.2228 | 67430.8264 | 30695.4143 | 14517.9449 | 4943.3514 | 5096.65 | 4205.1357 | 4107.4906 | 22632.0921 | 5996.2568 | 6584.4811 | 4588.2861 | 6079.8649 | 157112.511 | 16611.8713 | 8388.7096 | 70786.0668 | 38364.9284 | 23094.2322 | 10873.5407 | 6877.0361 | 9441.8248 | 12124.148 | 26110.9405 | 12497.9402 | 12790.5038 | 6726.839 | 11939.7274 | 249.4593 | 249.4593 | 249.4593 | 249.4593 | 249.4593 | 249.4593 | 312.7355 | 249.4593 | 312.7355 | 249.4593 | 249.4593 | 249.4593 | 249.4593 | 249.4593 | 249.4593 | 0.16374 | 0.014106 | 1.0545e-07 | 0.010226 | 0.027686 | 4.6927e-10 | 0.90517 | 1.8399e-22 | 1.3874e-08 | 1.1554e-10 | 0.11595 | 1.98e-10 | 1.186e-06 | 2.2536e-14 | 6.8078e-13 | 0.16374 | 0.17784 | 0.17784 | 0.17396 | 0.20165 | 0.17396 | 1.1068 | 0.20165 | 1.1068 | 0.17396 | 0.27968 | 0.16374 | 0.17396 | 0.16374 | 0.16374
567 | 152360.1916 | 15009.4213 | 5550.3633 | 65579.9411 | 36612.5569 | 15435.9714 | 11709.9245 | 2869.8294 | 5929.499 | 8042.9248 | 26011.0013 | 7947.7182 | 9434.8766 | 4071.0666 | 7061.8546 | n/a | 10048.9666 | 5062.1722 | 3897.9941 | 9558.6404 | 9919.3402 | 9836.5944 | 2508.9141 | 4121.9598 | 8193.5762 | 4457.9295 | 5192.8897 | 6442.7456 | 2922.0971 | 5079.217 | 148.1426 | 115.931 | 115.931 | 155.2233 | 180.2337 | 130.6819 | 202.5233 | 152.5461 | 202.5233 | 146.3173 | 160.3241 | 115.0467 | 116.6307 | 127.3782 | 116.4894 | 164918.1203 | 10024.3326 | 4362.4776 | 69998.8909 | 31247.1836 | 14113.8465 | 5457.1278 | 5269.6815 | 4373.0439 | 4295.9874 | 23756.5734 | 5928.998 | 6360.6789 | 4573.6536 | 5997.7731 | 155569.8 | 19353.7992 | 8768.3498 | 70238.705 | 39714.6241 | 23895.5066 | 15112.0222 | 7690.0956 | 8484.1037 | 12366.3836 | 27376.403 | 11107.3877 | 11124.0245 | 7271.7507 | 11058.09 | 101.7 | 101.7 | 101.7 | 101.7 | 101.7 | 101.7 | 101.7 | 101.7 | 101.7 | 101.7 | 101.7 | 101.7 | 101.7 | 101.7 | 101.7 | 0.035542 | 6.8721e-07 | 1.6893e-11 | 0.0025098 | 0.0026859 | 1.0854e-11 | 2.3959e-06 | 8.3094e-29 | 1.7838e-07 | 2.9107e-11 | 0.0056083 | 8.5872e-09 | 3.2265e-05 | 9.3384e-18 | 4.3685e-12 | 0.035542 | 0.035543 | 0.035543 | 0.038052 | 0.040738 | 0.038052 | 0.04074 | 0.040738 | 0.04074 | 0.038052 | 0.04115 | 0.035542 | 0.038084 | 0.035542 | 0.035542
568 | 156204.201 | 15724.6819 | 5955.0886 | 67126.6355 | 37370.0495 | 15770.1079 | 11942.9615 | 2988.2451 | 6172.6847 | 8033.2434 | 26325.2025 | 8377.1965 | 9895.2361 | 4265.7721 | 7247.0867 | n/a | 8699.0563 | 7029.9567 | 4424.8053 | 8592.271 | 11399.6875 | 7592.7161 | 2307.229 | 3499.4523 | 10135.6521 | 5268.9483 | 5762.0375 | 7098.4432 | 3417.0945 | 5846.7929 | 165.3083 | 132.3011 | 132.3011 | 172.5607 | 197.7008 | 148.6112 | 220.0978 | 169.8797 | 220.0978 | 164.322 | 176.9082 | 132.9006 | 133.2904 | 143.8035 | 132.8622 | 166176.6373 | 9760.0177 | 4222.023 | 66841.4896 | 29344.4307 | 14354.3814 | 5259.0192 | 5123.1313 | 4312.8172 | 4298.5898 | 27591.3371 | 5683.8534 | 7496.9909 | 4686.5948 | 6023.8008 | 158562.5355 | 17661.774 | 10631.3797 | 68636.8932 | 37298.6 | 25618.4689 | 12700.8336 | 7430.3603 | 7770.9695 | 14361.1419 | 32184.3855 | 11383.3909 | 14337.1341 | 7826.5893 | 11870.5937 | 131.9659 | 131.9659 | 131.9659 | 131.9659 | 250.26 | 131.9659 | 250.26 | 250.26 | 250.26 | 131.9659 | 131.9659 | 131.9659 | 131.9659 | 131.9659 | 131.9659 | 0.050057 | 0.00039099 | 7.3593e-15 | 0.017918 | 0.04372 | 5.1113e-13 | 0.0049053 | 9.6597e-26 | 2.3357e-05 | 1.6665e-15 | 7.7683e-06 | 3.8645e-08 | 7.3554e-10 | 1.0285e-18 | 2.3632e-13 | 0.050057 | 0.050448 | 0.050448 | 0.067975 | 0.11169 | 0.067975 | 0.1166 | 0.11169 | 0.11662 | 0.067975 | 0.050065 | 0.050057 | 0.067975 | 0.050057 | 0.050057
569 | 151482.687 | 15202.6899 | 5587.1213 | 65253.5459 | 36319.5017 | 15221.6126 | 11575.8718 | 2869.3849 | 5984.9504 | 7840.3797 | 25755.556 | 8018.2873 | 9727.3856 | 3992.6728 | 7037.1404 | n/a | 9865.7884 | 5800.4738 | 4723.5309 | 6271.7037 | 8094.2305 | 8195.1431 | 2140.9246 | 3888.9698 | 7384.7945 | 3720.1166 | 6482.639 | 8627.9674 | 3109.0922 | 4807.6684 | 131.3777 | 98.7137 | 98.7137 | 138.5624 | 164.6051 | 112.0046 | 187.826 | 135.7606 | 187.826 | 128.2932 | 144.9617 | 95.716 | 99.0434 | 110.6392 | 99.2954 | 166637.8299 | 9744.7103 | 4108.0317 | 70562.1922 | 31957.6814 | 14944.1976 | 5296.7262 | 5126.5118 | 4336.7087 | 4462.6367 | 25704.1607 | 6147.6992 | 6963.0315 | 4710.785 | 5925.3299 | 153885.2 | 19199.8987 | 9908.5056 | 70035.5231 | 36834.8851 | 22042.8281 | 13318.3692 | 7261.8364 | 8057.3785 | 11683.6313 | 27585.484 | 12532.1382 | 14069.4989 | 7512.8772 | 10182.0983 | 103.0833 | 103.0833 | 103.0833 | 103.0833 | 135.1438 | 103.0833 | 135.1438 | 135.1438 | 135.1438 | 103.0833 | 103.0833 | 103.0833 | 103.0833 | 103.0833 | 103.0833 | 0.048223 | 1.8901e-06 | 1.1479e-14 | 0.0022882 | 0.026032 | 5.8863e-10 | 0.00026363 | 1.9152e-26 | 1.962e-06 | 1.8498e-10 | 0.002735 | 1.3878e-11 | 8.125e-10 | 1.219e-19 | 5.3849e-10 | 0.048223 | 0.048225 | 0.048225 | 0.050512 | 0.076543 | 0.050512 | 0.076807 | 0.076543 | 0.076809 | 0.050512 | 0.050958 | 0.048223 | 0.050512 | 0.048223 | 0.048223
570 | 154304.4698 | 15526.9927 | 5764.8762 | 66360.6011 | 36988.2958 | 15819.5018 | 11727.2784 | 3000.179 | 5936.1265 | 8325.0608 | 26229.3867 | 8143.6081 | 9835.2776 | 4260.0959 | 7163.0516 | n/a | 7707.5062 | 7379.5061 | 5250.5464 | 7503.0774 | 10636.8383 | 7283.9149 | 1896.0161 | 3802.0097 | 8467.2603 | 4945.1384 | 4734.3193 | 7697.2095 | 3050.6881 | 4126.2969 | 120.7818 | 85.6885 | 85.6885 | 128.5056 | 157.221 | 98.1662 | 182.837 | 125.4015 | 182.837 | 116.1349 | 136.7067 | 80.1976 | 85.6322 | 98.8441 | 86.3303 | 164514.2548 | 11176.3173 | 4239.9592 | 68709.0949 | 29177.3342 | 14218.4667 | 5232.8539 | 4988.457 | 4112.5369 | 4573.2717 | 23966.9893 | 5779.601 | 6631.0735 | 4863.8035 | 5973.9388 | 157805.4548 | 16517.6235 | 11605.0653 | 72608.5414 | 35668.6116 | 24720.105 | 12509.9688 | 6842.0731 | 7914.5465 | 12919.632 | 28445.6277 | 10499.6203 | 14282.183 | 7904.5916 | 10057.6357 | 80.0266 | 80.0266 | 80.0266 | 80.0266 | 245.2313 | 80.0266 | 245.2313 | 245.2313 | 245.2313 | 80.0266 | 80.0266 | 80.0266 | 80.0266 | 80.0266 | 80.0266 | 0.030398 | 0.0037696 | 1.383e-18 | 0.00096879 | 0.1133 | 6.0572e-12 | 0.0043933 | 1.7974e-22 | 2.8357e-06 | 1.6622e-11 | 0.0016255 | 5.7668e-07 | 6.468e-10 | 4.0045e-19 | 3.044e-09 | 0.030398 | 0.034167 | 0.034167 | 0.031366 | 0.14466 | 0.031366 | 0.14906 | 0.14466 | 0.14906 | 0.031366 | 0.032023 | 0.030398 | 0.031366 | 0.030398 | 0.030398
571 | 155645.8406 | 15723.5483 | 6040.079 | 66900.7005 | 37206.3074 | 15600.7698 | 12141.7704 | 3050.506 | 6169.7281 | 8159.1053 | 26444.3438 | 8467.8567 | 9761.7257 | 4158.3085 | 7352.1604 | n/a | 11469.0678 | 6168.4958 | 4294.6721 | 10267.533 | 9548.9299 | 7815.2114 | 1768.225 | 4221.9642 | 6486.1925 | 3926.3491 | 6372.4485 | 8098.467 | 3616.2792 | 4565.926 | 121.9532 | 86.3526 | 86.3526 | 129.7888 | 158.9401 | 98.9598 | 184.9453 | 126.6372 | 184.9453 | 117.2015 | 138.1459 | 80.7182 | 86.2839 | 99.7081 | 87.0041 | 162023.1574 | 10313.2576 | 4209.318 | 66560.5766 | 30420.6507 | 14115.0602 | 4848.7856 | 5128.2255 | 4336.734 | 3782.8516 | 23488.5899 | 6211.6921 | 7072.1761 | 4636.3275 | 5863.4226 | 154187.7 | 21682.1254 | 10377.8139 | 67092.5912 | 39059.5867 | 23024.6901 | 12045.7 | 6841.4505 | 7843.3982 | 9635.1441 | 25934.039 | 12578.7406 | 14900.7827 | 7662.6067 | 10393.7486 | 240.48 | 240.48 | 240.48 | 240.48 | 240.48 | 240.48 | 264.77 | 240.48 | 264.77 | 240.48 | 240.48 | 240.48 | 240.48 | 240.48 | 240.48 | 0.157 | 2.2579e-08 | 9.2119e-14 | 0.034257 | 0.0082675 | 1.9423e-10 | 0.053875 | 7.1638e-22 | 1.6459e-05 | 3.2489e-05 | 0.090248 | 2.8185e-10 | 3.4078e-11 | 7.1563e-19 | 2.0642e-09 | 0.157 | 0.157 | 0.157 | 0.19126 | 0.19953 | 0.19126 | 0.2534 | 0.19953 | 0.25342 | 0.19129 | 0.24725 | 0.157 | 0.19126 | 0.157 | 0.157
572 | 157310.6582 | 15829.9951 | 5615.9382 | 67536.6943 | 37579.1841 | 15750.4536 | 12082.3688 | 3097.8456 | 6259.6397 | 8005.1062 | 26825.8414 | 8265.6517 | 9988.0186 | 4020.8569 | 7156.311 | n/a | 10027.9445 | 5455.1919 | 4411.8745 | 12036.5159 | 9749.0836 | 8312.696 | 2313.9123 | 4786.7726 | 8786.3684 | 5255.8056 | 5763.9329 | 8191.2092 | 3917.8874 | 5190.2247 | 123.4583 | 89.9772 | 89.9772 | 130.8253 | 157.9244 | 102.6093 | 182.0938 | 127.9018 | 182.0938 | 119.5632 | 138.1142 | 85.6554 | 90.0892 | 102.3898 | 90.5827 | 163236.8138 | 11837.7234 | 4242.2962 | 65242.2033 | 29609.0387 | 13606.9405 | 5576.4148 | 5162.7493 | 4489.3955 | 4669.5489 | 25792.6263 | 5584.0612 | 6717.6809 | 4406.9473 | 6088.8584 | 157294.5 | 21668.6679 | 9682.9881 | 67558.2 | 40909.6546 | 23276.124 | 13852.2108 | 7476.6616 | 9239.2681 | 13455.9173 | 29705.1319 | 11268.0941 | 14092.2123 | 8275.9348 | 11259.7831 | 181.67 | 181.67 | 181.67 | 182.81 | 182.81 | 182.81 | 182.81 | 182.81 | 182.81 | 182.81 | 181.67 | 182.81 | 182.81 | 181.67 | 181.67 | 0.10173 | 3.3224e-08 | 7.3379e-14 | 0.037266 | 0.0023691 | 1.7976e-10 | 0.000302 | 1.3938e-24 | 4.954e-08 | 1.0785e-13 | 0.00067164 | 3.2585e-08 | 3.3109e-09 | 3.986e-23 | 3.223e-12 | 0.10173 | 0.10173 | 0.10173 | 0.139 | 0.14137 | 0.139 | 0.14167 | 0.14137 | 0.14167 | 0.139 | 0.10241 | 0.10173 | 0.139 | 0.10173 | 0.10173
573 | 151925.8308 | 15322.1031 | 5654.6836 | 65421.4835 | 36254.3537 | 15562.3533 | 11575.4077 | 2861.4564 | 5729.3329 | 8137.8281 | 25699.7776 | 8474.3789 | 9636.8379 | 3899.0231 | 7190.4879 | n/a | 8387.2743 | 5335.9936 | 3885.2259 | 8639.122 | 10389.6601 | 8218.8638 | 2294.505 | 4393.7308 | 7961.4467 | 3944.4284 | 5048.1875 | 5743.2977 | 4243.9545 | 5827.266 | 184.8933 | 153.639 | 153.639 | 191.7538 | 214.5338 | 171.5923 | 234.811 | 189.3461 | 234.811 | 185.8159 | 194.024 | 157.3687 | 155.1475 | 164.0527 | 154.147 | 165532.5174 | 9672.178 | 4311.204 | 68194.7293 | 30541.1319 | 13167.0419 | 5240.6437 | 5156.4315 | 4071.5053 | 3906.8774 | 24042.8706 | 5998.0577 | 6508.8532 | 4591.6269 | 5946.8133 | 154499.1 | 17884.4524 | 9647.1976 | 66615.1 | 37278.7986 | 21489.602 | 12745.9076 | 7444.6365 | 7974.8361 | 10465.7241 | 27118.299 | 10381.7452 | 12003.5508 | 8786.6814 | 11767.5793 | 138.19 | 138.19 | 138.19 | 139.62 | 139.62 | 139.62 | 139.62 | 139.62 | 139.62 | 139.62 | 138.19 | 139.62 | 139.62 | 138.19 | 138.19 | 0.046025 | 7.2827e-05 | 1.4532e-13 | 0.020619 | 0.01655 | 8.6545e-09 | 0.0013851 | 1.4348e-27 | 5.3753e-07 | 5.3534e-07 | 0.0050514 | 7.0002e-06 | 2.3111e-06 | 5.5658e-27 | 2.5043e-13 | 0.046025 | 0.046098 | 0.046098 | 0.066644 | 0.083194 | 0.066644 | 0.084579 | 0.083194 | 0.084579 | 0.066645 | 0.051076 | 0.046032 | 0.066646 | 0.046025 | 0.046025
574 | 157490.7068 | 16001.1942 | 6185.7049 | 67618.0799 | 37658.3626 | 15882.1238 | 12226.494 | 3066.713 | 5936.8698 | 8207.7889 | 26807.4504 | 8460.4296 | 10019.3513 | 4020.4808 | 7184.1459 | n/a | 7971.2067 | 6289.6029 | 4443.1416 | 11139.9234 | 11315.271 | 10186.2392 | 1857.0252 | 4171.3113 | 7886.238 | 4625.1029 | 7382.5529 | 6470.5054 | 3713.9104 | 5226.9867 | 193.1919 | 166.2999 | 166.2999 | 199.0868 | 217.4549 | 184.7645 | 233.7831 | 197.1725 | 233.7831 | 196.2181 | 198.8199 | 173.311 | 168.2854 | 174.6855 | 166.709 | 165988.8513 | 10035.8686 | 4197.0722 | 70646.8338 | 31162.4597 | 13251.8075 | 4922.4642 | 5144.7 | 4154.8224 | 4337.1261 | 23491.9982 | 5675.5576 | 6442.9319 | 4731.6383 | 6316.1192 | 159930.9 | 17923.3753 | 10486.6752 | 71888.0754 | 40685.1832 | 24377.8785 | 15010.9035 | 7001.7252 | 8326.1337 | 12077.6641 | 27572.0497 | 13014.6105 | 12142.4372 | 7990.2487 | 11524.2059 | 151.6556 | 151.6556 | 151.6556 | 151.6556 | 151.6556 | 151.6556 | 151.6556 | 151.6556 | 151.6556 | 151.6556 | 151.6556 | 151.6556 | 151.6556 | 151.6556 | 151.6556 | 0.049132 | 0.00043942 | 2.1782e-13 | 0.0034736 | 0.0030899 | 1.8333e-11 | 1.9731e-05 | 1.6356e-22 | 3.9894e-07 | 3.8389e-10 | 0.014182 | 3.6177e-11 | 8.7776e-06 | 9.9836e-22 | 9.3024e-13 | 0.049132 | 0.049571 | 0.049571 | 0.052605 | 0.055695 | 0.052605 | 0.055715 | 0.055695 | 0.055715 | 0.052605 | 0.063313 | 0.049132 | 0.052614 | 0.049132 | 0.049132
575 | 150237.3221 | 15202.7409 | 5780.2946 | 64749.6117 | 35934.6413 | 14863.2737 | 11578.4427 | 2937.6815 | 6007.8539 | 7704.8266 | 25747.4507 | 8079.1186 | 9394.6783 | 3930.4022 | 6776.8264 | n/a | 8961.0546 | 6157.6189 | 3636.8545 | 6065.2332 | 6989.3622 | 9525.6793 | 1603.355 | 3539.4844 | 6569.0175 | 4870.417 | 7121.2556 | 9555.1318 | 3744.1918 | 6730.9361 | 177.1762 | 147.1648 | 147.1648 | 183.764 | 205.6512 | 164.3718 | 225.134 | 181.4503 | 225.134 | 178.0383 | 185.9676 | 150.7055 | 148.606 | 157.1705 | 147.6529 | 162134.9099 | 9684.3699 | 4224.5731 | 65224.1213 | 29104.2943 | 13094.8573 | 5062.9343 | 5195.9919 | 4204.9987 | 3521.3407 | 24261.9616 | 6137.3744 | 6617.079 | 4628.303 | 6202.1046 | 153886.9 | 18570.8245 | 10358.192 | 67250.2402 | 34707.5919 | 19608.4195 | 14695.3781 | 6799.3469 | 7744.4831 | 9892.1582 | 26308.5 | 12981.03 | 16094.9108 | 8180.7949 | 12588.0449 | 113.2025 | 113.2025 | 113.2025 | 113.2025 | 308.4768 | 113.2025 | 308.4768 | 308.4768 | 308.4768 | 113.2025 | 125.68 | 113.2025 | 113.2025 | 113.2025 | 113.2025 | 0.025998 | 9.1678e-06 | 5.713e-15 | 0.010523 | 0.10901 | 1.0157e-07 | 4.9033e-06 | 5.1922e-23 | 9.9386e-06 | 5.8262e-07 | 0.018402 | 2.5302e-12 | 2.0897e-14 | 1.3911e-23 | 3.2787e-17 | 0.025998 | 0.026007 | 0.026007 | 0.036521 | 0.14553 | 0.036521 | 0.14554 | 0.14553 | 0.14555 | 0.036521 | 0.0444 | 0.025998 | 0.036521 | 0.025998 | 0.025998
576 | 156874.9551 | 15749.7537 | 5780.8601 | 67355.782 | 37463.4527 | 15910.0908 | 12093.5668 | 3060.3408 | 6193.7767 | 8321.5507 | 26638.3539 | 8194.9425 | 9987.5339 | 4387.3536 | 7021.9037 | n/a | 11044.7019 | 4164.9038 | 4272.023 | 8670.507 | 6785.3784 | 8704.8132 | 2053.6944 | 4641.0911 | 9009.2532 | 3655.4012 | 6153.0911 | 7115.9666 | 3577.6598 | 5341.9675 | 166.5221 | 136.8935 | 136.8935 | 173.0279 | 194.9394 | 153.1385 | 214.449 | 170.705 | 214.449 | 166.8238 | 175.7499 | 139.4533 | 138.1471 | 146.913 | 137.3822 | 166626.2188 | 9917.7776 | 4214.2644 | 70888.5123 | 31391.0851 | 14385.4171 | 5286.4379 | 5106.7834 | 4242.111 | 4752.3958 | 23771.2893 | 5905.9784 | 6812.0452 | 4639.9403 | 6138.0801 | 158247.2 | 20573.3795 | 8364.6683 | 70977.4353 | 38315.292 | 20550.7954 | 13974.2512 | 7118.0779 | 8883.2021 | 13565.449 | 26517.2905 | 11635.2695 | 13847.0118 | 7648.9001 | 11480.0476 | 161.76 | 161.76 | 161.76 | 161.76 | 161.76 | 161.76 | 161.76 | 161.76 | 161.76 | 161.76 | 235.2564 | 161.76 | 161.76 | 161.76 | 161.76 | 0.067476 | 3.6166e-07 | 2.5127e-09 | 0.0051115 | 0.019768 | 3.0572e-07 | 0.00022301 | 3.4251e-23 | 1.6205e-07 | 7.8262e-13 | 0.05099 | 3.616e-09 | 8.7316e-09 | 6.5339e-17 | 2.6779e-13 | 0.067476 | 0.067477 | 0.067477 | 0.072588 | 0.092356 | 0.072588 | 0.092579 | 0.092356 | 0.092579 | 0.072588 | 0.11847 | 0.067476 | 0.072588 | 0.067476 | 0.067476
577 | 151754.5661 | 15031.4798 | 5848.3079 | 65340.2398 | 36322.9429 | 15047.6448 | 11900.965 | 2867.3139 | 5960.9549 | 7854.5121 | 25923.4505 | 7942.7303 | 9652.6635 | 3959.7955 | 6919.5184 | n/a | 12364.4267 | 5760.5779 | 5537.1977 | 8598.0952 | 9609.3138 | 10174.0364 | 2174.0757 | 4267.4805 | 7589.6521 | 4341.0472 | 5912.5803 | 5370.5044 | 3592.451 | 5021.7253 | 140.2505 | 107.7649 | 107.7649 | 147.3936 | 172.9475 | 121.8317 | 195.727 | 144.6515 | 195.727 | 137.8106 | 153.1337 | 105.8528 | 108.2861 | 119.4637 | 108.3356 | 166437.2914 | 11380.9958 | 4232.3002 | 67769.3403 | 31974.2297 | 14552.9786 | 5628.3741 | 5162.7596 | 4381.4152 | 4515.6854 | 25094.154 | 6013.72 | 6576.1359 | 4636.8502 | 5977.2108 | 156262.2 | 22706.5225 | 9268.9781 | 70410.538 | 38474.8249 | 23885.7925 | 15503.0105 | 7323.8352 | 8545.8957 | 11988.5374 | 28698.7013 | 11766.6003 | 11771.3404 | 7967.0013 | 10661.3361 | 78.42 | 78.42 | 78.42 | 78.42 | 78.42 | 78.42 | 78.42 | 78.42 | 78.42 | 78.42 | 78.42 | 78.42 | 78.42 | 78.42 | 78.42 | 0.015338 | 1.4868e-10 | 1.393e-11 | 0.0019156 | 0.006102 | 2.2562e-12 | 1.594e-06 | 8.1276e-27 | 1.6469e-07 | 4.5114e-11 | 0.00067888 | 3.2975e-10 | 6.4977e-06 | 3.2658e-22 | 1.2075e-11 | 0.015338 | 0.015338 | 0.015338 | 0.017254 | 0.023356 | 0.017254 | 0.023358 | 0.023356 | 0.023358 | 0.017254 | 0.016017 | 0.015338 | 0.01726 | 0.015338 | 0.015338
578 | 160027.8002 | 16257.5044 | 6216.8148 | 68651.6732 | 38242.3856 | 15833.5737 | 12345.234 | 3022.0857 | 6377.9828 | 8083.4854 | 26982.1058 | 8232.0421 | 10454.7379 | 3954.2383 | 7376.4159 | n/a | 9131.5784 | 5964.6574 | 4808.4618 | 8167.8222 | 8765.7991 | 7778.3025 | 1374.5306 | 5219.0017 | 8360.2105 | 4578.6995 | 6264.262 | 7613.4598 | 4568.7302 | 3888.4263 | 131.4608 | 99.8891 | 99.8891 | 138.4041 | 163.414 | 113.1316 | 185.7116 | 135.7167 | 185.7116 | 128.7725 | 144.298 | 97.4908 | 100.298 | 111.3404 | 100.4477 | 168522.8648 | 10706.3496 | 4277.8493 | 69562.5558 | 30106.6531 | 13901.9312 | 4906.2762 | 5127.5404 | 4181.3259 | 4803.4602 | 24901.7867 | 5827.7705 | 7343.8953 | 4687.9927 | 6176.5039 | 162752.1648 | 18786.1281 | 9538.6067 | 71287.7175 | 37329.0753 | 20855.0302 | 12629.5786 | 6502.0709 | 9351.9276 | 13003.7707 | 29190.8862 | 11988.3325 | 14896.5551 | 8890.9229 | 10040.7303 | 98.085 | 98.085 | 98.085 | 98.085 | 245.121 | 98.085 | 245.121 | 245.121 | 245.121 | 98.085 | 98.085 | 98.085 | 98.085 | 98.085 | 98.085 | 0.045811 | 0.00011379 | 9.358e-11 | 0.0106 | 0.084193 | 1.1052e-07 | 0.019061 | 2.0092e-20 | 6.5269e-08 | 1.8102e-12 | 0.0017999 | 8.7564e-10 | 1.9054e-09 | 7.0194e-27 | 1.7275e-08 | 0.045811 | 0.045925 | 0.045925 | 0.056411 | 0.1406 | 0.056411 | 0.15966 | 0.1406 | 0.15966 | 0.056411 | 0.047611 | 0.045811 | 0.056411 | 0.045811 | 0.045811
579 | 157444.1503 | 15890.459 | 5808.2871 | 67617.2215 | 37692.9001 | 15594.1739 | 11944.5661 | 3001.5679 | 6140.1647 | 7673.5133 | 26889.1426 | 8323.5926 | 10192.9834 | 4150.6807 | 7193.4445 | n/a | 10376.0914 | 6172.823 | 4405.1163 | 11254.5398 | 10421.7616 | 7625.2849 | 1877.3417 | 3984.1093 | 6211.0542 | 3861.1405 | 5829.8688 | 6825.3759 | 4170.2571 | 5935.3589 | 125.6596 | 91.5446 | 91.5446 | 133.1661 | 160.7831 | 104.4037 | 185.4146 | 130.1866 | 185.4146 | 121.6818 | 140.6018 | 87.1258 | 91.656 | 104.1945 | 92.1616 | 166035.5746 | 11365.5005 | 4508.0392 | 68993.9163 | 32743.588 | 14877.9473 | 5372.7326 | 5166.1345 | 4268.7549 | 4448.6178 | 24483.5918 | 5766.3984 | 6629.8941 | 4719.916 | 5939.4261 | 159313.1 | 21565.4919 | 10666.4621 | 69206.4326 | 41709.4278 | 24711.3089 | 12967.6175 | 6925.0763 | 8252.8642 | 10273.172 | 27099.4 | 11394.3673 | 12421.77 | 8731.7731 | 11825.485 | 120.57 | 120.57 | 120.57 | 120.57 | 120.57 | 120.57 | 120.57 | 120.57 | 120.57 | 120.57 | 146.81 | 120.57 | 120.57 | 120.57 | 120.57 | 0.058118 | 5.1923e-08 | 1.0716e-15 | 0.017333 | 0.0013298 | 2.5127e-12 | 0.0023284 | 6.7987e-23 | 2.088e-06 | 6.832e-08 | 0.031599 | 2.6129e-08 | 6.7156e-06 | 5.0529e-24 | 1.858e-13 | 0.058118 | 0.058118 | 0.058118 | 0.075451 | 0.076781 | 0.075451 | 0.079109 | 0.076781 | 0.079111 | 0.075451 | 0.089717 | 0.058118 | 0.075458 | 0.058118 | 0.058118
580 | 160380.2953 | 16133.1747 | 6101.9515 | 68785.2264 | 38147.7065 | 15955.5661 | 12200.5708 | 3289.1285 | 6274.3539 | 8403.3961 | 27222.4544 | 8186.3475 | 10147.3082 | 4077.6152 | 7647.8539 | n/a | 10630.0102 | 5555.8616 | 4490.6853 | 8632.61 | 11107.4754 | 9394.8323 | 1752.1629 | 4965.2454 | 8405.3219 | 3006.8124 | 6243.6585 | 8430.2191 | 2838.6967 | 5848.4877 | 94.8558 | 59.5291 | 59.5291 | 102.6372 | 132.5094 | 69.7251 | 159.1726 | 99.3892 | 159.1726 | 88.4283 | 112.6329 | 51.022 | 58.9336 | 73.2225 | 60.1971 | 169818.5412 | 10679.8938 | 4219.2078 | 69478.7849 | 29728.6652 | 15079.6309 | 5106.4907 | 5041.7456 | 4501.7917 | 4399.6063 | 24642.1726 | 5930.3714 | 6594.5366 | 4585.698 | 6236.87 | 163601.1412 | 21279.804 | 9754.3694 | 71613.0702 | 36923.3752 | 25420.7063 | 14501.323 | 6793.9084 | 9467.0372 | 12208.9282 | 27001.085 | 12003.6299 | 14957.9557 | 7257.8948 | 11917.8577 | 66.4949 | 66.4949 | 66.4949 | 66.4949 | 233.4592 | 66.4949 | 233.4592 | 233.4592 | 233.4592 | 66.4949 | 210.9311 | 66.4949 | 66.4949 | 66.4949 | 66.4949 | 0.03919 | 2.2241e-07 | 8.326e-12 | 0.0086092 | 0.10352 | 1.7841e-12 | 7.3478e-05 | 4.6499e-19 | 1.9521e-08 | 7.9461e-10 | 0.058584 | 5.9372e-10 | 2.7121e-10 | 1.2415e-17 | 5.9325e-12 | 0.03919 | 0.03919 | 0.03919 | 0.047799 | 0.15132 | 0.047799 | 0.1514 | 0.15132 | 0.1514 | 0.047799 | 0.097774 | 0.03919 | 0.047799 | 0.03919 | 0.03919
581 | 158080.0794 | 16198.5542 | 6031.7571 | 67859.5982 | 37786.5623 | 15778.8859 | 11966.0233 | 2996.5063 | 6036.3071 | 8267.8888 | 26706.1074 | 8319.8833 | 10190.0494 | 4210.2696 | 7198.0451 | n/a | 9429.8746 | 6078.6134 | 4493.6062 | 8414.5009 | 11680.822 | 8487.1661 | 1987.7887 | 3951.6617 | 6970.5571 | 4388.0254 | 5812.4134 | 7799.8392 | 3302.9566 | 4778.1199 | 97.3176 | 60.1145 | 60.1145 | 105.5129 | 137.0649 | 70.6241 | 165.2289 | 102.0805 | 165.2289 | 90.3801 | 116.2073 | 50.8682 | 59.4354 | 74.5786 | 60.8201 | 166267.8627 | 9273.2027 | 4198.9936 | 69998.0649 | 32325.0891 | 13867.5494 | 5135.0834 | 5114.6059 | 4197.9532 | 3674.7443 | 25586.7549 | 6115.6935 | 6222.4732 | 4746.6547 | 5946.7501 | 158199.6627 | 18682.6773 | 10268.1071 | 71543.7711 | 38771.19 | 24760.0713 | 12962.7496 | 7102.3946 | 7662.3149 | 10009.8013 | 27973.4803 | 11775.3069 | 13882.9125 | 7905.5113 | 10705.97 | 172.8632 | 172.8632 | 172.8632 | 172.8632 | 172.8632 | 172.8632 | 172.8632 | 172.8632 | 172.8632 | 172.8632 | 172.8632 | 172.8632 | 172.8632 | 172.8632 | 172.8632 | 0.09755 | 0.00012367 | 1.6714e-13 | 0.0050028 | 0.017764 | 4.6611e-12 | 0.0025199 | 6.7796e-24 | 1.737e-05 | 1.0158e-05 | 0.0068154 | 4.3054e-09 | 2.2619e-08 | 1.4615e-19 | 1.0486e-10 | 0.09755 | 0.097674 | 0.097674 | 0.10255 | 0.12032 | 0.10255 | 0.12284 | 0.12032 | 0.12285 | 0.10256 | 0.10437 | 0.09755 | 0.10255 | 0.09755 | 0.09755
582 | 153958.7838 | 15539.0765 | 6032.6896 | 66225.9841 | 36952.0611 | 15406.4802 | 12018.1168 | 3027.7151 | 6146.4283 | 7782.3041 | 25976.4558 | 8094.3804 | 9966.5118 | 3991.7574 | 6964.82 | n/a | 12238.1279 | 4835.3692 | 3559.8011 | 9193.233 | 10638.9991 | 5700.1447 | 1634.8052 | 5183.6522 | 7593.3211 | 5066.4218 | 5115.3235 | 8646.2561 | 3873.6282 | 5582.3503 | 119.1211 | 85.66 | 85.66 | 126.4847 | 153.7215 | 97.9074 | 178.0163 | 123.5433 | 178.0163 | 114.9493 | 134.0467 | 80.8656 | 85.6861 | 98.137 | 86.2687 | 164750.4377 | 11187.4665 | 4651.3186 | 62924.3798 | 29771.5354 | 13239.2693 | 5106.6146 | 5234.7263 | 4408.2867 | 3660.7677 | 25671.7214 | 5542.8783 | 6423.0798 | 4678.78 | 6306.0522 | 157542.5377 | 19891.2944 | 8324.7877 | 66105.7809 | 38869.5684 | 23878.2684 | 10800.5593 | 6869.5316 | 9585.7389 | 11254.0889 | 29979.0432 | 10658.2018 | 14998.2358 | 8080.6082 | 11855.6025 | 77.8922 | 77.8922 | 77.8922 | 191.2155 | 191.2155 | 191.2155 | 267.0245 | 191.2155 | 267.0245 | 191.2155 | 77.8922 | 191.2155 | 191.2155 | 77.8922 | 77.8922 | 0.028667 | 9.8224e-07 | 3.1348e-08 | 0.039986 | 0.0077317 | 1.0083e-11 | 0.61674 | 2.7538e-22 | 4.6335e-09 | 1.034e-09 | 0.00010999 | 1.9857e-07 | 8.0131e-11 | 1.863e-22 | 1.757e-14 | 0.028667 | 0.028668 | 0.028668 | 0.068652 | 0.076384 | 0.068652 | 0.69312 | 0.076384 | 0.69312 | 0.068652 | 0.028777 | 0.028667 | 0.068652 | 0.028667 | 0.028667
583 | 152790.8717 | 15583.0719 | 5889.2094 | 65763.445 | 36621.3027 | 15126.7684 | 11792.8435 | 2944.9949 | 5883.4969 | 8158.1998 | 26039.7497 | 7946.7815 | 9532.6846 | 4047.3567 | 7182.5826 | n/a | 12536.8936 | 5467.5034 | 4064.174 | 7772.9582 | 9891.072 | 8460.2937 | 1725.2132 | 2639.6665 | 6827.0726 | 3722.198 | 5758.686 | 6591.8116 | 3323.9401 | 6073.7751 | 136.5532 | 105.0209 | 105.0209 | 143.4865 | 168.2754 | 118.7118 | 190.3726 | 140.8268 | 190.3726 | 134.2122 | 149.0309 | 103.2115 | 105.5352 | 116.3693 | 105.5744 | 169155.5693 | 9609.9827 | 3921.1941 | 70372.3791 | 31429.4174 | 14772.3952 | 5052.517 | 4969.129 | 4217.9179 | 4549.6153 | 26874.4925 | 5869.4007 | 6373.7665 | 4727.7013 | 5947.2973 | 157624.2 | 22032.0762 | 9333.3975 | 69746.7794 | 37315.5756 | 22890.5936 | 13412.0107 | 6396.4422 | 6857.5844 | 11214.9879 | 30077.9905 | 11323.5867 | 12070.878 | 7742.6414 | 10566.2768 | 72.4619 | 72.4619 | 72.4619 | 72.4619 | 120.7534 | 72.4619 | 120.7534 | 120.7534 | 120.7534 | 72.4619 | 72.4619 | 72.4619 | 72.4619 | 72.4619 | 72.4619 | 0.012739 | 5.9643e-09 | 1.3967e-11 | 0.0038627 | 0.022327 | 4.3597e-11 | 0.00041103 | 9.5135e-21 | 0.00032982 | 1.6814e-08 | 0.00010584 | 2.964e-09 | 1.0191e-06 | 2.9329e-20 | 2.0235e-10 | 0.012739 | 0.012739 | 0.012739 | 0.016602 | 0.038929 | 0.016602 | 0.03934 | 0.038929 | 0.03967 | 0.016602 | 0.012845 | 0.012739 | 0.016603 | 0.012739 | 0.012739
584 | 153254.2933 | 15332.0479 | 5928.0555 | 65947.7701 | 36675.4254 | 15284.7049 | 11540.4725 | 3092.5599 | 5841.6969 | 7896.5896 | 26076.5011 | 8245.0431 | 9697.6265 | 4128.3831 | 6949.477 | n/a | 10216.1552 | 5918.1759 | 4486.5312 | 9479.4071 | 11494.744 | 8491.2076 | 1847.6539 | 4194.1559 | 7403.6867 | 4230.7145 | 7047.936 | 7704.1379 | 3096.783 | 4324.7157 | 154.6007 | 124.5462 | 124.5462 | 161.2034 | 183.9471 | 139.7583 | 204.2068 | 158.7811 | 204.2068 | 153.9697 | 164.8964 | 125.547 | 125.5293 | 134.9509 | 125.0538 | 163246.4497 | 9857.8457 | 4191.6641 | 67156.1499 | 29199.5874 | 13139.1319 | 5592.5626 | 5114.7484 | 4269.142 | 3675.5283 | 24345.2972 | 5610.8603 | 6853.8959 | 4743.376 | 5846.7547 | 156365.0497 | 19612.0009 | 10055.14 | 69520.6811 | 37695.7945 | 24317.3759 | 14042.4702 | 6962.4024 | 8421.9979 | 11001.815 | 28063.0117 | 12419.6962 | 14089.9338 | 7657.859 | 10123.6705 | 107.8855 | 107.8855 | 107.8855 | 107.8855 | 107.9528 | 107.8855 | 107.9528 | 107.9528 | 107.9528 | 107.8855 | 107.8855 | 107.8855 | 107.8855 | 107.8855 | 107.8855 | 0.038432 | 1.0178e-06 | 2.1066e-13 | 0.0050262 | 0.016783 | 1.9525e-12 | 2.8483e-05 | 5.229e-22 | 1.3104e-07 | 8.1501e-09 | 0.0022425 | 1.2532e-10 | 6.2693e-10 | 4.109e-19 | 3.6156e-10 | 0.038432 | 0.038433 | 0.038433 | 0.043458 | 0.060241 | 0.043458 | 0.06027 | 0.060241 | 0.06027 | 0.043458 | 0.040674 | 0.038432 | 0.043458 | 0.038432 | 0.038432
585 | 149628.4452 | 15171.1954 | 5761.4731 | 64507.1239 | 35835.2149 | 15026.9497 | 11477.2174 | 2992.4503 | 5873.326 | 7660.0712 | 25535.1534 | 8024.9339 | 9527.1451 | 3782.5098 | 6998.1081 | n/a | 10679.4949 | 3935.2006 | 3495.7616 | 9113.4993 | 6647.6509 | 9365.2131 | 1630.1631 | 4279.7967 | 7650.0828 | 3883.2111 | 6479.6599 | 6607.6683 | 3022.7801 | 4783.6778 | 149.2872 | 119.1265 | 119.1265 | 155.9145 | 178.9503 | 133.8739 | 199.4738 | 153.4566 | 199.4738 | 148.2704 | 160.0021 | 119.4776 | 119.9949 | 129.6667 | 119.6406 | 161228.6691 | 10270.6861 | 4289.2483 | 66441.255 | 32290.9594 | 13449.8684 | 5291.0496 | 5154.3008 | 4400.9017 | 4135.5593 | 23788.8686 | 5824.2462 | 7295.1438 | 4502.0996 | 5777.4188 | 152405.8 | 20950.181 | 8224.4489 | 65870.8338 | 38325.2761 | 19856.4193 | 13987.0627 | 6738.3639 | 8124.8984 | 11637.9421 | 27474.0759 | 12210.5061 | 13185.5121 | 7512.8797 | 9276.1139 | 108.0001 | 108.0001 | 108.0001 | 108.0001 | 108.0001 | 108.0001 | 108.0001 | 108.0001 | 108.0001 | 108.0001 | 108.0001 | 108.0001 | 108.0001 | 108.0001 | 108.0001 | 0.042515 | 2.0952e-08 | 5.2307e-09 | 0.018739 | 0.0043876 | 9.3267e-08 | 2.6742e-05 | 5.144e-22 | 6.8551e-07 | 5.9354e-11 | 0.0022641 | 6.9289e-11 | 9.6159e-09 | 1.0529e-21 | 7.3174e-08 | 0.042515 | 0.042515 | 0.042515 | 0.061255 | 0.065642 | 0.061255 | 0.065669 | 0.065642 | 0.06567 | 0.061255 | 0.04478 | 0.042516 | 0.061255 | 0.042515 | 0.042516
586 | 157171.7178 | 15668.5345 | 5507.9023 | 67505.5486 | 37456.9274 | 15995.8576 | 12273.734 | 3124.2372 | 6396.2192 | 8041.0532 | 26868.9882 | 8451.1047 | 10087.2913 | 4188.2571 | 7145.7498 | n/a | 11171.041 | 5867.834 | 3838.9478 | 9291.758 | 7613.855 | 6072.08 | 2021.3453 | 4088.834 | 7539.6215 | 4043.3007 | 6454.2281 | 5744.8284 | 2440.0002 | 5134.4057 | 163.1091 | 132.9113 | 132.9113 | 169.7414 | 192.3126 | 148.8835 | 212.4139 | 167.3434 | 212.4139 | 162.9838 | 172.9461 | 134.7833 | 134.0558 | 143.2347 | 133.4149 | 163189.8406 | 10862.3812 | 4130.5225 | 66806.1592 | 30939.652 | 14180.604 | 5228.077 | 5115.5981 | 4228.9982 | 4742.0609 | 22681.6393 | 6026.412 | 7253.746 | 4706.9262 | 6113.3249 | 158624.9406 | 21969.0222 | 9933.9565 | 69439.0069 | 40164.1101 | 21717.059 | 11300.157 | 7089.6434 | 8317.8322 | 12204.2824 | 25922.84 | 12480.6402 | 12273.5744 | 7131.2264 | 11247.7306 | 156.1941 | 156.1941 | 156.1941 | 156.1941 | 156.1941 | 156.1941 | 318.6209 | 156.1941 | 318.6209 | 156.1941 | 259.4191 | 156.1941 | 156.1941 | 156.1941 | 156.1941 | 0.06592 | 9.3334e-09 | 3.691e-15 | 0.014628 | 0.0040108 | 2.1877e-08 | 0.3586 | 2.7181e-22 | 7.1994e-06 | 6.3063e-11 | 0.1206 | 3.9467e-10 | 7.2469e-06 | 4.1593e-16 | 3.1408e-12 | 0.06592 | 0.06592 | 0.06592 | 0.080549 | 0.08456 | 0.080549 | 0.44316 | 0.08456 | 0.44317 | 0.080549 | 0.18652 | 0.06592 | 0.080556 | 0.06592 | 0.06592
587 | 153967.7645 | 15855.2571 | 5818.6677 | 66213.0029 | 36829.9601 | 15145.4694 | 11563.9989 | 2961.9846 | 5892.2786 | 7825.5971 | 26220.0101 | 8035.3927 | 10170.9853 | 4076.8435 | 6928.6137 | n/a | 11846.0373 | 6547.7428 | 2627.6983 | 9372.1435 | 7310.2226 | 8995.3698 | 2143.386 | 3677.6703 | 10550.1191 | 4185.2177 | 6057.3603 | 5781.0201 | 3188.893 | 4970.3351 | 122.0918 | 89.5955 | 89.5955 | 129.2415 | 155.4616 | 102.0564 | 178.8457 | 126.4145 | 178.8457 | 118.4595 | 136.1686 | 85.6534 | 89.75 | 101.6049 | 90.1814 | 171343.2916 | 9899.3706 | 4238.1263 | 71917.0629 | 32400.2404 | 13901.6385 | 5372.3642 | 5194.5073 | 4348.3694 | 3949.9197 | 25844.8681 | 5937.973 | 6407.4903 | 4702.6156 | 5875.3865 | 158482.2 | 20330.3139 | 9399.2752 | 71374.3612 | 39924.8839 | 20685.5612 | 14277.834 | 7286.1934 | 7936.1396 | 14089.8388 | 26996.2 | 11879.2333 | 12085.6103 | 7880.5086 | 10661.3216 | 68.9523 | 68.9523 | 68.9523 | 68.9523 | 68.9523 | 68.9523 | 68.9523 | 68.9523 | 68.9523 | 68.9523 | 76.34 | 68.9523 | 68.9523 | 68.9523 | 68.9523 | 0.01595 | 9.0446e-07 | 4.4223e-12 | 0.001888 | 0.0027466 | 1.5812e-08 | 1.5628e-05 | 2.5565e-25 | 1.929e-06 | 1.0123e-15 | 0.013601 | 3.7149e-10 | 2.2402e-05 | 1.1828e-20 | 1.3106e-11 | 0.01595 | 0.015951 | 0.015951 | 0.017838 | 0.020584 | 0.017838 | 0.0206 | 0.020584 | 0.020602 | 0.017838 | 0.02955 | 0.01595 | 0.01786 | 0.01595 | 0.01595
588 | 155287.8152 | 15422.7004 | 6096.4591 | 66756.648 | 37001.0621 | 15420.7146 | 11845.536 | 2993.5058 | 5686.4985 | 8180.5833 | 26399.9587 | 8404.5846 | 9823.0204 | 3923.4398 | 7228.5145 | n/a | 11052.1264 | 6337.1578 | 3403.1704 | 11106.6561 | 8551.9517 | 5177.1645 | 1776.6417 | 5302.8652 | 7169.6235 | 3808.232 | 6578.3639 | 6671.7366 | 4128.8384 | 5959.7163 | 106.9791 | 72.9645 | 72.9645 | 114.4678 | 142.6652 | 84.1659 | 167.8248 | 111.4126 | 167.8248 | 101.8145 | 123.0737 | 66.5175 | 72.7065 | 85.8857 | 73.5948 | 165687.5631 | 9871.8231 | 3961.6515 | 69575.4949 | 32210.0408 | 13811.3989 | 5256.2751 | 5116.9078 | 4150.0991 | 4484.8342 | 23584.8492 | 5676.3772 | 7144.6968 | 4714.6185 | 6125.429 | 157477.2 | 20463.1495 | 10298.8092 | 68475.2654 | 40964.3969 | 21759.3506 | 10433.4396 | 6893.5495 | 9452.9643 | 11060.8577 | 27159.0812 | 12244.3411 | 13708.8334 | 8797.6568 | 12085.1453 | 94.98 | 94.98 | 94.98 | 94.98 | 94.98 | 94.98 | 251.7372 | 94.98 | 251.7372 | 94.98 | 94.98 | 94.98 | 94.98 | 94.98 | 94.98 | 0.052448 | 1.6509e-07 | 2.7303e-13 | 0.016097 | 0.0013062 | 2.591e-09 | 0.95895 | 7.9611e-23 | 2.5118e-10 | 4.064e-08 | 0.014054 | 8.5668e-10 | 6.0764e-09 | 9.271e-27 | 5.9973e-14 | 0.052448 | 0.052448 | 0.052448 | 0.068545 | 0.069851 | 0.068545 | 1.0288 | 0.069851 | 1.0288 | 0.068545 | 0.066503 | 0.052448 | 0.068545 | 0.052448 | 0.052448
589 | 152327.19 | 15420.6448 | 5787.454 | 65574.2047 | 36433.6959 | 15523.2996 | 11590.7462 | 3102.982 | 5828.1767 | 7885.3511 | 25782.1229 | 8119.5526 | 9802.4835 | 4069.5895 | 7160.0942 | n/a | 12676.5855 | 5196.5127 | 4635.1254 | 9546.902 | 6881.1405 | 7582.9276 | 1671.8309 | 4630.1887 | 7724.8725 | 5110.1444 | 5123.1612 | 6517.1876 | 3539.8223 | 5054.0394 | 103.6992 | 65.8609 | 65.8609 | 112.0334 | 143.9536 | 76.9675 | 172.4436 | 108.5641 | 172.4436 | 96.9522 | 122.6031 | 56.9829 | 65.2654 | 80.4925 | 66.5746 | 161736.8922 | 10150.4463 | 3957.4158 | 64006.6763 | 29151.1151 | 13932.8891 | 5240.1258 | 5167.0246 | 4297.3676 | 4708.1082 | 24799.8898 | 5936.4705 | 6016.2186 | 4537.1167 | 6229.0399 | 155915.8905 | 22808.8317 | 9147.6285 | 65841.5 | 37371.3171 | 20564.0296 | 12774.5534 | 6781.7555 | 8927.5564 | 12210.7807 | 29548.1341 | 11031.8317 | 11876.1045 | 7462.9389 | 11073.1794 | 67.377 | 67.377 | 67.377 | 162.03 | 162.03 | 162.03 | 162.03 | 162.03 | 162.03 | 162.03 | 67.377 | 162.03 | 162.03 | 67.377 | 67.377 | 0.027839 | 4.9438e-10 | 1.6381e-11 | 0.032918 | 0.01795 | 8.1635e-08 | 0.0013387 | 5.789e-21 | 1.0184e-08 | 1.895e-11 | 0.00014999 | 3.8916e-08 | 8.903e-06 | 1.072e-18 | 9.5685e-12 | 0.027839 | 0.027839 | 0.027839 | 0.060756 | 0.078706 | 0.060756 | 0.080045 | 0.078706 | 0.080045 | 0.060756 | 0.027989 | 0.027839 | 0.060765 | 0.027839 | 0.027839
590 | 155244.388 | 15577.9523 | 5785.3737 | 66731.3542 | 37141.8622 | 15581.5876 | 12245.6278 | 2999.5534 | 6269.7296 | 8088.6583 | 26523.8891 | 8052.1249 | 10168.1022 | 3949.2566 | 7336.0456 | n/a | 8917.6646 | 5149.8443 | 2974.6511 | 7781.1745 | 8434.08 | 7345.5213 | 1829.116 | 3914.7285 | 6862.9687 | 5071.0216 | 7335.9257 | 8079.1062 | 3457.221 | 4857.538 | 113.9121 | 79.5309 | 79.5309 | 121.4802 | 149.7726 | 91.3644 | 175.0138 | 118.4187 | 175.0138 | 109.0702 | 129.8025 | 73.6588 | 79.3867 | 92.494 | 80.1633 | 162437.9029 | 10704.5637 | 4356.7034 | 65939.2529 | 29678.9507 | 14450.2735 | 5429.6783 | 5148.2157 | 4345.5376 | 4228.2503 | 23850.8466 | 5868.0247 | 6663.5534 | 4650.7087 | 5712.1574 | 157181.2 | 19583.4283 | 9497.0477 | 66750.204 | 35747.6252 | 22567.8535 | 12151.6996 | 6977.3317 | 7644.3661 | 11059.6189 | 28301.3653 | 12919.0504 | 14614.5595 | 8107.9297 | 10510.4955 | 109.19 | 109.19 | 109.19 | 180.2135 | 238.0395 | 180.2135 | 249.3833 | 238.0395 | 249.3833 | 180.2135 | 109.19 | 180.2135 | 180.2135 | 109.19 | 109.19 | 0.056513 | 2.3586e-06 | 1.6489e-12 | 0.03731 | 0.11873 | 5.8302e-10 | 0.053439 | 3.3985e-23 | 7.1958e-05 | 2.2438e-08 | 0.0031973 | 2.768e-12 | 1.1644e-09 | 5.0544e-23 | 9.5613e-10 | 0.056513 | 0.056516 | 0.056516 | 0.093824 | 0.21255 | 0.093824 | 0.26599 | 0.21255 | 0.26606 | 0.093824 | 0.059711 | 0.056513 | 0.093824 | 0.056513 | 0.056513
591 | 150601.1474 | 15081.5936 | 5754.2451 | 64896.539 | 36176.3487 | 14863.4113 | 11879.4776 | 3003.8401 | 6015.562 | 7706.4148 | 25572.314 | 7625.9015 | 9680.4447 | 3993.7087 | 7014.418 | n/a | 9835.3823 | 5633.4623 | 3590.7813 | 7548.7236 | 8870.3027 | 7053.92 | 2252.2401 | 4725.2142 | 6751.7376 | 2639.4895 | 6487.1404 | 7386.2079 | 3036.8848 | 5579.9219 | 121.5192 | 88.932 | 88.932 | 128.6892 | 155.0157 | 101.3469 | 178.4953 | 125.85 | 178.4953 | 117.8169 | 135.6952 | 84.8769 | 89.0684 | 100.9904 | 89.5202 | 167036.552 | 9481.4655 | 4197.8545 | 68649.5327 | 31367.4917 | 13735.6924 | 5456.0881 | 5093.5437 | 4170.8892 | 4095.0184 | 25154.7606 | 5880.5871 | 6246.6758 | 4702.3923 | 6095.532 | 153051.2 | 19082.5478 | 9825.0168 | 67785.7139 | 37314.3153 | 21356.0951 | 12032.008 | 7327.3838 | 8432.7034 | 10207.056 | 25539.5 | 11757.5275 | 13324.1837 | 6950.9772 | 11099.2539 | 93.67 | 93.67 | 93.67 | 93.67 | 93.67 | 93.67 | 153.2071 | 93.67 | 153.2071 | 93.67 | 181.27 | 93.67 | 93.67 | 93.67 | 93.67 | 0.047332 | 1.7274e-06 | 1.3794e-13 | 0.0074816 | 0.01493 | 9.248e-10 | 0.02684 | 5.421e-25 | 4.0614e-07 | 1.1939e-07 | 0.044944 | 3.1581e-11 | 1.2989e-08 | 7.4597e-17 | 2.2445e-12 | 0.047332 | 0.047333 | 0.047333 | 0.054813 | 0.069743 | 0.054813 | 0.096583 | 0.069743 | 0.096583 | 0.054813 | 0.092275 | 0.047332 | 0.054813 | 0.047332 | 0.047332
592 | 152872.2675 | 15370.9981 | 5831.7157 | 65791.4652 | 36552.6961 | 15298.2613 | 11591.3769 | 3115.9632 | 6235.3929 | 7802.9501 | 26040.4792 | 8094.0847 | 9846.8669 | 3893.169 | 7031.8629 | n/a | 8669.7362 | 5071.0871 | 5761.0117 | 8714.7014 | 9639.3177 | 7048.9855 | 1456.689 | 5159.6233 | 5332.3444 | 4558.3681 | 5796.0033 | 4901.4153 | 4126.8051 | 5762.4358 | 162.2621 | 131.6131 | 131.6131 | 168.9943 | 192.0215 | 147.5334 | 212.5309 | 166.5453 | 212.5309 | 161.92 | 172.4607 | 133.1469 | 132.7084 | 142.1461 | 132.1269 | 164233.8479 | 10340.2471 | 4329.9169 | 69241.1807 | 32706.1568 | 15712.3494 | 5186.168 | 5121.6913 | 4313.6858 | 4437.5991 | 22979.2768 | 5919.1696 | 5766.6655 | 4761.6759 | 6173.2949 | 154437.2479 | 18693.1833 | 9393.3041 | 69875.7924 | 39989.1582 | 24591.2672 | 12009.1535 | 6075.1802 | 9407.2091 | 9443.3435 | 26479.9449 | 11281.3729 | 10502.0808 | 8888.4809 | 11761.4307 | 150.9404 | 150.9404 | 150.9404 | 150.9404 | 150.9404 | 150.9404 | 150.9404 | 150.9404 | 150.9404 | 150.9404 | 150.9404 | 150.9404 | 150.9404 | 150.9404 | 150.9404 | 0.062915 | 1.127e-05 | 5.2664e-12 | 0.0036299 | 0.0019917 | 1.01e-12 | 0.012315 | 3.212e-17 | 1.9614e-08 | 1.034e-05 | 0.022257 | 9.9448e-09 | 0.0027786 | 1.4539e-27 | 5.8251e-14 | 0.062915 | 0.062927 | 0.062927 | 0.066545 | 0.068537 | 0.066545 | 0.080852 | 0.068537 | 0.080852 | 0.066555 | 0.085172 | 0.062915 | 0.069324 | 0.062915 | 0.062915
593 | 150468.04 | 15065.0206 | 5514.9804 | 64823.8619 | 36058.9652 | 15001.2202 | 11412.8007 | 2892.9154 | 5654.5959 | 7635.6381 | 25563.6556 | 7846.7479 | 9783.0093 | 4137.6621 | 7071.5676 | n/a | 9736.2321 | 4283.1087 | 4698.7334 | 8579.1287 | 8843.3634 | 9814.6969 | 2023.0466 | 4341.219 | 6121.1266 | 4169.5358 | 6500.8836 | 8328.255 | 2063.8756 | 4396.2379 | 133.5368 | 101.0293 | 101.0293 | 140.6863 | 166.5033 | 114.5033 | 189.5213 | 137.9108 | 189.5213 | 130.6496 | 146.8733 | 98.357 | 101.4137 | 112.8507 | 101.606 | 164684.2723 | 10007.4623 | 4348.7266 | 67830.7273 | 31023.5608 | 13806.793 | 5876.5829 | 5001.0045 | 4570.0591 | 4195.247 | 24331.8666 | 5668.047 | 7117.6135 | 4723.3047 | 5885.4119 | 154657.1 | 19497.2945 | 8592.1353 | 69138.2607 | 38351.8895 | 21831.5564 | 15591.0798 | 7024.0511 | 8830.1781 | 9619.1736 | 26186 | 12047.5306 | 15033.1685 | 6631.0804 | 10246.0498 | 78.33 | 78.33 | 78.33 | 78.33 | 78.33 | 78.33 | 78.33 | 78.33 | 78.33 | 78.33 | 93.7228 | 78.33 | 78.33 | 78.33 | 78.33 | 0.018468 | 5.7294e-07 | 3.8418e-11 | 0.0030188 | 0.0053053 | 4.4159e-10 | 1.8943e-07 | 8.1995e-25 | 4.3742e-09 | 1.494e-06 | 0.01667 | 4.0554e-11 | 2.2741e-11 | 3.926e-14 | 4.9664e-10 | 0.018468 | 0.018468 | 0.018468 | 0.021486 | 0.026792 | 0.021486 | 0.026792 | 0.026792 | 0.026792 | 0.021488 | 0.035137 | 0.018468 | 0.021486 | 0.018468 | 0.018468
594 | 154136.5282 | 15678.0585 | 5798.2609 | 66307.486 | 36839.5598 | 15505.9658 | 11902.727 | 3023.1722 | 5901.1935 | 7822.3039 | 25968.4688 | 8191.2582 | 9532.2474 | 3943.898 | 7067.8842 | n/a | 8936.2217 | 6844.6593 | 4197.5452 | 6557.4598 | 10960.6734 | 8653.243 | 1871.8396 | 4523.5737 | 6640.6447 | 4611.6857 | 6496.9266 | 8459.5819 | 3489.8187 | 5390.3551 | 113.1944 | 76.7403 | 76.7403 | 121.2205 | 151.4928 | 88.6162 | 178.5047 | 117.9395 | 178.5047 | 107.564 | 130.5385 | 69.6685 | 76.4345 | 90.6128 | 77.417 | 160336.9922 | 11235.6311 | 4354.6755 | 63575.7094 | 28537.1255 | 14071.8502 | 5584.1244 | 5089.9597 | 4429.3346 | 3873.5325 | 24873.9848 | 5669.2454 | 7352.3451 | 4764.4232 | 6081.9476 | 154818.3922 | 19858.7528 | 11199.3348 | 66581.0546 | 34887.4853 | 24934.0236 | 14237.3675 | 6961.7993 | 8952.9082 | 10514.1772 | 27262.9705 | 12067.672 | 15043.727 | 8094.6418 | 11430.9027 | 158.2847 | 158.2847 | 158.2847 | 164.2342 | 248.5874 | 164.2342 | 248.5874 | 248.5874 | 248.5874 | 164.2342 | 158.2847 | 164.2342 | 164.2342 | 158.2847 | 158.2847 | 0.082467 | 1.6393e-06 | 2.9849e-17 | 0.032864 | 0.17516 | 9.8711e-13 | 5.6994e-05 | 7.9675e-23 | 1.5432e-08 | 5.5452e-08 | 0.0062127 | 4.5338e-10 | 4.3891e-12 | 5.1893e-23 | 5.4562e-13 | 0.082467 | 0.082469 | 0.082469 | 0.11533 | 0.29049 | 0.11533 | 0.29055 | 0.29049 | 0.29055 | 0.11533 | 0.08868 | 0.082467 | 0.11533 | 0.082467 | 0.082467
595 | 152659.8701 | 15563.7288 | 5653.2696 | 65722.5532 | 36601.3154 | 15313.081 | 11447.1766 | 3046.9912 | 6040.5309 | 7991.5791 | 26102.3247 | 8038.991 | 9806.0164 | 4111.4889 | 7204.6665 | n/a | 8105.4323 | 5997.9922 | 5344.6905 | 10279.3668 | 11970.2847 | 6889.0339 | 1408.0574 | 3421.3123 | 8248.4157 | 4386.6709 | 5987.8513 | 6754.1651 | 3170.4908 | 5784.4637 | 110.186 | 74.6582 | 74.6582 | 118.0083 | 147.5162 | 86.2207 | 173.846 | 114.81 | 173.846 | 104.6901 | 127.098 | 67.7513 | 74.3574 | 88.1804 | 75.3178 | 166383.739 | 9803.7704 | 4076.0862 | 71715.3971 | 32169.2929 | 14925.3382 | 5844.0747 | 5356.8819 | 4260.6697 | 4514.9428 | 23331.775 | 6037.0637 | 7025.6284 | 4688.539 | 5865.7574 | 154053.1 | 15608.4185 | 10059.5784 | 72909.8876 | 40853.5596 | 25741.923 | 12510.6086 | 6758.6392 | 7590.082 | 12017.5585 | 26627.8458 | 11617.0149 | 13406.5935 | 7564.1298 | 11634.5212 | 126.91 | 145.3867 | 145.3867 | 126.91 | 126.91 | 126.91 | 126.91 | 126.91 | 126.91 | 126.91 | 126.91 | 126.91 | 126.91 | 126.91 | 126.91 | 0.066229 | 0.038545 | 9.1673e-15 | 0.00051786 | 0.00097562 | 5.3338e-14 | 0.0018254 | 1.76e-21 | 2.5004e-05 | 1.0881e-10 | 0.019621 | 1.3541e-09 | 1.8716e-08 | 8.1896e-19 | 6.0231e-13 | 0.066229 | 0.10477 | 0.10477 | 0.066746 | 0.067722 | 0.066746 | 0.069547 | 0.067722 | 0.069572 | 0.066746 | 0.085849 | 0.066229 | 0.066746 | 0.066229 | 0.066229
596 | 152421.2097 | 15617.3176 | 5805.3611 | 65593.3158 | 36742.4274 | 15477.3243 | 11842.3857 | 3004.5148 | 6020.2619 | 7779.9032 | 26070.7096 | 8204.9009 | 9774.088 | 3977.048 | 7045.279 | n/a | 8681.0061 | 6713.1434 | 3494.157 | 8255.4046 | 10249.6544 | 9543.2697 | 1694.7165 | 4624.4538 | 6854.262 | 3386.6849 | 8869.6992 | 7959.9417 | 3468.4851 | 5123.885 | 94.178 | 60.2379 | 60.2379 | 101.6533 | 130.243 | 70.3031 | 155.7598 | 98.5468 | 155.7598 | 88.2022 | 111.0584 | 52.4041 | 59.7272 | 73.3425 | 60.8771 | 157188.6301 | 10852.2541 | 4273.6816 | 63478.6297 | 30206.7411 | 13071.123 | 5299.5486 | 5122.9197 | 4365.2752 | 4125.0378 | 22349.7997 | 5809.5275 | 5876.1657 | 4640.514 | 6096.1603 | 151611.5 | 19371.7602 | 10986.825 | 64446.7867 | 37443.3457 | 22512.9774 | 14442.0182 | 6817.6362 | 8892.929 | 10412.6998 | 25318.4846 | 14438.0267 | 13534.8074 | 8085.0991 | 11220.0453 | 195.19 | 195.19 | 195.19 | 225.6992 | 225.6992 | 225.6992 | 225.6992 | 225.6992 | 225.6992 | 225.6992 | 215.1159 | 225.6992 | 225.6992 | 195.19 | 195.19 | 0.12967 | 4.4644e-06 | 1.2951e-16 | 0.067067 | 0.022242 | 4.5485e-10 | 2.5999e-05 | 2.729e-22 | 4.7937e-08 | 6.9323e-08 | 0.10053 | 6.6323e-15 | 9.327e-09 | 1.2594e-22 | 1.4847e-12 | 0.12967 | 0.12967 | 0.12967 | 0.19673 | 0.21898 | 0.19673 | 0.219 | 0.21898 | 0.219 | 0.19673 | 0.2302 | 0.12967 | 0.19673 | 0.12967 | 0.12967
597 | 151740.556 | 15377.1024 | 5789.9547 | 65353.9273 | 36367.4047 | 15373.0673 | 11597.3761 | 2991.6321 | 6118.1573 | 7866.4976 | 25905.5768 | 7944.9324 | 9953.9618 | 4145.7405 | 7046.3262 | n/a | 9033.7467 | 6438.4661 | 4134.7429 | 10138.6168 | 11870.3515 | 7956.4995 | 1918.9673 | 3782.1551 | 6391.3556 | 5204.9237 | 5430.1469 | 6611.7517 | 4169.1526 | 6046.5018 | 112.395 | 77.7993 | 77.7993 | 120.0108 | 148.5603 | 89.5096 | 174.0321 | 116.92 | 174.0321 | 107.3771 | 128.5302 | 71.6422 | 77.6092 | 90.8808 | 78.4374 | 159256.126 | 9935.9222 | 4172.3141 | 62366.1531 | 26861.836 | 14228.4566 | 5513.9951 | 5087.2723 | 4661.0635 | 3665.6942 | 25053.4778 | 5612.1028 | 7106.3376 | 4631.3708 | 5585.6444 | 153515.626 | 18249.369 | 10520.0802 | 65324.2959 | 36500.3529 | 25619.3081 | 13262.1947 | 7006.2397 | 8404.6187 | 9827.9498 | 29882.5014 | 10791.8497 | 13675.7893 | 8684.0235 | 11265.5463 | 112.6436 | 112.6436 | 112.6436 | 184.0226 | 184.0226 | 184.0226 | 184.0226 | 184.0226 | 184.0226 | 184.0226 | 112.6436 | 184.0226 | 184.0226 | 112.6436 | 112.6436 | 0.058663 | 3.4532e-05 | 2.2307e-15 | 0.038228 | 0.036544 | 9.5353e-14 | 0.00033322 | 1.906e-23 | 9.0097e-07 | 2.2451e-06 | 0.00011244 | 3.9439e-08 | 1.434e-08 | 7.6102e-24 | 1.1543e-12 | 0.058663 | 0.058697 | 0.058697 | 0.09689 | 0.13343 | 0.09689 | 0.13377 | 0.13343 | 0.13377 | 0.096893 | 0.058775 | 0.058663 | 0.09689 | 0.058663 | 0.058663
598 | 151681.1345 | 15272.4729 | 5736.4871 | 65313.265 | 36267.4921 | 15439.8894 | 11667.1332 | 2829.2468 | 5688.8332 | 7735.832 | 25778.7275 | 8470.7035 | 9479.3873 | 4006.1383 | 7060.293 | n/a | 8902.5287 | 5795.088 | 3315.8447 | 9914.3815 | 10038.8187 | 8499.9705 | 1962.5478 | 4200.8156 | 7864.6851 | 4248.2757 | 6113.0528 | 7423.8067 | 2673.5006 | 5891.3327 | 53.1335 | 14.1645 | 14.1645 | 61.7295 | 96.5427 | 20.8555 | 127.6445 | 57.9089 | 127.6445 | 42.6723 | 76.1085 | -0.96113 | 12.4695 | 30.1375 | 14.9437 | 165900.2276 | 11348.1554 | 4105.9737 | 68688.2385 | 32979.5395 | 13797.438 | 5244.5485 | 5146.1188 | 4271.8021 | 4059.4135 | 25525.0561 | 6043.7744 | 6007.4985 | 4671.766 | 6031.0191 | 152699.7 | 18665.084 | 9205.6617 | 66236.6556 | 40201.9934 | 22664.3568 | 12858.919 | 7045.6666 | 7785.0176 | 10993.0986 | 27675.2318 | 11915.9273 | 11866.1052 | 7318.3666 | 11901.2518 | 110.09 | 110.09 | 110.09 | 110.09 | 110.09 | 110.09 | 110.09 | 110.09 | 110.09 | 110.09 | 110.09 | 110.09 | 110.09 | 110.09 | 110.09 | 0.074076 | 8.9622e-06 | 6.5945e-12 | 0.023614 | 0.0012498 | 2.6698e-10 | 0.001338 | 8.4168e-26 | 1.0454e-06 | 2.7498e-09 | 0.0024809 | 6.0138e-09 | 1.8086e-06 | 1.4764e-18 | 3.4328e-14 | 0.074076 | 0.074085 | 0.074085 | 0.097689 | 0.098939 | 0.097689 | 0.10028 | 0.098939 | 0.10028 | 0.097689 | 0.076557 | 0.074076 | 0.097691 | 0.074076 | 0.074076
599 | 158977.5033 | 16091.9144 | 5946.0473 | 68207.8423 | 38131.3805 | 15923.558 | 12414.925 | 3079.5911 | 6349.7844 | 8541.8491 | 26949.4816 | 8417.2997 | 10016.4017 | 4287.2667 | 7339.4911 | n/a | 9529.8584 | 5554.3253 | 4554.5435 | 8394.0096 | 10298.3229 | 7442.4479 | 1954.2933 | 4403.8118 | 8152.0603 | 3654.0285 | 6568.2535 | 7663.7553 | 4471.0287 | 5439.4854 | 60.6159 | 22.3269 | 22.3269 | 69.0598 | 102.9616 | 29.6451 | 133.2448 | 65.3447 | 133.2448 | 50.8877 | 82.6404 | 8.4027 | 20.8309 | 37.8794 | 23.0856 | 163372.4164 | 10793.9035 | 4413.7185 | 67494.7944 | 32387.6078 | 14154.3978 | 5614.7803 | 5037.6462 | 3973.473 | 3969.3039 | 23600.2995 | 6135.2696 | 7432.7383 | 4730.2999 | 5841.1871 | 158004.1164 | 20242.7619 | 9953.6438 | 69398.2378 | 38785.9175 | 24217.8207 | 11782.9282 | 6949.5395 | 7116.7848 | 11949.4643 | 27170.028 | 12640.5231 | 15096.4935 | 8948.2286 | 11280.6725 | 200.8674 | 200.8674 | 200.8674 | 200.8674 | 200.8674 | 200.8674 | 231.8786 | 200.8674 | 231.8786 | 200.8674 | 200.8674 | 200.8674 | 200.8674 | 200.8674 | 200.8674 | 0.1346 | 2.2858e-06 | 4.861e-13 | 0.021166 | 0.023654 | 3.2139e-11 | 0.17794 | 4.3075e-22 | 0.001174 | 6.525e-09 | 0.031157 | 1.4981e-10 | 7.3112e-11 | 1.0712e-23 | 1.4071e-11 | 0.1346 | 0.1346 | 0.1346 | 0.15576 | 0.17942 | 0.15576 | 0.35736 | 0.17942 | 0.35854 | 0.15576 | 0.16576 | 0.1346 | 0.15576 | 0.1346 | 0.1346
600 | 152101.6942 | 15522.8103 | 5721.6015 | 65457.1905 | 36379.6805 | 15500.7941 | 11744.684 | 3004.7457 | 6183.9304 | 8035.2631 | 26086.586 | 8216.792 | 9605.1429 | 3978.428 | 6697.792 | n/a | 12294.5928 | 6545.2767 | 4126.6037 | 9357.4906 | 11276.9375 | 7006.8242 | 1872.0065 | 4556.4719 | 8739.8722 | 4723.9568 | 5985.4342 | 6449.8698 | 3689.4682 | 5843.3548 | 100.4859 | 64.5831 | 64.5831 | 108.3932 | 138.6051 | 75.3066 | 165.5691 | 105.1111 | 165.5691 | 94.2209 | 118.2861 | 56.3924 | 64.0602 | 78.431 | 65.2586 | 167532.4238 | 9861.2167 | 4199.3885 | 71435.9789 | 31270.1015 | 13785.6632 | 5036.2579 | 5051.8769 | 3806.7712 | 4206.5441 | 24179.9514 | 5685.999 | 7227.4296 | 4675.0204 | 5985.418 | 155459.2079 | 22020.5095 | 10609.3651 | 69357.7667 | 38640.8762 | 23924.3007 | 11872.2821 | 6923.8834 | 8192.4431 | 12423.0163 | 27256.1082 | 11056.5332 | 12750.0994 | 8113.7885 | 11819.8728 | 67.4901 | 67.4901 | 67.4901 | 67.4901 | 67.4901 | 67.4901 | 151.1481 | 67.4901 | 151.1481 | 67.4901 | 67.4901 | 67.4901 | 67.4901 | 67.4901 | 67.4901 | 0.032233 | 4.9768e-09 | 5.4724e-16 | 0.0040219 | 0.0055557 | 1.3053e-11 | 0.02868 | 7.5416e-23 | 3.6076e-06 | 2.0875e-11 | 0.0075439 | 6.468e-08 | 9.0386e-08 | 9.3698e-23 | 1.3995e-15 | 0.032233 | 0.032233 | 0.032233 | 0.036255 | 0.041811 | 0.036255 | 0.070491 | 0.041811 | 0.070495 | 0.036255 | 0.039777 | 0.032233 | 0.036255 | 0.032233 | 0.032233
601 | 156743.0178 | 16007.7888 | 5970.2589 | 67330.1902 | 37379.4275 | 15557.2041 | 11608.1418 | 3062.9977 | 5658.5459 | 8235.2816 | 26525.4875 | 8255.6075 | 10313.6003 | 4206.3876 | 7120.9269 | n/a | 8329.8063 | 7156.5252 | 4195.4222 | 6513.4046 | 10408.6545 | 9444.3574 | 1768.9179 | 4750.5972 | 6730.0372 | 4074.4304 | 6211.9445 | 7514.1528 | 3855.7145 | 5590.1402 | 124.9887 | 92.1974 | 92.1974 | 132.2029 | 158.5963 | 104.9297 | 182.134 | 129.3584 | 182.134 | 121.4405 | 139.0763 | 88.4189 | 92.3893 | 104.2857 | 92.7871 | 166123.0711 | 10930.0801 | 4325.3891 | 69321.625 | 29223.0505 | 14051.654 | 4666.8478 | 5206.934 | 4089.0198 | 4347.8906 | 24746.4486 | 5689.6391 | 6580.1171 | 4681.3938 | 6009.8685 | 158997.3711 | 18773.9863 | 11467.4143 | 72872.2472 | 35643.5551 | 24021.6085 | 14091.2052 | 6975.8519 | 8839.617 | 11077.9278 | 26480.079 | 11462.8837 | 14036.9699 | 8247.4084 | 11276.2087 | 105.9551 | 105.9551 | 105.9551 | 105.9551 | 237.8945 | 105.9551 | 237.8945 | 237.8945 | 237.8945 | 105.9551 | 185.8009 | 105.9551 | 105.9551 | 105.9551 | 105.9551 | 0.051719 | 5.8881e-05 | 4.4733e-17 | 0.0015776 | 0.14854 | 1.2714e-11 | 3.1391e-05 | 2.0128e-22 | 4.3031e-09 | 5.3222e-08 | 0.045696 | 1.2212e-08 | 2.3893e-08 | 3.3596e-21 | 2.1396e-12 | 0.051719 | 0.051778 | 0.051778 | 0.053297 | 0.20184 | 0.053297 | 0.20187 | 0.20184 | 0.20187 | 0.053297 | 0.097415 | 0.051719 | 0.053297 | 0.051719 | 0.051719
602 | 154164.0766 | 15484.5521 | 5918.0211 | 66309.7066 | 36799.6549 | 15566.3817 | 11713.8031 | 3084.6172 | 6046.9338 | 7907.747 | 26043.1944 | 8207.9643 | 10024.8329 | 4042.3762 | 7331.229 | n/a | 11273.3108 | 5665.548 | 3729.546 | 8251.6893 | 10122.7115 | 7057.8462 | 1868.7788 | 5043.345 | 8567.0687 | 3587.9299 | 6416.4799 | 6033.3976 | 3266.3316 | 5630.7282 | 107.6146 | 76.4925 | 76.4925 | 114.4642 | 139.912 | 87.6025 | 162.6128 | 111.7137 | 162.6128 | 103.5262 | 121.7046 | 71.6788 | 76.4527 | 88.1509 | 77.0612 | 162782.6057 | 9861.257 | 4194.9536 | 67424.1482 | 31293.8203 | 14096.9655 | 5507.4057 | 5214.8151 | 4375.9268 | 4412.0813 | 24958.418 | 5803.4845 | 6289.1987 | 4605.5089 | 5846.8915 | 155535.9 | 17218.9621 | 9860.5016 | 69444.1942 | 39006.5095 | 24147.177 | 12523.2519 | 7074.1939 | 9377.2718 | 12933.05 | 28323.6479 | 12193.5644 | 11277.9963 | 7871.8405 | 11436.7197 | 119.84 | 119.84 | 119.84 | 119.84 | 119.84 | 119.84 | 119.84 | 119.84 | 119.84 | 119.84 | 119.84 | 119.84 | 119.84 | 119.84 | 119.84 | 0.066849 | 0.00059898 | 6.5236e-13 | 0.0066803 | 0.0059609 | 9.5517e-12 | 0.0040584 | 1.1248e-22 | 5.9493e-09 | 6.3552e-13 | 0.0014434 | 2.8067e-10 | 0.00027422 | 6.1649e-21 | 5.5442e-12 | 0.066849 | 0.067448 | 0.067448 | 0.07353 | 0.079491 | 0.07353 | 0.083549 | 0.079491 | 0.083549 | 0.07353 | 0.068293 | 0.066849 | 0.073804 | 0.066849 | 0.066849
603 | 152857.96 | 15304.104 | 5710.0877 | 65772.7364 | 36571.1483 | 15426.8922 | 11785.6844 | 2921.1108 | 6163.8215 | 7961.1534 | 25784.8338 | 8054.1712 | 9756.4673 | 4112.9615 | 7092.1526 | n/a | 8291.2343 | 4589.3548 | 3826.2174 | 7394.3902 | 8614.2679 | 6809.6779 | 1928.6739 | 4478.5149 | 6374.6161 | 3349.8824 | 6210.0406 | 4617.3498 | 3732.2168 | 4879.4177 | 146.3369 | 110.914 | 110.914 | 154.1274 | 182.23 | 125.6693 | 207.2855 | 151.1069 | 207.2855 | 143.2447 | 160.8157 | 108.0939 | 111.3495 | 123.7817 | 111.5417 | 168132.0426 | 11144.6966 | 4163.0927 | 70088.6513 | 31937.0536 | 14678.8386 | 5170.9393 | 5038.4122 | 4059.2424 | 4548.755 | 25140.3108 | 5718.7343 | 5634.9515 | 4548.2507 | 6161.8442 | 156953.4281 | 19145.9309 | 8738.7475 | 68132.8543 | 37622.7438 | 21927.4065 | 11881.7171 | 6655.1861 | 8457.5573 | 9958.5712 | 27939.9932 | 11527.8749 | 9897.4013 | 8045.8675 | 11017.0618 | 86.39 | 86.39 | 86.39 | 86.39 | 104.4369 | 86.39 | 204.7844 | 104.4369 | 204.7844 | 86.39 | 86.39 | 86.39 | 97.8793 | 86.39 | 86.39 | 0.020363 | 2.9759e-06 | 1.0846e-10 | 0.011518 | 0.016287 | 1.7147e-09 | 0.031419 | 1.9514e-22 | 9.4249e-07 | 2.113e-06 | 0.0016839 | 2.3144e-09 | 0.021876 | 4.1153e-21 | 7.2368e-12 | 0.020363 | 0.020366 | 0.020366 | 0.031881 | 0.048167 | 0.031881 | 0.079586 | 0.048167 | 0.079587 | 0.031883 | 0.022047 | 0.020363 | 0.053757 | 0.020363 | 0.020363
604 | 153177.0341 | 15582.8572 | 5875.8992 | 65920.4006 | 36593.1821 | 14908.9142 | 11572.3714 | 3042.9615 | 5654.5507 | 7844.4932 | 25917.1358 | 8025.7143 | 9778.7159 | 3911.3362 | 7015.5368 | n/a | 10809.0033 | 5549.3525 | 4963.2288 | 8662.9831 | 12167.3583 | 11631.4614 | 1909.0023 | 3888.7647 | 8442.3449 | 3264.2908 | 6574.9996 | 8503.99 | 4270.5173 | 4697.1073 | 135.3049 | 103.0423 | 103.0423 | 142.3999 | 167.9222 | 116.6601 | 190.6759 | 139.6582 | 190.6759 | 132.621 | 148.3598 | 100.6993 | 103.4797 | 114.7279 | 103.6123 | 164177.0656 | 10350.1704 | 4200.3465 | 67370.1535 | 30985.9716 | 14203.8421 | 5359.9326 | 5055.6948 | 4167.3686 | 3876.1422 | 24211.9343 | 5754.3831 | 6472.3363 | 4664.7005 | 6017.6868 | 157754.8109 | 21096.8738 | 9701.299 | 69594.3276 | 37779 | 25660.0004 | 16316.394 | 6964.6971 | 7523.9333 | 11746.3871 | 26488.0251 | 12190.2827 | 14923.5263 | 8878.8178 | 10714.7941 | 75.2874 | 75.2874 | 75.2874 | 75.2874 | 87.19 | 75.2874 | 87.19 | 87.19 | 87.19 | 75.2874 | 99.746 | 75.2874 | 75.2874 | 75.2874 | 75.2874 | 0.015042 | 5.8852e-08 | 1.1542e-12 | 0.0047144 | 0.01448 | 1.075e-14 | 4.3468e-08 | 1.3303e-22 | 3.0602e-06 | 1.3955e-10 | 0.018234 | 7.6859e-11 | 3.4521e-11 | 2.6339e-27 | 2.0824e-11 | 0.015042 | 0.015042 | 0.015042 | 0.019756 | 0.034236 | 0.019756 | 0.034236 | 0.034236 | 0.034239 | 0.019756 | 0.033275 | 0.015042 | 0.019756 | 0.015042 | 0.015042
605 | 155055.6606 | 15851.8735 | 6009.5203 | 66676.6403 | 37048.763 | 15364.5602 | 12176.2594 | 3013.7045 | 6270.3758 | 7783.0982 | 26472.3539 | 7946.2356 | 10275.1199 | 4050.7931 | 6997.2277 | n/a | 9362.2421 | 5837.5495 | 4216.8364 | 8858.3923 | 11924.9618 | 5994.1802 | 1788.9355 | 4521.5012 | 8119.6931 | 3823.9929 | 5512.5849 | 8529.4369 | 2011.1826 | 4888.0061 | 103.7327 | 67.9782 | 67.9782 | 111.6065 | 141.5612 | 78.9813 | 168.2938 | 108.3548 | 168.2938 | 97.7332 | 121.2201 | 60.2295 | 67.5312 | 81.7072 | 68.6479 | 164585.268 | 10359.3235 | 4201.6302 | 68895.1557 | 31976.3903 | 15191.2744 | 5511.1705 | 5266.5102 | 4494.5389 | 4708.6702 | 23340.0693 | 6033.921 | 7014.7295 | 4807.1901 | 6085.7435 | 156867.1058 | 19536.1656 | 10003.8798 | 69393.1921 | 38602.2826 | 27007.3361 | 10890.0507 | 7014.9457 | 8400.7401 | 12771.4633 | 26828.2 | 11494.5059 | 14437.5665 | 6750.9727 | 10954.8496 | 107.7742 | 107.7742 | 107.7742 | 107.7742 | 107.7742 | 107.7742 | 252.4407 | 107.7742 | 252.4407 | 107.7742 | 107.7742 | 107.7742 | 107.7742 | 107.7742 | 107.7742 | 0.058663 | 6.054e-06 | 6.9054e-13 | 0.0087411 | 0.010655 | 2.4845e-15 | 0.68611 | 3.2103e-23 | 2.3607e-06 | 5.1407e-13 | 0.02542 | 1.2799e-09 | 4.168e-09 | 2.1448e-15 | 4.4204e-12 | 0.058663 | 0.058669 | 0.058669 | 0.067404 | 0.078059 | 0.067404 | 0.76416 | 0.078059 | 0.76417 | 0.067404 | 0.084083 | 0.058663 | 0.067404 | 0.058663 | 0.058663
606 | 150778.447 | 15531.1902 | 6148.9338 | 64964.9426 | 36101.6004 | 15049.9306 | 11444.4631 | 2886.485 | 6073.8285 | 7642.241 | 25729.9217 | 8039.0375 | 9715.4813 | 4097.1777 | 6918.3312 | n/a | 11230.7129 | 6337.1038 | 3278.3051 | 7621.2254 | 11303.2724 | 4887.5399 | 1663.7538 | 3960.9255 | 7057.4484 | 4526.2328 | 6610.8947 | 6402.42 | 3448.7786 | 5729.2762 | 81.6635 | 45.408 | 45.408 | 89.6532 | 120.8777 | 54.4843 | 148.7565 | 86.2474 | 148.7565 | 74.0403 | 100.9329 | 34.9284 | 44.4806 | 59.7256 | 46.1064 | 162068.5858 | 10206.0102 | 4494.6627 | 63271.0439 | 26629.9648 | 14044.936 | 4694.3348 | 5109.2493 | 4017.1433 | 4261.8848 | 25103.7244 | 5881.5491 | 6786.9639 | 4696.4618 | 5802.626 | 154219.8 | 20812.0231 | 10709.2665 | 65022.949 | 33574.1902 | 24590.7084 | 9571.4747 | 6728.0031 | 7978.0688 | 10561.8332 | 28254.9572 | 12492.4438 | 13128.6839 | 7969.5404 | 11489.2022 | 53.95 | 53.95 | 53.95 | 163.3099 | 231.7321 | 163.3099 | 231.7321 | 231.7321 | 231.7321 | 163.3099 | 53.95 | 163.3099 | 163.3099 | 53.95 | 53.95 | 0.030102 | 9.9783e-08 | 3.8035e-14 | 0.036566 | 0.26883 | 3.504e-13 | 2.8698 | 2.8578e-23 | 4.9675e-06 | 1.2622e-08 | 0.00095875 | 1.9668e-11 | 3.5085e-08 | 6.8134e-21 | 9.4285e-14 | 0.030102 | 0.030102 | 0.030102 | 0.066668 | 0.3355 | 0.066668 | 3.2053 | 0.3355 | 3.2053 | 0.066668 | 0.031061 | 0.030102 | 0.066668 | 0.030102 | 0.030102
607 | 153718.0892 | 15610.274 | 5855.6356 | 66118.709 | 36800.8579 | 15217.0246 | 11739.1152 | 2865.566 | 5867.6973 | 7836.7085 | 26127.7602 | 7834.415 | 9689.1732 | 3932.0114 | 6902.6672 | n/a | 8834.4523 | 5252.2378 | 4159.0021 | 7712.7885 | 10744.7104 | 8907.6569 | 1730.0506 | 4204.2156 | 6025.7101 | 3670.9691 | 7056.7533 | 6994.5987 | 3657.98 | 5167.3561 | 24.4037 | -16.9378 | -16.9378 | 33.5304 | 71.6182 | -12.6673 | 105.6622 | 29.3298 | 105.6622 | 11.2133 | 50.8658 | -36.5477 | -19.3805 | 0.54613 | -16.085 | 163965.0056 | 10510.9164 | 4250.7757 | 66134.0942 | 27941.0161 | 14207.7901 | 5274.3491 | 5142.5736 | 4169.0281 | 4263.7594 | 26045.5875 | 6160.4356 | 6700.6045 | 4689.1625 | 6279.4914 | 155793.3 | 19325.5687 | 9503.0136 | 68307.4907 | 35489.4046 | 24874.0005 | 14143.406 | 6872.6242 | 8334.6437 | 10222.6695 | 27551.5566 | 13205.4889 | 12986.8976 | 8260.2425 | 11446.8474 | 43.46 | 43.46 | 43.46 | 43.46 | 229.7839 | 43.46 | 229.7839 | 229.7839 | 229.7839 | 43.46 | 43.46 | 43.46 | 43.46 | 43.46 | 43.46 | 0.053937 | 4.8924e-06 | 3.3319e-12 | 0.012625 | 0.11318 | 3.4108e-13 | 4.2604e-05 | 2.4254e-24 | 2.3957e-07 | 2.6097e-07 | 0.0051906 | 1.1817e-13 | 5.4166e-08 | 5.7723e-24 | 1.0376e-13 | 0.053937 | 0.053942 | 0.053942 | 0.066562 | 0.17974 | 0.066562 | 0.17978 | 0.17974 | 0.17978 | 0.066562 | 0.059128 | 0.053937 | 0.066562 | 0.053937 | 0.053937
608 | 149111.6309 | 15170.6965 | 5823.4827 | 64312.7463 | 35743.3662 | 15049.6293 | 11267.6804 | 2768.5579 | 5722.9315 | 7700.9511 | 25322.3227 | 7936.0127 | 9618.8329 | 3806.9208 | 6846.4317 | n/a | 12030.8459 | 5495.3095 | 4505.0135 | 9560.0806 | 10853.5094 | 7112.4173 | 2097.9704 | 3558.7003 | 5104.7307 | 5032.5003 | 4244.8451 | 7964.2439 | 3060.6581 | 4908.5073 | 62.3654 | 22.6742 | 22.6742 | 71.1187 | 106.2792 | 30.2188 | 137.6869 | 67.2654 | 137.6869 | 52.2501 | 85.2274 | 8.1875 | 21.1139 | 38.8042 | 23.461 | 165848.6435 | 10783.3388 | 4246.3167 | 68065.4534 | 31752.3734 | 14142.4165 | 5462.8245 | 5110.8426 | 4204.604 | 4235.1367 | 24895.2005 | 5993.1023 | 7244.8433 | 4585.8903 | 5809.658 | 150546.7 | 20018.7846 | 7312.2262 | 66215.8234 | 36984.0105 | 24156.8259 | 11823.1419 | 6437.8129 | 7215.8043 | 9050.3674 | 29021.1007 | 9688.3474 | 15076.7873 | 7190.8484 | 10624.6653 | 97.05 | 97.05 | 97.05 | 97.05 | 97.05 | 97.05 | 97.05 | 97.05 | 97.05 | 97.05 | 97.05 | 97.05 | 97.05 | 97.05 | 97.05 | 0.064701 | 2.177e-07 | 3.383e-06 | 0.014177 | 0.013445 | 1.1077e-12 | 0.0078915 | 3.4984e-23 | 2.2113e-05 | 4.0556e-05 | 0.00015 | 8.2627e-06 | 6.7241e-12 | 8.7791e-20 | 7.7087e-12 | 0.064701 | 0.064702 | 0.064705 | 0.078878 | 0.092323 | 0.078878 | 0.10021 | 0.092323 | 0.10024 | 0.078919 | 0.064851 | 0.06471 | 0.078878 | 0.064701 | 0.064701
609 | 153234.6274 | 15535.5615 | 6051.6637 | 65937.4925 | 36677.4515 | 15521.1482 | 11437.3521 | 3061.3972 | 5854.8126 | 8176.9909 | 25987.6849 | 7958.1088 | 9596.1031 | 3954.2005 | 7073.4086 | n/a | 12375.2982 | 5546.001 | 5088.638 | 8526.9441 | 9053.4407 | 8950.008 | 1731.2086 | 4440.3434 | 9135.5624 | 3583.3944 | 5530.2616 | 7341.8687 | 3052.8128 | 3511.0156 | 51.9216 | 10.7944 | 10.7944 | 60.9946 | 97.8861 | 17.4884 | 130.8467 | 56.9433 | 130.8467 | 40.6091 | 76.4405 | -5.6321 | 8.9217 | 27.7219 | 11.6201 | 166831.4664 | 10440.5937 | 4459.3765 | 68091.5172 | 32174.2531 | 13392.8451 | 5394.947 | 5285.7753 | 4375.656 | 3927.4765 | 26702.6687 | 5738.362 | 5811.092 | 4498.7069 | 6266.3594 | 155765.6 | 20831.1774 | 9990.9775 | 69529.0034 | 38121.9 | 22184.0312 | 13936.255 | 6898.584 | 8705.8994 | 13014.4389 | 28973.263 | 11054.969 | 13108.6607 | 7381.0197 | 9777.375 | 40.7535 | 40.7535 | 40.7535 | 40.7535 | 40.7561 | 40.7535 | 40.7561 | 40.7561 | 40.7561 | 40.7535 | 40.7535 | 40.7535 | 40.7535 | 40.7535 | 40.7535 | 0.046892 | 9.6577e-08 | 1.1579e-12 | 0.0049664 | 0.011567 | 1.2503e-09 | 2.6917e-05 | 4.8478e-22 | 3.6308e-08 | 3.5281e-12 | 0.00050143 | 1.1908e-08 | 1.9581e-08 | 2.4146e-19 | 7.3624e-09 | 0.046892 | 0.046892 | 0.046892 | 0.051858 | 0.063425 | 0.051858 | 0.063452 | 0.063425 | 0.063452 | 0.051858 | 0.047393 | 0.046892 | 0.051858 | 0.046892 | 0.046892
610 | 154561.7369 | 15722.2675 | 6009.2499 | 66455.6898 | 36997.3315 | 15423.211 | 11945.4116 | 3167.2733 | 6163.4697 | 7719.3177 | 26147.6965 | 7776.6775 | 9875.8353 | 4138.4901 | 6908.0591 | n/a | 9731.2476 | 5403.284 | 4418.0884 | 9262.0073 | 10738.0569 | 6539.7202 | 1699.9708 | 3066.8994 | 8361.2155 | 4085.9988 | 6645.3557 | 7758.8458 | 3414.3015 | 4169.2076 | 66.7651 | 28.7171 | 28.7171 | 75.1544 | 108.6069 | 36.567 | 138.4854 | 71.4928 | 138.4854 | 57.5256 | 88.2244 | 15.6085 | 27.3621 | 44.0617 | 29.4656 | 164613.1581 | 10213.5777 | 4120.2769 | 66705.861 | 29549.2429 | 14040.3946 | 5348.1142 | 5192.1138 | 4488.3891 | 3988.301 | 24859.1658 | 5517.1323 | 6141.5281 | 4622.097 | 5706.3098 | 157205.5655 | 19766.1253 | 9450.8609 | 68093.8567 | 38171.3576 | 23779.0516 | 11534.5418 | 6892.0846 | 7390.6886 | 11559.5165 | 27420.5646 | 11953.088 | 13756.6738 | 7677.3985 | 9875.5173 | 49.7348 | 49.7348 | 49.7348 | 49.7348 | 57.473 | 49.7348 | 233.6944 | 57.473 | 233.6944 | 49.7348 | 49.7348 | 49.7348 | 49.7348 | 49.7348 | 49.7348 | 0.045598 | 2.3513e-06 | 2.2039e-11 | 0.016689 | 0.014797 | 1.3945e-11 | 0.11843 | 8.2013e-21 | 0.00012738 | 1.3914e-10 | 0.0065002 | 3.7977e-11 | 6.7407e-09 | 4.0735e-19 | 1.0863e-09 | 0.045598 | 0.0456 | 0.0456 | 0.062286 | 0.077084 | 0.062286 | 0.19551 | 0.077084 | 0.19564 | 0.062286 | 0.052098 | 0.045598 | 0.062286 | 0.045598 | 0.045598
611 | 155171.0158 | 15702.3456 | 5673.1684 | 66707.6019 | 37102.5191 | 15384.8467 | 11862.7354 | 2961.5307 | 5962.6916 | 8354.0518 | 26305.8186 | 7839.3991 | 9836.9337 | 4076.0774 | 7261.4351 | n/a | 7894.1711 | 5823.9235 | 4567.4183 | 9374.5435 | 9357.0753 | 9116.3943 | 2022.2474 | 3518.0695 | 7032.4679 | 3166.3283 | 6340.2013 | 5836.8257 | 3984.7544 | 4863.3979 | 77.6895 | 40.073 | 40.073 | 85.9809 | 118.632 | 48.8673 | 147.7884 | 82.4147 | 147.7884 | 69.3194 | 98.1423 | 28.4153 | 38.9689 | 55.0468 | 40.8034 | 161661.0936 | 10630.3878 | 4449.5967 | 64192.3088 | 29078.3315 | 15182.9794 | 4966.1038 | 5289.3831 | 4221.5698 | 4938.2998 | 23553.4139 | 5907.5108 | 6203.2984 | 4553.5647 | 6115.9195 | 157141.3664 | 18490.6589 | 10257.7203 | 66359.6 | 37636.775 | 24501.5547 | 13999.7982 | 7311.6306 | 7739.6392 | 11956.7677 | 26007.4422 | 12223.212 | 11026.497 | 8447.119 | 10979.3174 | 84.6884 | 84.6884 | 84.6884 | 203.96 | 203.96 | 203.96 | 203.96 | 203.96 | 203.96 | 203.96 | 225.6693 | 203.96 | 203.96 | 84.6884 | 84.6884 | 0.055988 | 4.9083e-05 | 3.1122e-15 | 0.044738 | 0.025857 | 1.8304e-12 | 9.7512e-05 | 1.8421e-25 | 7.7105e-06 | 1.8471e-09 | 0.066334 | 1.6051e-11 | 0.00032229 | 2.0988e-23 | 3.8661e-11 | 0.055988 | 0.056038 | 0.056038 | 0.10073 | 0.12658 | 0.10073 | 0.12668 | 0.12658 | 0.12669 | 0.10073 | 0.12232 | 0.055988 | 0.10105 | 0.055988 | 0.055988
612 | 156547.8608 | 16021.5273 | 5952.9037 | 67247.2184 | 37149.8249 | 15369.3023 | 11784.1058 | 2915.0576 | 6078.9813 | 7833.4299 | 26733.0027 | 8182.9175 | 9793.9601 | 4271.4808 | 7270.6888 | n/a | 10936.627 | 3348.2969 | 4344.0154 | 7172.0145 | 10306.5914 | 7353.7949 | 1116.1636 | 4916.3844 | 7742.2286 | 4705.1937 | 6434.8886 | 7104.5116 | 2512.024 | 4222.765 | 139.6914 | 106.8854 | 106.8854 | 146.9054 | 172.7814 | 120.9191 | 195.8492 | 144.1272 | 195.8492 | 137.1003 | 152.8284 | 104.738 | 107.3726 | 118.7323 | 107.4633 | 162017.5705 | 10014.6794 | 4287.1437 | 67476.1122 | 31356.0843 | 14073.632 | 4930.4351 | 5062.9664 | 4237.5829 | 4466.9604 | 23421.6939 | 6039.8856 | 6442.4126 | 4664.4744 | 6034.5332 | 156092.6829 | 20850.5064 | 7545.0406 | 68761.1277 | 37923.5988 | 23653.1234 | 12056.73 | 6134.53 | 8941.9672 | 11488.789 | 26623.8 | 12468.0742 | 12301.9243 | 6982.0985 | 10200.3981 | 203.1267 | 203.1267 | 203.1267 | 203.1267 | 203.1267 | 203.1267 | 203.1267 | 203.1267 | 203.1267 | 203.1267 | 204.11 | 203.1267 | 203.1267 | 203.1267 | 203.1267 | 0.11593 | 4.3537e-07 | 2.1683e-06 | 0.017909 | 0.021022 | 1.5588e-11 | 0.018996 | 1.1234e-19 | 5.7154e-08 | 4.6397e-10 | 0.050091 | 6.3858e-11 | 1.5258e-06 | 9.1817e-15 | 3.1892e-09 | 0.11593 | 0.11593 | 0.11593 | 0.13384 | 0.15486 | 0.13384 | 0.17386 | 0.15486 | 0.17386 | 0.13384 | 0.16602 | 0.11593 | 0.13384 | 0.11593 | 0.11593
613 | 152978.6566 | 15188.8305 | 5720.0372 | 65832.2993 | 36757.897 | 15422.8361 | 11814.9901 | 2928.2812 | 5998.978 | 7948.6231 | 25891.1107 | 7786.5052 | 9897.8165 | 3923.369 | 7145.2629 | n/a | 7750.9999 | 5963.3585 | 3715.5263 | 9794.0448 | 10115.8254 | 5037.992 | 2116.7085 | 4640.5037 | 8312.5136 | 3444.1904 | 6679.5971 | 7098.2063 | 3810.8504 | 5319.1883 | 139.5433 | 109.3202 | 109.3202 | 146.1868 | 169.6335 | 123.2088 | 190.5292 | 143.6774 | 190.5292 | 137.8664 | 150.9372 | 108.5513 | 109.9877 | 120.0516 | 109.8437 | 163869.3734 | 9793.3948 | 4284.6323 | 68417.0422 | 31100.0316 | 13166.9538 | 5723.5748 | 5008.7853 | 4521.9528 | 4293.567 | 24865.9563 | 5806.056 | 7186.4988 | 4618.93 | 6327.689 | 155377.6 | 17235.1947 | 10233.4908 | 69555.4419 | 39586.7497 | 22604.6791 | 10742.0668 | 7080.4938 | 9151.5565 | 12160.5806 | 26367.7 | 12253.0531 | 14041.8052 | 7884.4804 | 11629.2773 | 109.5224 | 109.5224 | 109.5224 | 109.5224 | 109.5224 | 109.5224 | 285.7938 | 109.5224 | 285.7938 | 109.5224 | 109.5341 | 109.5224 | 109.5224 | 109.5224 | 109.5224 | 0.048675 | 0.00025173 | 6.3778e-15 | 0.0045574 | 0.0034492 | 2.9206e-10 | 0.47605 | 1.1839e-24 | 1.2167e-08 | 3.924e-11 | 0.020976 | 9.1629e-12 | 2.4343e-09 | 3.6344e-22 | 3.604e-13 | 0.048675 | 0.048927 | 0.048927 | 0.053233 | 0.056682 | 0.053233 | 0.53273 | 0.056682 | 0.53273 | 0.053233 | 0.069651 | 0.048675 | 0.053233 | 0.048675 | 0.048675
614 | 151702.0786 | 15307.337 | 5668.6739 | 65323.0265 | 36519.6362 | 15576.253 | 11948.0233 | 3180.5173 | 6202.546 | 8248.6825 | 25688.8056 | 8242.0022 | 9686.213 | 4045.5373 | 7102.1225 | n/a | 9087.7502 | 5141.1469 | 3518.7408 | 8278.1515 | 11536.8328 | 8497.4619 | 1852.3805 | 4085.2582 | 7806.2414 | 4888.9895 | 6209.7657 | 8427.1621 | 4131.2586 | 5083.0833 | 127.3203 | 94.1804 | 94.1804 | 134.611 | 161.2488 | 107.1367 | 185.0039 | 131.7409 | 185.0039 | 123.8 | 141.4922 | 90.4735 | 94.3945 | 106.3802 | 94.7755 | 164647.4435 | 11382.1677 | 4251.6818 | 68315.7637 | 30308.0954 | 15496.0702 | 4996.9268 | 5019.0764 | 4192.6652 | 4856.8169 | 22097.9359 | 6065.5577 | 6704.7565 | 4618.6266 | 5961.2355 | 154323.1712 | 20129.6179 | 9392.8287 | 67600.0576 | 36978.6 | 26619.403 | 13435.7887 | 6865.8569 | 8228.4234 | 12491.2583 | 26002.1 | 12033.6235 | 14928.0186 | 8700.9852 | 10403.0189 | 94.5196 | 94.5196 | 94.5196 | 94.5196 | 139.62 | 94.5196 | 139.62 | 139.62 | 139.62 | 94.5196 | 126.44 | 94.5196 | 94.5196 | 94.5196 | 94.5196 | 0.045174 | 2.5887e-07 | 9.2288e-13 | 0.011914 | 0.027428 | 1.7466e-14 | 0.00063132 | 1.5439e-20 | 3.4256e-06 | 7.2053e-11 | 0.026676 | 7.5732e-10 | 1.9028e-11 | 5.9508e-25 | 2.6133e-10 | 0.045174 | 0.045174 | 0.045174 | 0.057088 | 0.084516 | 0.057088 | 0.085148 | 0.084516 | 0.085151 | 0.057088 | 0.07185 | 0.045174 | 0.057088 | 0.045174 | 0.045174
615 | 150544.0376 | 15236.4523 | 5603.6383 | 64875.8228 | 36132.0944 | 15192.1431 | 11622.8709 | 3050.4313 | 5978.5174 | 7865.2789 | 25579.9168 | 8279.4623 | 9667.29 | 3864.3119 | 7049.333 | n/a | 9294.5476 | 6941.3641 | 3778.4604 | 7135.5781 | 10301.7839 | 9956.3293 | 2065.2817 | 4308.9564 | 8912.1978 | 3841.6892 | 6620.2216 | 7790.278 | 3163.2047 | 5724.0033 | 120.7324 | 85.6634 | 85.6634 | 128.4508 | 157.145 | 98.1354 | 182.7422 | 125.349 | 182.7422 | 116.0909 | 136.6439 | 80.1801 | 85.6078 | 98.8093 | 86.3047 | 168121.4986 | 10033.3026 | 4279.044 | 67691.5439 | 29809.6421 | 14421.2296 | 5403.4866 | 5018.2525 | 4451.0578 | 4407.7596 | 26535.0933 | 6171.2827 | 6748.6942 | 4743.213 | 6140.2893 | 153768.2 | 17666.9842 | 11183.108 | 67631.7043 | 36196.6202 | 23937.7135 | 15315.3159 | 7041.1341 | 8723.1142 | 12734.3574 | 27752.8165 | 12591.8043 | 13123.5722 | 7421.8177 | 11854.1926 | 82.26 | 82.26 | 82.26 | 82.26 | 188.0333 | 82.26 | 188.0333 | 188.0333 | 188.0333 | 82.26 | 82.26 | 82.26 | 82.26 | 82.26 | 82.26 | 0.034515 | 9.7742e-05 | 2.661e-18 | 0.0081375 | 0.038812 | 3.5985e-12 | 9.6263e-07 | 6.5334e-23 | 8.0068e-08 | 1.2071e-12 | 0.0015974 | 7.1263e-11 | 2.7437e-08 | 2.0769e-20 | 4.0449e-14 | 0.034515 | 0.034613 | 0.034613 | 0.042653 | 0.081465 | 0.042653 | 0.081466 | 0.081465 | 0.081466 | 0.042653 | 0.036112 | 0.034515 | 0.042653 | 0.034515 | 0.034515
616 | 154508.182 | 15981.1036 | 6023.557 | 66441.9316 | 37006.9148 | 15544.4775 | 11641.6086 | 3078.6605 | 5853.605 | 8295.2177 | 26359.2899 | 8161.0736 | 9772.2419 | 4148.3906 | 7088.1594 | n/a | 7306.7026 | 6696.9727 | 4040.8871 | 7595.8222 | 9210.2572 | 8679.0787 | 1573.9683 | 4602.7189 | 9136.2541 | 2575.3622 | 7078.7278 | 7894.4241 | 3781.3783 | 4440.1346 | 131.6271 | 98.5092 | 98.5092 | 138.912 | 165.3735 | 111.8453 | 188.9688 | 136.064 | 188.9688 | 128.3966 | 145.5028 | 95.2942 | 98.8117 | 110.627 | 99.1003 | 165693.2632 | 11196.5505 | 4275.9576 | 70643.8358 | 29652.668 | 14693 | 5800.8376 | 5231.9274 | 4468.246 | 4850.8954 | 23299.14 | 5876.4628 | 7004.5574 | 4547.5464 | 5917.3964 | 156863.7 | 17524.6531 | 10972.9303 | 69751.9327 | 36681.6 | 23656.7572 | 14286.3163 | 6461.5055 | 9029.2649 | 13824.2495 | 25874.5022 | 12871.5906 | 14039.1815 | 8313.9247 | 9865.858 | 106.5 | 106.5 | 106.5 | 106.5 | 240.77 | 106.5 | 240.77 | 240.77 | 240.77 | 106.5 | 228.8826 | 106.5 | 106.5 | 106.5 | 106.5 | 0.049824 | 0.0010789 | 1.8677e-15 | 0.0060148 | 0.05456 | 3.0886e-11 | 2.0105e-05 | 1.3797e-19 | 7.5141e-09 | 1.8912e-13 | 0.087139 | 7.977e-12 | 1.1951e-09 | 4.6639e-22 | 4.9912e-09 | 0.049824 | 0.050903 | 0.050903 | 0.055839 | 0.1104 | 0.055839 | 0.11042 | 0.1104 | 0.11042 | 0.055839 | 0.13696 | 0.049824 | 0.055839 | 0.049824 | 0.049824
617 | 154473.8095 | 15537.986 | 5780.4851 | 66434.736 | 36857.56 | 15575.1635 | 11942.6237 | 2924.6991 | 5841.9254 | 8085.1841 | 26404.2684 | 8104.5998 | 9882.8971 | 4060.3102 | 6951.4607 | n/a | 7741.1291 | 5866.0716 | 3768.1402 | 9361.4028 | 12089.0193 | 6778.6319 | 1772.8118 | 3677.8571 | 7201.5812 | 3006.7744 | 5305.0383 | 9017.5627 | 3930.5984 | 6152.0145 | 128.6117 | 95.284 | 95.284 | 135.9436 | 162.7118 | 108.3641 | 186.5828 | 133.0599 | 186.5828 | 125.1088 | 142.8268 | 91.6196 | 95.5108 | 107.5434 | 95.882 | 161925.8387 | 10697.3985 | 4388.2169 | 65387.4115 | 28161.5919 | 14751.5912 | 4927.6358 | 5213.9609 | 4135.8554 | 4155.5533 | 25916.3321 | 6026.5889 | 6512.1704 | 4551.8068 | 5786.2492 | 156339.0387 | 18191.5276 | 10254.2885 | 66505.0517 | 35856.8947 | 26271.9105 | 11550.1677 | 6986.7727 | 7703.6125 | 11026.6346 | 28521.0065 | 11093.4273 | 15114.0331 | 8457.4052 | 11938.2638 | 120.8473 | 120.8473 | 120.8473 | 181.6473 | 244.0677 | 181.6473 | 279.8742 | 244.0677 | 279.8742 | 181.6473 | 120.8473 | 181.6473 | 181.6473 | 120.8473 | 120.8473 | 0.057578 | 6.3612e-05 | 1.1267e-14 | 0.036367 | 0.091409 | 4.2402e-14 | 0.11403 | 3.4275e-24 | 4.2911e-06 | 2.5716e-08 | 0.0019219 | 2.6274e-08 | 3.0425e-11 | 1.2976e-23 | 9.5133e-15 | 0.057578 | 0.057642 | 0.057642 | 0.093945 | 0.18535 | 0.093945 | 0.29939 | 0.18535 | 0.29939 | 0.093945 | 0.0595 | 0.057578 | 0.093945 | 0.057578 | 0.057578
618 | 149170.9503 | 15137.1875 | 5695.8545 | 64327.9022 | 35801.7408 | 14917.1223 | 11476.3124 | 2943.903 | 5643.8441 | 7601.5483 | 25371.6947 | 7607.5065 | 9431.8157 | 3993.5125 | 6839.7086 | n/a | 8997.4794 | 6346.9985 | 4574.6856 | 9834.5944 | 8433.3682 | 9217.1887 | 1336.5689 | 5225.8571 | 7946.3315 | 4461.0879 | 4474.6284 | 6981.7785 | 4136.3605 | 3350.4924 | 109.0417 | 75.941 | 75.941 | 116.328 | 143.5894 | 87.2782 | 167.9111 | 113.3777 | 167.9111 | 104.339 | 124.3813 | 70.2176 | 75.7894 | 88.4318 | 76.5503 | 166050.7346 | 12019.4302 | 4486.717 | 67529.5167 | 30208.9703 | 14097.5061 | 5567.1098 | 5039.8733 | 4219.0963 | 4524.6788 | 24941.7582 | 5900.4798 | 7540.4012 | 4648.2088 | 6185.1728 | 152057.8 | 20675.5096 | 10826.0155 | 67041.2676 | 38579.5301 | 20995.7743 | 14646.2986 | 6376.4422 | 9434.0534 | 12044.4103 | 28217.046 | 10082.1082 | 12696.4798 | 8555.4692 | 9362.6652 | 77.61 | 77.61 | 77.61 | 77.61 | 77.61 | 77.61 | 77.61 | 77.61 | 77.61 | 77.61 | 77.61 | 77.61 | 77.61 | 77.61 | 77.61 | 0.040958 | 3.7198e-08 | 9.5268e-17 | 0.0082384 | 0.0033801 | 2.9862e-09 | 3.8739e-06 | 1.1841e-20 | 1.9343e-10 | 4.6596e-12 | 0.00055747 | 1.4247e-07 | 4.308e-08 | 8.7248e-25 | 1.2663e-08 | 0.040958 | 0.040958 | 0.040958 | 0.049196 | 0.052576 | 0.049196 | 0.05258 | 0.052576 | 0.05258 | 0.049196 | 0.041515 | 0.040958 | 0.049196 | 0.040958 | 0.040958
619 | 155638.8295 | 15622.1647 | 5892.743 | 66873.3418 | 37208.8966 | 15557.895 | 11850.51 | 3052.7849 | 5953.5348 | 8075.5531 | 26257.141 | 8317.2643 | 10118.4571 | 4263.1242 | 7047.3712 | n/a | 11732.1118 | 6444.0955 | 4080.1475 | 8669.7152 | 13304.3982 | 10314.7812 | 1876.9066 | 4069.7904 | 6206.6232 | 4210.7737 | 6712.3138 | 6526.3066 | 3700.4991 | 5026.853 | 117.571 | 82.9409 | 82.9409 | 125.1932 | 153.5881 | 95.1109 | 178.919 | 122.1227 | 178.919 | 112.8796 | 133.3913 | 77.3423 | 82.8528 | 95.9501 | 83.5755 | 169430.4722 | 10287.2588 | 4255.7721 | 68577.2416 | 31741.5734 | 13874.2025 | 5560.0748 | 5197.9275 | 4513.2302 | 4185.9239 | 24768.6598 | 5943.4923 | 5947.9209 | 4553.5345 | 6115.1261 | 155707.4 | 20223.8706 | 9872.6676 | 66817.9 | 37283.6886 | 25886.9116 | 15835.556 | 7022.5342 | 8583.0206 | 9808.7581 | 26854.8335 | 11947.9062 | 12357.5275 | 7821.6336 | 11093.7792 | 178.88 | 178.88 | 178.88 | 189.24 | 189.24 | 189.24 | 189.24 | 189.24 | 189.24 | 189.24 | 178.88 | 189.24 | 189.24 | 178.88 | 178.88 | 0.099388 | 5.6527e-07 | 4.6112e-13 | 0.038705 | 0.038533 | 1.0578e-13 | 5.157e-07 | 8.7117e-23 | 1.3118e-07 | 8.7093e-06 | 0.017722 | 1.889e-09 | 6.0519e-06 | 1.0296e-18 | 3.1246e-12 | 0.099388 | 0.099388 | 0.099388 | 0.13809 | 0.17663 | 0.13809 | 0.17663 | 0.17663 | 0.17663 | 0.1381 | 0.11711 | 0.099388 | 0.1381 | 0.099388 | 0.099388
620 | 154101.4382 | 15589.7698 | 5708.0158 | 66287.5521 | 36817.3041 | 15756.7222 | 11675.2562 | 3032.3509 | 5902.7278 | 8248.4877 | 26334.0544 | 8381.3305 | 9736.0558 | 4047.1037 | 7116.233 | n/a | 10949.0483 | 6356.1163 | 4011.5467 | 6540.0505 | 8170.5564 | 8553.2395 | 1910.3781 | 4073.8332 | 6159.2981 | 4442.2896 | 6478.7255 | 5768.5296 | 3747.9466 | 4845.3177 | 158.0721 | 128.0793 | 128.0793 | 164.6603 | 187.2204 | 143.5953 | 207.3141 | 162.2604 | 207.3141 | 157.6904 | 168.0991 | 129.5004 | 129.1367 | 138.3988 | 128.5827 | 165251.1849 | 9512.0411 | 4175.0612 | 69215.638 | 29501.8973 | 14207.3439 | 5245.9809 | 5178.8589 | 4496.1108 | 4577.5815 | 24999.8605 | 5734.5957 | 6871.721 | 4643.2643 | 5978.0367 | 157001.6 | 19946.5894 | 10531.1775 | 70424.1927 | 35746.2557 | 21256.8004 | 14037.2283 | 7089.237 | 8569.944 | 10478.9796 | 28803.9501 | 12165.6212 | 11799.6506 | 8110.0109 | 10704.9544 | 113.75 | 113.75 | 113.75 | 113.75 | 280.8306 | 113.75 | 280.8306 | 280.8306 | 280.8306 | 113.75 | 113.75 | 113.75 | 113.75 | 113.75 | 113.75 | 0.042121 | 1.0056e-06 | 7.7631e-16 | 0.0035817 | 0.095987 | 3.0857e-08 | 4.6342e-05 | 2.2123e-23 | 9.8246e-08 | 9.8617e-07 | 0.0011343 | 1.0547e-09 | 8.7583e-06 | 4.7124e-22 | 5.28e-11 | 0.042121 | 0.042122 | 0.042122 | 0.045702 | 0.14169 | 0.045702 | 0.14174 | 0.14169 | 0.14174 | 0.045703 | 0.043255 | 0.042121 | 0.045711 | 0.042121 | 0.042121
621 | 154514.6328 | 15762.8395 | 5751.2717 | 66461.6288 | 36894.5465 | 15700.0886 | 11721.2332 | 3080.5538 | 6060.9725 | 8021.7065 | 26066.8189 | 8259.0875 | 9715.5417 | 3879.9534 | 7084.0878 | n/a | 11536.3605 | 5195.843 | 4244.9539 | 9824.061 | 10788.3411 | 7978.561 | 1325.3155 | 5140.9537 | 8028.5214 | 4350.7896 | 5888.3133 | 8390.9423 | 3369.4736 | 5287.8742 | 167.3622 | 136.9432 | 136.9432 | 174.0424 | 196.6685 | 153.3028 | 216.8168 | 171.6409 | 216.8168 | 167.4361 | 177.0715 | 139.1697 | 138.1576 | 147.2907 | 137.4479 | 159168.7787 | 10246.4331 | 4315.501 | 61943.2299 | 27297.2279 | 14066.8843 | 5306.5531 | 5061.1681 | 4411.475 | 4043.4589 | 23991.8357 | 5941.6405 | 6012.5539 | 4702.3034 | 6091.0175 | 154889.3787 | 21693.0935 | 9439.444 | 65120.5838 | 36427.4889 | 24685.2254 | 13274.8141 | 6386.4837 | 9552.4288 | 11901.9803 | 26505.2253 | 11829.9538 | 14366.9962 | 8053.677 | 11378.8917 | 191.8029 | 191.8029 | 191.8029 | 261.0636 | 295.0028 | 261.0636 | 295.0028 | 295.0028 | 295.0028 | 261.0636 | 191.8029 | 261.0636 | 261.0636 | 191.8029 | 191.8029 | 0.090533 | 2.5069e-08 | 1.6665e-12 | 0.073316 | 0.061798 | 4.1166e-12 | 0.00048221 | 3.5226e-19 | 2.9026e-09 | 2.381e-10 | 0.022306 | 2.2207e-09 | 2.253e-10 | 1.8024e-23 | 8.5293e-13 | 0.090533 | 0.090533 | 0.090533 | 0.16385 | 0.22565 | 0.16385 | 0.22613 | 0.22565 | 0.22613 | 0.16385 | 0.11284 | 0.090533 | 0.16385 | 0.090533 | 0.090533
622 | 156070.7742 | 15757.2213 | 5880.9965 | 67069.4776 | 37340.2019 | 15756.9337 | 12001.6513 | 3079.1118 | 6041.8161 | 7895.2665 | 26471.6042 | 8398.1454 | 9470.9538 | 4050.5334 | 7176.6831 | n/a | 8203.216 | 5444.3042 | 4900.9031 | 7694.8164 | 10234.4369 | 7882.7272 | 2061.1061 | 4839.414 | 7037.0575 | 4824.7784 | 7694.4129 | 7923.5647 | 3317.2242 | 5444.4076 | 184.7581 | 155.0913 | 155.0913 | 191.268 | 212.5565 | 172.9515 | 231.5001 | 189.0253 | 231.5001 | 186.2397 | 192.8203 | 159.6633 | 156.7097 | 164.8201 | 155.5658 | 168580.0534 | 10776.1592 | 4480.2077 | 69288.652 | 31065.0753 | 14117.2926 | 5174.3006 | 5136.7622 | 4420.6796 | 4184.8801 | 25872.7194 | 6035.8748 | 5931.6866 | 4564.7171 | 5918.6145 | 160352.8 | 18012.6223 | 9254.012 | 72201.5551 | 37692.3917 | 24127.8295 | 12728.9278 | 7197.8683 | 9260.0936 | 11050.0376 | 28805.1978 | 13678.2878 | 13502.2514 | 7579.5413 | 11026.3221 | 109.48 | 109.48 | 109.48 | 109.48 | 202.454 | 109.48 | 202.454 | 202.454 | 202.454 | 109.48 | 109.48 | 109.48 | 109.48 | 109.48 | 109.48 | 0.019204 | 0.00018265 | 2.1364e-11 | 0.0020027 | 0.030342 | 2.1233e-11 | 0.0053996 | 2.2305e-23 | 9.9344e-09 | 6.3625e-09 | 0.0014108 | 1.0765e-12 | 1.8469e-09 | 1.9575e-19 | 1.4401e-11 | 0.019204 | 0.019386 | 0.019386 | 0.021206 | 0.051548 | 0.021206 | 0.056948 | 0.051548 | 0.056948 | 0.021206 | 0.020614 | 0.019204 | 0.021206 | 0.019204 | 0.019204
623 | 151640.5501 | 15570.5877 | 5845.0721 | 65296.7755 | 36299.8434 | 15044.4528 | 11271.8019 | 2749.835 | 5826.1481 | 7814.5886 | 25899.1052 | 7979.6341 | 9762.082 | 4035.2343 | 6819.8568 | n/a | 8846.1258 | 4869.8936 | 4335.3254 | 8407.3562 | 10098.1498 | 8514.453 | 1438.7827 | 4013.6475 | 7769.6339 | 3651.5851 | 6708.288 | 7711.4596 | 3421.5272 | 4457.5091 | 135.0224 | 102.5174 | 102.5174 | 142.171 | 167.932 | 116.1227 | 190.8993 | 139.4027 | 190.8993 | 132.2334 | 148.2602 | 100.0121 | 102.9319 | 114.3127 | 103.0928 | 163390.4108 | 10516.4952 | 4236.6574 | 66997.3386 | 31215.4964 | 14338.0206 | 5012.2034 | 5083.954 | 4226.9565 | 4021.4813 | 24329.0104 | 6037.2487 | 5450.8484 | 4748.7421 | 6303.9184 | 154762.3 | 19196.4211 | 9106.551 | 67324.7114 | 37216.8 | 23900.4704 | 13032.5563 | 6476.6367 | 8160.4041 | 11719.0153 | 26684.8955 | 12281.9367 | 12972.508 | 7947.8694 | 10752.7275 | 93.6492 | 93.6492 | 93.6492 | 93.6492 | 104.8937 | 93.6492 | 104.8937 | 104.8937 | 104.8937 | 93.6492 | 93.6492 | 93.6492 | 93.6492 | 93.6492 | 93.6492 | 0.037321 | 5.9523e-06 | 3.8382e-11 | 0.013507 | 0.018226 | 2.1409e-12 | 0.00021785 | 1.1706e-23 | 4.1976e-07 | 1.2792e-10 | 0.013218 | 3.4977e-11 | 8.5366e-08 | 2.2387e-21 | 2.8232e-12 | 0.037321 | 0.037327 | 0.037327 | 0.050829 | 0.069055 | 0.050829 | 0.069272 | 0.069055 | 0.069273 | 0.050829 | 0.050539 | 0.037321 | 0.050829 | 0.037321 | 0.037321
624 | 159580.3572 | 16198.2006 | 5866.8829 | 68476.5078 | 38132.7122 | 15849.8679 | 12341.2023 | 3113.6384 | 6325.8504 | 8260.0107 | 26974.0927 | 8601.3684 | 10003.5468 | 4150.7679 | 7356.9484 | n/a | 10123.8783 | 6891.6014 | 4059.5025 | 10163.3224 | 13380.7568 | 6927.2936 | 2163.7468 | 4014.8661 | 8092.6416 | 3739.6752 | 5818.4692 | 7313.3117 | 3145.9451 | 3903.131 | 120.7573 | 90.3474 | 90.3474 | 127.4464 | 151.748 | 102.5836 | 173.4174 | 124.8309 | 173.4174 | 117.7839 | 133.5053 | 87.3834 | 90.623 | 101.4761 | 90.8903 | 167962.2385 | 10761.3989 | 4538.93 | 67713.8408 | 32002.8308 | 12734.2874 | 5099.9019 | 5120.355 | 4261.2018 | 3642.392 | 26879.2536 | 5940.706 | 6248.0929 | 4731.7173 | 6174.2357 | 159965.9 | 20315.9772 | 11430.5315 | 68951.9469 | 40317.9568 | 25680.1442 | 12134.4992 | 7272.0018 | 8276.0679 | 11488.6335 | 30558.6288 | 11570.6752 | 13465.6047 | 7877.6625 | 9657.2245 | 158.23 | 158.23 | 158.23 | 158.23 | 158.23 | 158.23 | 260.1261 | 158.23 | 260.1261 | 158.23 | 158.23 | 158.23 | 158.23 | 158.23 | 158.23 | 0.090533 | 2.6359e-06 | 1.5845e-17 | 0.029945 | 0.0064946 | 6.0657e-13 | 0.072485 | 2.4095e-23 | 5.7604e-06 | 8.9376e-09 | 0.00024982 | 6.5665e-08 | 4.3165e-08 | 5.8339e-20 | 1.2307e-07 | 0.090533 | 0.090536 | 0.090536 | 0.12048 | 0.12697 | 0.12048 | 0.19946 | 0.12697 | 0.19946 | 0.12048 | 0.090783 | 0.090533 | 0.12048 | 0.090533 | 0.090533
625 | 156806.0538 | 15615.342 | 5817.6994 | 67353.8078 | 37311.839 | 15969.0141 | 11949.2147 | 3346.718 | 6144.3993 | 7972.8471 | 26478.614 | 8426.9191 | 10244.6201 | 4220.1802 | 7080.2211 | n/a | 12693.7434 | 6191.1924 | 3168.3297 | 9754.6099 | 10884.1051 | 8150.1061 | 1578.4282 | 3895.4478 | 7229.8242 | 4336.1451 | 7774.5702 | 6424.4415 | 2961.1883 | 4714.8478 | 142.7618 | 112.3026 | 112.3026 | 149.4567 | 173.0097 | 126.488 | 193.9988 | 146.9375 | 193.9988 | 141.2111 | 154.1057 | 111.765 | 113.0183 | 123.0819 | 112.8284 | 160074.8379 | 10690.9201 | 4210.4743 | 65113.2823 | 29395.8028 | 13046.8476 | 5181.4931 | 4998.9942 | 4304.6099 | 4073.2771 | 22658.0813 | 5823.7444 | 6538.2386 | 4616.3142 | 5653.3616 | 151951.1379 | 22346.2635 | 10213.3667 | 65801.612 | 38357.1127 | 23005.2528 | 13301.8993 | 6479.2225 | 8194.6578 | 10679.3013 | 25720.2264 | 13296.4147 | 12749.4801 | 7423.4026 | 10368.2094 | 229.8186 | 229.8186 | 229.8186 | 231.7402 | 231.7402 | 231.7402 | 231.7402 | 231.7402 | 231.7402 | 231.7402 | 231.1585 | 231.7402 | 231.7402 | 229.8186 | 229.8186 | 0.43012 | 3.0943e-09 | 2.2515e-14 | 0.080597 | 0.016679 | 7.9465e-10 | 0.00092316 | 5.3003e-17 | 2.8042e-06 | 6.6541e-08 | 0.099926 | 7.7759e-12 | 2.4126e-06 | 3.2115e-17 | 2.6544e-10 | 0.43012 | 0.43012 | 0.43012 | 0.51072 | 0.5274 | 0.51072 | 0.52832 | 0.5274 | 0.52832 | 0.51072 | 0.53005 | 0.43012 | 0.51072 | 0.43012 | 0.43012
626 | 152989.0513 | 15610.9041 | 5712.9665 | 65862.2295 | 36501.9179 | 15407.9415 | 11446.6257 | 2920.6603 | 5755.9132 | 8074.7029 | 26035.0139 | 7987.6795 | 9882.7828 | 4028.7253 | 7249.5092 | n/a | 10024.9493 | 5020.8404 | 3251.013 | 8543.6117 | 9628.2027 | 8249.476 | 1923.2936 | 5545.0644 | 9456.1382 | 4361.7307 | 8115.8479 | 5091.8374 | 2964.5566 | 5601.1967 | 170.2089 | 141.6902 | 141.6902 | 176.4685 | 197.2004 | 158.2047 | 215.6536 | 174.2785 | 215.6536 | 171.1489 | 178.4424 | 145.2606 | 143.097 | 151.1672 | 142.1525 | 166546.3207 | 9855.0023 | 4317.3799 | 69880.8533 | 30743.0934 | 14839.2567 | 4893.1383 | 5073.9417 | 4125.2565 | 4337.3021 | 24042.0448 | 5998.0581 | 7071.8227 | 4738.7182 | 6008.1361 | 157389.9 | 19683.3516 | 9283.6203 | 69231.421 | 37883.0051 | 24109.1595 | 12890.6143 | 6953.5352 | 9512.2209 | 13515.7403 | 26723 | 14033.3059 | 11672.0601 | 7345.7748 | 11514.4328 | 97.52 | 97.52 | 97.52 | 97.52 | 97.52 | 97.52 | 97.52 | 97.52 | 97.52 | 97.52 | 108.4 | 97.52 | 97.52 | 97.52 | 97.52 | 0.016748 | 2.0444e-06 | 3.0756e-12 | 0.0056925 | 0.012157 | 5.5723e-12 | 0.0005977 | 4.6046e-24 | 3.312e-10 | 1.4219e-13 | 0.01538 | 7.3988e-15 | 2.9787e-05 | 1.7261e-18 | 1.7638e-12 | 0.016748 | 0.01675 | 0.01675 | 0.022441 | 0.034598 | 0.022441 | 0.035196 | 0.034598 | 0.035196 | 0.022441 | 0.032129 | 0.016748 | 0.022471 | 0.016748 | 0.016748
627 | 149916.4955 | 15188.7233 | 5642.4324 | 64633.3724 | 35982.26 | 15201.0949 | 11592.272 | 2943.0762 | 5654.8341 | 7753.0514 | 25365.9706 | 7922.1121 | 9597.3967 | 4095.7893 | 7050.8653 | n/a | 11041.7799 | 4662.7148 | 3849.6109 | 6316.5903 | 10039.9499 | 6291.3077 | 1337.0064 | 5376.2329 | 9321.5626 | 3851.8333 | 7194.941 | 6068.0271 | 4374.9294 | 5903.4773 | 163.7852 | 133.8472 | 133.8472 | 170.36 | 192.6619 | 149.8659 | 212.522 | 167.9922 | 212.522 | 163.7971 | 173.4017 | 135.9348 | 135.0237 | 144.0468 | 134.3448 | 163994.0629 | 9815.122 | 4317.429 | 68523.1718 | 29830.0612 | 14366.1811 | 5068.9394 | 5009.3457 | 4073.9209 | 4293.1813 | 25596.7209 | 5725.4062 | 7018.5485 | 4780.9168 | 6007.8936 | 152425.0629 | 19899.2019 | 8890.8438 | 67922.4827 | 35296.1515 | 22670.331 | 10509.7472 | 6346.3521 | 9450.1538 | 12736.1439 | 27303.3541 | 12063.1472 | 12077.2756 | 8835.6462 | 11899.9709 | 122.9651 | 122.9651 | 122.9651 | 122.9651 | 288.9929 | 122.9651 | 318.783 | 288.9929 | 318.783 | 122.9651 | 122.9651 | 122.9651 | 122.9651 | 122.9651 | 122.9651 | 0.046457 | 3.1209e-07 | 1.969e-11 | 0.0057553 | 0.075962 | 1.0457e-10 | 0.50723 | 1.6828e-20 | 1.9565e-10 | 4.7911e-13 | 0.0022254 | 6.6267e-11 | 1.3919e-06 | 4.4307e-25 | 3.1567e-14 | 0.046457 | 0.046457 | 0.046457 | 0.052212 | 0.12817 | 0.052212 | 0.6354 | 0.12817 | 0.6354 | 0.052212 | 0.048682 | 0.046457 | 0.052213 | 0.046457 | 0.046457
628 | 150132.0001 | 15192.0717 | 5535.7352 | 64742.9966 | 35898.3911 | 15116.6446 | 11540.2061 | 2962.6811 | 5595.4325 | 7722.8702 | 25360.8459 | 7938.2935 | 9452.9321 | 3856.8241 | 6864.748 | n/a | 9216.3426 | 5150.044 | 3583.2496 | 9518.0079 | 10762.8151 | 7443.4587 | 1743.1354 | 3652.1502 | 10008.8801 | 3478.2395 | 6335.2511 | 5582.7512 | 3074.8728 | 5472.0216 | 148.5104 | 115.2071 | 115.2071 | 155.8322 | 181.8583 | 130.0464 | 205.056 | 153.0428 | 205.056 | 146.3187 | 161.4088 | 113.7742 | 115.8368 | 127.1207 | 115.7883 | 166676.5958 | 10809.6696 | 4389.196 | 69839.1017 | 30158.6164 | 14552.0616 | 4995.8591 | 5096.1016 | 4243.3793 | 3991.6127 | 24551.9593 | 6154.6537 | 7584.1574 | 4593.5325 | 5796.0966 | 156020.6 | 18746.5122 | 8363.6399 | 70472.7334 | 38177.8064 | 24779.1768 | 12074.6 | 6713.9371 | 7585.8117 | 13710.7928 | 26688.9208 | 12243.9048 | 12909.2086 | 7132.4053 | 11085.0182 | 62.18 | 62.18 | 62.18 | 62.18 | 62.18 | 62.18 | 64.4225 | 62.18 | 64.4225 | 62.18 | 62.18 | 62.18 | 62.18 | 62.18 | 62.18 | 0.0060621 | 5.7071e-06 | 2.2657e-10 | 0.0012227 | 0.005321 | 2.8401e-13 | 0.0087248 | 3.0409e-22 | 1.5011e-06 | 2.7007e-15 | 0.0056358 | 3.0857e-11 | 1.9901e-08 | 5.3083e-19 | 6.0438e-13 | 0.0060621 | 0.0060678 | 0.0060678 | 0.0072848 | 0.012606 | 0.0072848 | 0.021331 | 0.012606 | 0.021332 | 0.0072848 | 0.011698 | 0.0060621 | 0.0072848 | 0.0060621 | 0.0060621
629 | 155375.8197 | 15736.0115 | 5849.0302 | 66763.0229 | 37194.1172 | 15544.7419 | 12297.2298 | 2952.8346 | 6296.3611 | 7939.1117 | 26254.811 | 8075.0792 | 9808.5344 | 3881.1659 | 6727.3342 | n/a | 10140.8774 | 4766.6171 | 4272.0795 | 10056.8946 | 10811.6795 | 7967.0449 | 2281.5442 | 2301.5849 | 8050.5714 | 3299.7771 | 6435.318 | 8157.0244 | 3162.4588 | 5058.5943 | 97.8611 | 64.7295 | 64.7295 | 105.157 | 132.8515 | 75.0792 | 157.5661 | 102.1518 | 157.5661 | 92.4156 | 113.9522 | 57.743 | 64.3504 | 77.4221 | 65.3487 | 167092.316 | 10645.3933 | 4551.5895 | 68717.6266 | 31780.8629 | 13542.7701 | 5540.2647 | 5122.1613 | 4309.1369 | 4351.6114 | 24413.5248 | 5689.9951 | 7014.2266 | 4821.306 | 6180.0358 | 157016.6 | 20703.0707 | 9267.5066 | 69185.8919 | 39106.4575 | 23939.1496 | 13331.7096 | 7393.0055 | 6440.3217 | 11986.8828 | 26441.7 | 12125.3131 | 14977.2368 | 7382.0648 | 10583.7302 | 107.21 | 107.21 | 107.21 | 107.21 | 107.21 | 107.21 | 107.21 | 107.21 | 107.21 | 107.21 | 130.7 | 107.21 | 107.21 | 107.21 | 107.21 | 0.061752 | 2.5283e-07 | 1.4167e-11 | 0.011364 | 0.0078512 | 1.4958e-11 | 0.0024509 | 5.1574e-26 | 0.036178 | 8.5833e-11 | 0.032469 | 1.5074e-10 | 3.3396e-11 | 4.8329e-20 | 3.2444e-12 | 0.061752 | 0.061752 | 0.061752 | 0.073116 | 0.080967 | 0.073116 | 0.083418 | 0.080967 | 0.1196 | 0.073116 | 0.094221 | 0.061752 | 0.073116 | 0.061752 | 0.061752
630 | 153198.1576 | 15637.5222 | 5903.918 | 65921.6133 | 36575.5498 | 15359.8785 | 11684.7676 | 3053.3592 | 5816.3108 | 7951.9781 | 25975.3435 | 8012.0788 | 9538.788 | 4126.8976 | 7012.9867 | n/a | 10914.4708 | 5428.6722 | 3742.7081 | 7030.1179 | 8280.0246 | 7021.7479 | 2198.6522 | 3682.7572 | 8391.9688 | 4101.7829 | 8013.4832 | 6008.813 | 2352.6241 | 4983.8302 | 96.4881 | 59.8231 | 59.8231 | 104.5648 | 135.6396 | 70.2318 | 163.3773 | 101.1847 | 163.3773 | 89.6888 | 115.0668 | 50.775 | 59.1655 | 74.0683 | 60.518 | 162627.3513 | 9926.8779 | 4227.2926 | 66609.0851 | 30116.8732 | 13809.8765 | 5522.8071 | 5215.6873 | 4156.368 | 4574.3759 | 23323.0237 | 5925.8751 | 5870.9629 | 4711.9837 | 5666.6541 | 152452 | 18520.5633 | 9641.5647 | 67457.3932 | 36083.4911 | 20687.001 | 12487.855 | 7369.3395 | 7815.2252 | 12425.1447 | 26929.8066 | 13893.1583 | 11768.5759 | 7015.1078 | 10552.0843 | 205.29 | 205.29 | 205.29 | 205.29 | 241.3204 | 205.29 | 241.3204 | 241.3204 | 241.3204 | 205.29 | 205.29 | 205.29 | 205.29 | 205.29 | 205.29 | 0.12727 | 3.7875e-05 | 2.2695e-12 | 0.017451 | 0.063398 | 3.375e-08 | 0.0041095 | 1.393e-24 | 2.1121e-06 | 1.0977e-11 | 0.010316 | 1.7977e-14 | 3.6924e-06 | 4.7284e-16 | 5.2061e-11 | 0.12727 | 0.12731 | 0.12731 | 0.14472 | 0.20812 | 0.14472 | 0.21223 | 0.20812 | 0.21223 | 0.14472 | 0.13759 | 0.12727 | 0.14473 | 0.12727 | 0.12727
631 | 153009.4485 | 15546.3067 | 5619.6633 | 65838.2734 | 36598.4827 | 15246.3825 | 11604.0862 | 3016.0166 | 5931.1597 | 7712.0159 | 25936.2045 | 7954.1413 | 9657.0481 | 3898.7879 | 7055.7668 | n/a | 8553.4553 | 5308.8804 | 6065.0637 | 9165.1505 | 9721.3166 | 7737.0567 | 1894.5733 | 3590.2142 | 8490.0522 | 3752.6233 | 7136.7059 | 6960.1132 | 3919.0201 | 4941.4753 | 122.3847 | 88.047 | 88.047 | 129.9412 | 157.8865 | 100.6278 | 182.8131 | 126.9234 | 182.8131 | 118.1129 | 137.6921 | 83.1428 | 88.0766 | 100.8485 | 88.6715 | 168631.2589 | 9987.2633 | 3943.4615 | 72344.4826 | 32878.8559 | 14771.3501 | 4823.2238 | 5039.9561 | 4152.0505 | 4798.6325 | 23291.1676 | 5968.0451 | 8074.9557 | 4631.5877 | 6157.7793 | 156536.1 | 17461.2186 | 9145.8419 | 73398.3783 | 39956.9384 | 23882.6667 | 12281.2345 | 6877.5294 | 7742.2647 | 12715.7847 | 25888.1 | 13067.651 | 14575.8689 | 7809.3078 | 10837.5546 | 80.44 | 80.44 | 80.44 | 80.44 | 80.44 | 80.44 | 80.44 | 80.44 | 80.44 | 80.44 | 190.56 | 80.44 | 80.44 | 80.44 | 80.44 | 0.02952 | 0.00039119 | 2.8031e-12 | 0.00041341 | 0.0021413 | 5.201e-12 | 0.0058221 | 1.8119e-22 | 6.261e-06 | 3.7755e-13 | 0.045949 | 6.2121e-13 | 6.7083e-11 | 4.9082e-22 | 1.465e-11 | 0.02952 | 0.029911 | 0.029911 | 0.029933 | 0.032074 | 0.029933 | 0.037896 | 0.032074 | 0.037903 | 0.029933 | 0.075468 | 0.02952 | 0.029933 | 0.02952 | 0.02952
632 | 154698.1406 | 15409.6042 | 5673.643 | 66510.8357 | 37169.7118 | 15532.5879 | 11878.5859 | 2980.7921 | 6112.9626 | 8135.8197 | 26220.6397 | 8108.1426 | 9870.7406 | 4042.0932 | 7210.1201 | n/a | 11522.0869 | 4719.9099 | 4097.573 | 8346.9623 | 9583.0448 | 8065.5286 | 1970.1562 | 3191.6399 | 6868.613 | 3346.441 | 7305.6436 | 7769.1545 | 4053.4903 | 4476.4164 | 129.8566 | 98.1078 | 98.1078 | 136.8394 | 162.0743 | 111.2174 | 184.5737 | 134.1262 | 184.5737 | 127 | 142.9188 | 95.435 | 98.4718 | 109.6628 | 98.6715 | 164790.0294 | 10599.6375 | 4129.1831 | 68336.6999 | 31048.8901 | 14202.3773 | 5266.8085 | 5073.6059 | 4271.7597 | 4050.584 | 24796.3459 | 6014.6714 | 7812.1302 | 4590.478 | 5961.624 | 155584.0294 | 21822.8244 | 8834.593 | 68773.5729 | 37897.2524 | 23074.1222 | 13106.1371 | 7003.2621 | 7271.0995 | 10284.397 | 27339.2869 | 13243.815 | 14659.4846 | 8637.9683 | 9332.2405 | 151.3434 | 151.3434 | 151.3434 | 151.3434 | 151.3434 | 151.3434 | 151.3434 | 151.3434 | 151.3434 | 151.3434 | 151.3434 | 151.3434 | 151.3434 | 151.3434 | 151.3434 | 0.077614 | 5.4556e-09 | 3.9644e-11 | 0.012248 | 0.021889 | 1.3202e-10 | 0.0012855 | 1.448e-23 | 0.0001675 | 1.2624e-06 | 0.0082046 | 8.9784e-13 | 1.7498e-10 | 1.112e-24 | 2.5852e-07 | 0.077614 | 0.077614 | 0.077614 | 0.089862 | 0.11175 | 0.089862 | 0.11304 | 0.11175 | 0.1132 | 0.089863 | 0.085818 | 0.077614 | 0.089862 | 0.077614 | 0.077614
633 | 158800.7552 | 16220.4989 | 6291.1208 | 68158.7905 | 37957.6623 | 15829.8765 | 12042.0855 | 3110.4476 | 6072.7536 | 8085.785 | 26963.5259 | 8133.6507 | 10015.8561 | 4156.1847 | 7293.5677 | n/a | 11127.847 | 4964.279 | 4913.9749 | 9281.707 | 8477.326 | 8118.951 | 1900.1869 | 4085.394 | 7705.9257 | 3504.9112 | 6688.4967 | 7247.096 | 4055.6199 | 4086.3907 | 205.2846 | 177.4215 | 177.4215 | 211.3912 | 230.2378 | 197.0055 | 246.9878 | 209.4314 | 246.9878 | 208.755 | 210.7817 | 185.256 | 179.5818 | 186.0238 | 177.8411 | 165924.5324 | 10286.4421 | 4204.8502 | 67614.4505 | 31828.5527 | 14085.0332 | 4957.7511 | 5134.1634 | 3963.2909 | 4565.4217 | 25846.6809 | 5724.152 | 6728.1738 | 4719.1999 | 6102.7284 | 160274.9 | 21264.289 | 9169.1291 | 71121.393 | 40433.4598 | 22508.9592 | 13063.0021 | 7034.3503 | 8048.6849 | 12257.0474 | 28821.5921 | 12373.5487 | 13823.6698 | 8774.8198 | 9876.319 | 196.37 | 196.37 | 196.37 | 196.37 | 196.37 | 196.37 | 196.37 | 196.37 | 196.37 | 196.37 | 196.37 | 196.37 | 196.37 | 196.37 | 196.37 | 0.065613 | 3.0246e-07 | 1.6912e-09 | 0.0078134 | 0.0050328 | 1.6772e-09 | 0.0023975 | 3.6038e-22 | 3.5486e-06 | 6.7842e-11 | 0.002971 | 7.0081e-11 | 1.1185e-08 | 3.5818e-24 | 2.3006e-08 | 0.065613 | 0.065614 | 0.065614 | 0.073427 | 0.07846 | 0.073427 | 0.080857 | 0.07846 | 0.080861 | 0.073427 | 0.068584 | 0.065613 | 0.073427 | 0.065613 | 0.065613
634 | 152558.0179 | 15071.0625 | 5588.3359 | 65650.0054 | 36555.2651 | 15240.1952 | 11548.4767 | 2813.662 | 5917.7037 | 8043.485 | 25849.6103 | 8048.2309 | 9852.5307 | 4081.6298 | 7255.7331 | n/a | 10309.0439 | 4841.2527 | 4016.4497 | 5019.4834 | 6671.7201 | 9117.5645 | 1681.8638 | 5233.0251 | 9307.8754 | 3568.6448 | 6919.9899 | 6140.4645 | 2856.1343 | 5998.0429 | 139.8128 | 109.5619 | 109.5619 | 146.4624 | 169.9256 | 123.4758 | 190.836 | 143.9513 | 190.836 | 138.1436 | 151.208 | 108.808 | 110.2329 | 120.3007 | 110.0857 | 161557.8473 | 9119.067 | 4042.4008 | 66136.5985 | 30766.6323 | 14448.2923 | 4750.6383 | 5232.8594 | 4025.576 | 4572.0149 | 22352.4508 | 5793.0393 | 6982.8447 | 4587.9285 | 5793.3795 | 155475.9473 | 17363.7109 | 8848.1535 | 68770.3482 | 35536.6157 | 20917.2124 | 13853.6028 | 6914.7232 | 9258.6011 | 13743.6903 | 25218.9956 | 12646.4292 | 13049.3091 | 7340.7628 | 11791.4224 | 99.9814 | 99.9814 | 99.9814 | 99.9814 | 254.8884 | 99.9814 | 254.8884 | 254.8884 | 254.8884 | 99.9814 | 226.8119 | 99.9814 | 99.9814 | 99.9814 | 99.9814 | 0.041535 | 0.00012962 | 1.4781e-11 | 0.0066092 | 0.093073 | 1.2092e-08 | 5.0741e-05 | 2.7858e-25 | 4.0213e-09 | 3.6487e-14 | 0.10993 | 1.0018e-11 | 1.0164e-07 | 5.343e-18 | 3.9768e-13 | 0.041535 | 0.041665 | 0.041665 | 0.048144 | 0.14122 | 0.048144 | 0.14127 | 0.14122 | 0.14127 | 0.048144 | 0.15147 | 0.041535 | 0.048144 | 0.041535 | 0.041535
635 | 157212.7186 | 15919.5039 | 5868.5709 | 67519.6687 | 37626.7092 | 15806.7934 | 11871.3022 | 3030.7115 | 6364.4058 | 8113.4744 | 26699.0202 | 8310.1674 | 10046.3557 | 4078.2968 | 7265.63 | n/a | 8640.9889 | 5729.7784 | 3640.3364 | 9918.5501 | 8324.967 | 8177.0124 | 1777.079 | 4123.4702 | 7407.7358 | 3289.123 | 8218.4383 | 7755.4691 | 2864.596 | 5652.7139 | 143.9377 | 109.5963 | 109.5963 | 151.4899 | 178.6598 | 124.084 | 202.8824 | 148.5711 | 202.8824 | 141.0753 | 157.8393 | 107.0928 | 110.0601 | 122.0363 | 110.2031 | 166112.582 | 10112.1015 | 4028.6792 | 68873.0334 | 31188.2846 | 13501.1308 | 5903.4155 | 5162.3525 | 4342.7676 | 4169.7105 | 22879.2264 | 5698.1258 | 6557.0507 | 4771.8257 | 6087.5095 | 160372.382 | 18734.1904 | 9758.4576 | 69941.9698 | 39681.5346 | 21458.1978 | 14035.6279 | 6898.9316 | 8421.4378 | 11366.2463 | 24841.7494 | 13759.8641 | 14228.8198 | 7636.4217 | 11397.6235 | 100.8691 | 100.8691 | 100.8691 | 100.8691 | 100.8691 | 100.8691 | 100.8691 | 100.8691 | 100.8691 | 100.8691 | 240.8954 | 100.8691 | 100.8691 | 100.8691 | 100.8691 | 0.03919 | 5.0538e-05 | 7.4004e-13 | 0.011521 | 0.0070835 | 2.1998e-08 | 9.0671e-05 | 2.0968e-22 | 3.7736e-06 | 6.04e-09 | 0.32231 | 3.7609e-13 | 2.6729e-09 | 1.8529e-19 | 3.8984e-12 | 0.03919 | 0.039241 | 0.039241 | 0.050711 | 0.057794 | 0.050711 | 0.057885 | 0.057794 | 0.057889 | 0.050711 | 0.3615 | 0.03919 | 0.050711 | 0.03919 | 0.03919
636 | 154414.5135 | 15593.5065 | 6011.698 | 66415.016 | 36964.1724 | 15540.8694 | 12038.1792 | 2894.7475 | 6038.971 | 8020.2416 | 26272.3387 | 8149.8232 | 9705.373 | 3987.066 | 7214.9154 | n/a | 8325.5484 | 7191.2402 | 4191.1658 | 7735.674 | 8805.2887 | 7720.3511 | 1860.5504 | 3677.1866 | 8805.6444 | 3272.1914 | 7190.678 | 8062.2945 | 2491.4294 | 5506.1858 | 81.7141 | 47.4063 | 47.4063 | 89.2735 | 118.6602 | 56.3876 | 144.8958 | 86.0712 | 144.8958 | 74.7909 | 99.6583 | 37.9845 | 46.6182 | 60.88 | 48.0635 | 166778.5035 | 9933.6044 | 4325.148 | 70344.1776 | 31172.4003 | 14848.376 | 5422.8432 | 4984.9382 | 4494.892 | 5241.4896 | 24844.2872 | 5823.0822 | 6822.3366 | 4696.4681 | 6083.5272 | 155272.1627 | 18127.3528 | 11516.3882 | 69959.1025 | 37147.7335 | 22860.1647 | 13111.9535 | 6800.4886 | 8127.2785 | 13764.534 | 27335.0786 | 12502.8602 | 13776.7311 | 6394.6975 | 10722.913 | 126.6167 | 126.6167 | 126.6167 | 126.6167 | 146.5673 | 126.6167 | 146.5673 | 146.5673 | 146.5673 | 126.6167 | 126.6167 | 126.6167 | 126.6167 | 126.6167 | 126.6167 | 0.077977 | 8.726e-05 | 5.4192e-17 | 0.0051978 | 0.035035 | 2.3623e-10 | 0.0020669 | 1.4593e-23 | 1.9882e-06 | 2.717e-14 | 0.0089379 | 4.2535e-11 | 2.3567e-09 | 3.7099e-14 | 1.0976e-10 | 0.077977 | 0.078064 | 0.078064 | 0.083175 | 0.11821 | 0.083175 | 0.12028 | 0.11821 | 0.12028 | 0.083175 | 0.086915 | 0.077977 | 0.083175 | 0.077977 | 0.077977
637 | 157655.0575 | 15544.5021 | 5918.5441 | 67701.379 | 37631.0473 | 15581.4721 | 11954.8131 | 2991.6461 | 6321.367 | 8159.181 | 26637.7526 | 8294.3773 | 10095.8303 | 4027.7674 | 7255.8425 | n/a | 13076.6425 | 6440.5625 | 4238.7755 | 8206.0311 | 8117.6473 | 9037.6307 | 1851.2809 | 4692.649 | 6880.4435 | 4153.4984 | 7079.4944 | 7997.6574 | 3821.5823 | 5223.4724 | 139.899 | 107.9483 | 107.9483 | 146.924 | 171.9863 | 121.9566 | 194.3265 | 144.236 | 194.3265 | 137.6274 | 152.4421 | 106.2859 | 108.5004 | 119.4214 | 108.5079 | 164546.7681 | 10485.7445 | 4136.5114 | 66766.8407 | 30167.6107 | 14388.1938 | 5309.62 | 5055.5137 | 4182.2712 | 4364.2196 | 25222.6201 | 6061.8069 | 7000.9136 | 4582.9528 | 5820.7659 | 158685.1 | 23296.3869 | 10570.9739 | 69248.4162 | 38218.8418 | 22252.3412 | 14303.2507 | 6855.9946 | 8836.3201 | 10991.1631 | 28983.3185 | 13141.3014 | 13945.371 | 8404.5351 | 11044.2383 | 154.37 | 154.37 | 154.37 | 154.37 | 154.37 | 154.37 | 154.37 | 154.37 | 154.37 | 154.37 | 154.37 | 154.37 | 154.37 | 154.37 | 154.37 | 0.07477 | 2.3421e-10 | 7.1363e-15 | 0.01771 | 0.02486 | 1.3091e-09 | 5.6424e-05 | 1.1954e-22 | 4.5447e-07 | 4.9393e-08 | 0.0014163 | 6.0371e-12 | 1.0699e-08 | 1.0966e-23 | 2.5678e-11 | 0.07477 | 0.07477 | 0.07477 | 0.092481 | 0.11734 | 0.092481 | 0.1174 | 0.11734 | 0.1174 | 0.092481 | 0.076187 | 0.07477 | 0.092481 | 0.07477 | 0.07477
638 | 152671.3154 | 15386.7733 | 5685.4257 | 65704.9946 | 36497.8129 | 15324.7264 | 11638.3625 | 3013.9753 | 6086.9808 | 8148.4491 | 25948.5461 | 8031.9044 | 9846.5902 | 3991.1609 | 6914.6168 | n/a | 9711.242 | 5534.2361 | 3847.3378 | 10687.0862 | 11273.9197 | 8335.2763 | 1742.9389 | 4835.5581 | 8471.9976 | 3856.4046 | 4670.9112 | 8712.805 | 3215.8677 | 5179.2215 | 164.5874 | 135.379 | 135.379 | 171.0008 | 192.5861 | 151.4313 | 211.8051 | 168.7129 | 211.8051 | 164.9127 | 173.6564 | 137.95 | 136.6234 | 145.2492 | 135.8604 | 163410.3727 | 10972.2801 | 4177.5199 | 67923.2213 | 30173.6963 | 13774.3256 | 5398.6879 | 5181.9955 | 4343.9672 | 3622.0225 | 23864.2449 | 5835.2288 | 6712.8473 | 4723.1466 | 6358.157 | 155037.7 | 20037.6221 | 9711.756 | 67960.2591 | 39522.4824 | 24531.5454 | 13588.1643 | 6778.0343 | 9127.7253 | 11618.9202 | 26394.2 | 10464.5401 | 13776.8522 | 7939.0143 | 11199.7785 | 129.1733 | 129.1733 | 129.1733 | 129.1733 | 129.1733 | 129.1733 | 129.1733 | 129.1733 | 129.1733 | 129.1733 | 129.1805 | 129.1733 | 129.1733 | 129.1733 | 129.1733 | 0.049132 | 4.2136e-07 | 1.3412e-13 | 0.012126 | 0.0028512 | 1.3187e-12 | 0.00014895 | 5.7233e-22 | 2.5411e-08 | 2.276e-09 | 0.022001 | 3.4041e-07 | 5.2757e-09 | 9.2149e-22 | 4.9466e-13 | 0.049132 | 0.049132 | 0.049132 | 0.061258 | 0.064109 | 0.061258 | 0.064258 | 0.064109 | 0.064258 | 0.061258 | 0.071133 | 0.049132 | 0.061258 | 0.049132 | 0.049132
639 | 153597.3554 | 15690.44 | 6007.4442 | 66069.9545 | 36935.116 | 15555.2909 | 11856.8008 | 3024.332 | 6216.1904 | 8092.2621 | 26168.9028 | 8107.1766 | 9983.685 | 3985.1515 | 6912.3639 | n/a | 9602.5732 | 5957.5538 | 5270.3887 | 8168.0719 | 10857.0592 | 10126.2224 | 2085.0905 | 4629.1448 | 7147.8255 | 4430.5721 | 5116.4157 | 6997.9493 | 3259.8897 | 4627.5445 | 186.7941 | 158.6435 | 158.6435 | 192.9686 | 212.7543 | 176.6064 | 230.3531 | 190.8935 | 230.3531 | 188.9514 | 193.6943 | 164.2615 | 160.4107 | 167.6817 | 159.0844 | 166035.1118 | 10238.991 | 3980.6758 | 65973.811 | 30558.2678 | 13799.3434 | 4330.8799 | 5153.4191 | 3871.6435 | 4028.8262 | 26246.2605 | 5995.9217 | 6739.7596 | 4657.1084 | 6431.7415 | 156039.8 | 18015.7888 | 9811.0296 | 67309.5634 | 38029.5033 | 23571.0025 | 14560.7658 | 7238.5096 | 8473.3882 | 11140.9517 | 29149.6326 | 10878.1375 | 12984.4089 | 7722.998 | 10969.586 | 144.53 | 144.53 | 144.53 | 144.53 | 144.53 | 144.53 | 144.53 | 144.53 | 144.53 | 144.53 | 144.53 | 144.53 | 144.53 | 144.53 | 144.53 | 0.048223 | 0.00015054 | 2.2638e-12 | 0.02027 | 0.015834 | 4.0162e-11 | 1.9523e-05 | 2.9036e-24 | 1.217e-06 | 1.5519e-08 | 0.00052083 | 7.5006e-08 | 2.6192e-07 | 9.4449e-21 | 1.8631e-12 | 0.048223 | 0.048374 | 0.048374 | 0.068493 | 0.084327 | 0.068493 | 0.084347 | 0.084327 | 0.084348 | 0.068493 | 0.048744 | 0.048223 | 0.068494 | 0.048223 | 0.048223
640 | 154702.5445 | 15234.4961 | 5887.0906 | 66530.7288 | 37037.1688 | 15438.9876 | 11810.0303 | 2984.8159 | 6038.6743 | 8100.8973 | 26027.7783 | 8028.4037 | 10153.2073 | 4299.885 | 6966.4479 | n/a | 13121.571 | 6095.7743 | 4679.2233 | 9365.2223 | 11112.2445 | 6082.0508 | 2277.1931 | 5541.6412 | 8218.2639 | 3366.6094 | 4789.2411 | 5149.8485 | 3462.241 | 6288.7647 | 153.2039 | 122.5936 | 122.5936 | 159.9297 | 183.2478 | 137.7105 | 204.0217 | 157.443 | 204.0217 | 152.2827 | 163.9681 | 123.1385 | 123.5091 | 133.2624 | 123.114 | 168975.7429 | 10942.9063 | 4253.2407 | 69556.3791 | 31472.0683 | 13743.2858 | 5520.0405 | 5011.4057 | 4272.5632 | 4251.7115 | 26132.8201 | 5769.807 | 7131.1268 | 4645.3298 | 5890.4301 | 159258.6 | 23757.0773 | 10349.015 | 69941.1614 | 38314.8 | 24166.3799 | 11602.0912 | 7242.4988 | 9814.2044 | 12102.7754 | 27634.1276 | 10492.3481 | 12140.1752 | 7844.8707 | 11507.1947 | 86.23 | 86.23 | 86.23 | 86.23 | 89.5023 | 86.23 | 306.0326 | 89.5023 | 306.0326 | 86.23 | 86.23 | 86.23 | 86.23 | 86.23 | 86.23 | 0.015641 | 2.3073e-11 | 2.0609e-14 | 0.0056678 | 0.013538 | 5.449e-12 | 0.074603 | 8.684e-25 | 7.1984e-10 | 1.5936e-10 | 0.0039248 | 2.9104e-07 | 1.6674e-05 | 1.6428e-18 | 1.3509e-13 | 0.015641 | 0.015641 | 0.015641 | 0.021309 | 0.034846 | 0.021309 | 0.10945 | 0.034846 | 0.10945 | 0.021309 | 0.019566 | 0.015641 | 0.021326 | 0.015641 | 0.015641
641 | 156437.1538 | 15527.6678 | 5912.6672 | 67187.9118 | 37425.7019 | 15573.8408 | 11986.1675 | 2847.4411 | 6343.7194 | 8003.6686 | 26691.8784 | 8058.2213 | 9940.6452 | 4275.4216 | 7210.5957 | n/a | 8412.615 | 5689.0734 | 4830.3131 | 8172.0971 | 7190.5033 | 8722.8912 | 1951.3475 | 4768.1048 | 6652.4276 | 3651.1643 | 6785.91 | 7826.2456 | 4209.8851 | 5087.5855 | 149.1873 | 117.6262 | 117.6262 | 156.1241 | 180.4836 | 132.4363 | 202.1907 | 153.5196 | 202.1907 | 147.663 | 160.8591 | 117.2097 | 118.3931 | 128.7742 | 118.17 | 163282.1903 | 10152.6389 | 4407.1248 | 67590.8767 | 30863.3433 | 13044.6954 | 5146.2335 | 4979.8655 | 4175.869 | 3718.8854 | 23443.9504 | 5923.6095 | 7403.7232 | 4585.1686 | 6226.9613 | 158380.5 | 18325.8539 | 10096.1983 | 69110.5897 | 37374.5404 | 19732.9988 | 13858.7247 | 6931.213 | 8943.9738 | 9930.213 | 26845 | 12648.4195 | 14464.2687 | 8443.6537 | 11271.9468 | 132.17 | 132.17 | 132.17 | 132.17 | 225.749 | 132.17 | 225.749 | 225.749 | 225.749 | 132.17 | 169.64 | 132.17 | 132.17 | 132.17 | 132.17 | 0.056778 | 4.4391e-05 | 1.3734e-13 | 0.014641 | 0.04296 | 8.1791e-07 | 0.00021772 | 6.5435e-25 | 3.2298e-07 | 3.1453e-06 | 0.034252 | 1.0703e-11 | 5.7604e-10 | 1.7586e-21 | 4.8615e-12 | 0.056778 | 0.056822 | 0.056822 | 0.071418 | 0.11438 | 0.071419 | 0.1146 | 0.11438 | 0.1146 | 0.071422 | 0.09103 | 0.056778 | 0.071418 | 0.056778 | 0.056778
642 | 154243.9442 | 15307.3606 | 5773.9173 | 66322.912 | 36873.6811 | 15475.7753 | 11984.1398 | 2864.8202 | 5960.0435 | 7881.2669 | 26176.7785 | 8114.2877 | 9444.0634 | 3923.0267 | 7185.797 | n/a | 10389.819 | 5491.0274 | 4348.683 | 10622.5809 | 9046.7767 | 7671.1018 | 1861.1345 | 3441.3131 | 8620.4069 | 3717.6789 | 6293.7609 | 5539.1151 | 2754.2711 | 5171.2841 | 135.8603 | 101.2743 | 101.2743 | 143.4684 | 171.1608 | 115.06 | 195.8546 | 140.4869 | 195.8546 | 132.3818 | 150.4557 | 97.7383 | 101.5579 | 113.9563 | 101.8929 | 161583.7143 | 10145.639 | 4378.3274 | 62908.5336 | 30148.0964 | 12658.3074 | 5163.5683 | 5113.3054 | 4148.1041 | 3623.4812 | 25696.2164 | 5986.843 | 6814.981 | 4669.3607 | 5946.3395 | 154872.4191 | 20485.458 | 9869.3548 | 65792.3166 | 40612.1772 | 21593.4841 | 12776.4701 | 6962.3399 | 7552.5172 | 12198.0881 | 26209.2 | 12214.804 | 12126.796 | 7394.2318 | 11117.6236 | 170.1287 | 170.1287 | 170.1287 | 237.4645 | 237.4645 | 237.4645 | 237.4645 | 237.4645 | 237.4645 | 237.4645 | 184.56 | 237.4645 | 237.4645 | 170.1287 | 170.1287 | 0.08363 | 1.0663e-07 | 1.286e-13 | 0.049044 | 0.0015708 | 4.86e-09 | 0.0044866 | 7.5465e-25 | 1.8478e-05 | 1.9557e-11 | 0.040765 | 1.3018e-10 | 5.0345e-07 | 1.0558e-19 | 9.3189e-12 | 0.08363 | 0.08363 | 0.08363 | 0.13267 | 0.13424 | 0.13267 | 0.13873 | 0.13424 | 0.13875 | 0.13267 | 0.12439 | 0.08363 | 0.13267 | 0.08363 | 0.08363
643 | 154741.3092 | 15596.6203 | 5743.7519 | 66536.4063 | 37062.8339 | 15538.1985 | 11886.5579 | 3085.5015 | 6288.6121 | 7994.4799 | 26039.3457 | 8464.133 | 9541.7511 | 4077.6313 | 7305.9601 | n/a | 12040.1055 | 5381.7671 | 3976.8732 | 8903.9754 | 10375.614 | 9301.0199 | 1513.1917 | 4993.6967 | 5790.2988 | 4111.189 | 4859.5716 | 9468.6834 | 3502.0443 | 5421.0701 | 123.7784 | 90.502 | 90.502 | 131.1001 | 157.9946 | 103.152 | 181.981 | 128.1995 | 181.981 | 119.9775 | 138.2745 | 86.3265 | 90.6351 | 102.8207 | 91.103 | 162437.5138 | 10288.4273 | 4410.7997 | 66272.5429 | 29894.6658 | 13761.0512 | 5181.8377 | 5172.7878 | 4195.2155 | 4132.6804 | 25076.0154 | 5738.8635 | 7051.7188 | 4560.8397 | 5985.4677 | 155525.7 | 22267.8328 | 9742.5667 | 67214.0161 | 37532.2412 | 23108.2652 | 14428.6576 | 6673.8795 | 9150.3122 | 9723.5792 | 27481.1043 | 10584.9351 | 16292.0022 | 8028.1703 | 11365.1379 | 154.09 | 154.09 | 154.09 | 154.09 | 154.09 | 154.09 | 154.09 | 154.09 | 154.09 | 154.09 | 154.09 | 154.09 | 154.09 | 154.09 | 154.09 | 0.079817 | 3.5109e-09 | 2.106e-13 | 0.026906 | 0.027342 | 1.2354e-10 | 3.1437e-05 | 1.3214e-20 | 8.9726e-08 | 8.1618e-06 | 0.0050178 | 2.5995e-06 | 2.6243e-14 | 2.3202e-21 | 6.6252e-12 | 0.079817 | 0.079817 | 0.079817 | 0.10672 | 0.13407 | 0.10672 | 0.1341 | 0.13407 | 0.1341 | 0.10673 | 0.084835 | 0.07982 | 0.10672 | 0.079817 | 0.079817
644 | 153896.8791 | 15682.5931 | 5792.8821 | 66238.885 | 36691.4901 | 15599.1517 | 11636.9437 | 2972.3259 | 6084.3917 | 8104.6792 | 26105.0602 | 8272.3913 | 9404.8414 | 4070.3264 | 6897.3987 | n/a | 9925.4722 | 5233.8858 | 4558.9563 | 8362.8683 | 8282.797 | 8745.3245 | 2167.2281 | 4498.6331 | 7752.6457 | 5120.768 | 5429.0433 | 8012.514 | 3547.2984 | 6474.3735 | 96.2028 | 62.3463 | 62.3463 | 103.6592 | 132.0969 | 72.5863 | 157.4768 | 100.5707 | 157.4768 | 90.3894 | 112.8942 | 54.7834 | 61.8823 | 75.3806 | 62.9821 | 162586.3089 | 9774.2577 | 4107.4222 | 65675.7064 | 30102.443 | 14562.9377 | 5378.0336 | 5182.102 | 4207.608 | 4222.6781 | 25437.3336 | 6151.6377 | 6790.6062 | 4676.5002 | 5934.2636 | 156960.3 | 19681.6299 | 9333.008 | 66642.0514 | 36481 | 22207.6347 | 14123.3581 | 7323.0301 | 8706.2411 | 11337.2237 | 29606.4039 | 11580.681 | 14032.8202 | 7918.9986 | 12403.3371 | 67.69 | 67.69 | 67.69 | 136.1444 | 204.59 | 136.1444 | 204.59 | 204.59 | 204.59 | 136.1444 | 67.69 | 136.1444 | 136.1444 | 67.69 | 67.69 | 0.040013 | 2.5579e-06 | 5.1898e-12 | 0.030804 | 0.04945 | 1.5661e-09 | 3.1646e-05 | 2.2222e-25 | 1.7795e-07 | 6.5461e-09 | 0.00023814 | 7.8338e-09 | 1.3293e-10 | 6.6862e-21 | 3.605e-16 | 0.040013 | 0.040016 | 0.040016 | 0.070817 | 0.12027 | 0.070817 | 0.1203 | 0.12027 | 0.1203 | 0.070817 | 0.040252 | 0.040013 | 0.070817 | 0.040013 | 0.040013
645 | 149980.9565 | 15388.0128 | 5871.0725 | 64653.0708 | 36002.8056 | 14958.606 | 11688.0289 | 2915.1152 | 6194.1574 | 7691.934 | 25571.1273 | 7878.3229 | 9522.4696 | 4065.1216 | 6845.6316 | n/a | 11231.2167 | 4985.7744 | 3184.8804 | 7959.9749 | 9336.0947 | 6022.5947 | 2011.3004 | 4035.6548 | 6570.6072 | 4507.7822 | 6593.0074 | 7536.601 | 3371.4262 | 4411.3803 | 132.073 | 97.3328 | 97.3328 | 139.716 | 167.6906 | 110.7913 | 192.6385 | 136.7009 | 192.6385 | 128.2914 | 147.0204 | 93.2913 | 97.5292 | 110.1453 | 97.9578 | 160540.7377 | 8936.2537 | 4237.7142 | 67295.3145 | 28705.2048 | 14578.689 | 5445.043 | 5197.1086 | 4510.7366 | 4180.0487 | 24028.2042 | 5811.4029 | 6198.3722 | 4782.4004 | 5839.5911 | 152662.7314 | 19938.7704 | 9195.3887 | 67665.5886 | 36547.1734 | 23102.2837 | 11401.7313 | 7202.209 | 8480.2914 | 10060.8559 | 26384.8864 | 12281.7104 | 12170.2732 | 8039.1267 | 10177.5714 | 96.8735 | 96.8735 | 96.8735 | 96.8735 | 133.3693 | 96.8735 | 288.9578 | 133.3693 | 288.9578 | 96.8735 | 96.8735 | 96.8735 | 96.8735 | 96.8735 | 96.8735 | 0.043927 | 5.4057e-07 | 2.8151e-11 | 0.0068687 | 0.025264 | 1.2547e-11 | 0.094015 | 1.7264e-25 | 1.0276e-06 | 2.275e-07 | 0.012481 | 1.6225e-11 | 6.3869e-07 | 1.5586e-21 | 1.0752e-10 | 0.043927 | 0.043927 | 0.043927 | 0.050796 | 0.076059 | 0.050796 | 0.17007 | 0.076059 | 0.17008 | 0.050796 | 0.056408 | 0.043927 | 0.050796 | 0.043927 | 0.043927
646 | 158465.9761 | 15913.2359 | 5672.9067 | 68013.2095 | 37743.3743 | 15766.9511 | 12033.6941 | 3330.7208 | 6031.3217 | 7904.7062 | 26668.1527 | 8392.5257 | 9972.5484 | 4095.1652 | 7502.001 | n/a | 11140.3509 | 4090.1276 | 3720.7704 | 8476.3972 | 12070.4525 | 8410.7803 | 2172.9277 | 4372.6671 | 8514.8214 | 4169.2468 | 7612.1962 | 7355.4634 | 3100.3359 | 5182.6785 | 122.1836 | 89.1728 | 89.1728 | 129.447 | 156.1488 | 101.6681 | 179.9637 | 126.5667 | 179.9637 | 118.3733 | 136.6036 | 84.963 | 89.2926 | 101.4033 | 89.7694 | 170176.7347 | 9959.9889 | 4334.7064 | 70775.9564 | 32690.0131 | 14765.0477 | 5746.1188 | 5038.8774 | 4680.7433 | 4685.8675 | 26353.5022 | 5847.793 | 7331.4747 | 4551.303 | 6009.0728 | 162636.1 | 20814.0573 | 8314.2341 | 72525.7267 | 40272.3103 | 26598.6002 | 13974.4991 | 7211.8051 | 9053.4104 | 13152.0889 | 29417.4968 | 13271.6893 | 14523.2381 | 7535.2389 | 11173.1513 | 74.4197 | 74.4197 | 74.4197 | 74.4197 | 74.4197 | 74.4197 | 74.4197 | 74.4197 | 74.4197 | 74.4197 | 74.4197 | 74.4197 | 74.4197 | 74.4197 | 74.4197 | 0.021383 | 3.3889e-07 | 1.245e-09 | 0.0030448 | 0.0047528 | 4.2061e-14 | 0.00018374 | 1.2168e-20 | 2.4341e-08 | 2.1017e-13 | 0.00079134 | 6.7817e-12 | 5.4804e-10 | 8.0866e-19 | 9.6661e-11 | 0.021383 | 0.021383 | 0.021383 | 0.024428 | 0.02918 | 0.024428 | 0.029364 | 0.02918 | 0.029364 | 0.024428 | 0.022174 | 0.021383 | 0.024428 | 0.021383 | 0.021383
647 | 154918.904 | 15502.4927 | 5663.1084 | 66615.4841 | 37037.5972 | 15534.9502 | 11676.0148 | 2996.3712 | 5785.0427 | 7953.8548 | 26164.3792 | 8186.3987 | 9724.7278 | 3885.576 | 7269.8856 | n/a | 10413.4484 | 5765.4882 | 5365.0325 | 9430.3267 | 12072.7556 | 10209.486 | 2539.6998 | 4234.3487 | 7899.7012 | 4364.7588 | 6141.067 | 7874.7927 | 3626.2497 | 5518.9021 | 130.4626 | 96.0054 | 96.0054 | 138.0436 | 165.8096 | 109.307 | 190.5719 | 135.0505 | 190.5719 | 126.6768 | 145.3233 | 91.9373 | 96.1894 | 108.7225 | 96.6258 | 165415.5663 | 10403.0421 | 4228.5566 | 67701.9896 | 30512.8706 | 15062.9664 | 5186.9485 | 5073.8579 | 4300.9048 | 4622.7847 | 25852.0515 | 5826.6169 | 6999.0708 | 4553.6139 | 6048.1625 | 157384.8 | 20692.0905 | 9921.4449 | 69752.2221 | 37508.8973 | 26937.922 | 15177.5345 | 7613.5577 | 8455.0535 | 12351.7859 | 28697.3103 | 11940.5839 | 14636.7635 | 8098.9636 | 11567.0647 | 102.4056 | 102.4056 | 102.4056 | 102.4056 | 142.845 | 102.4056 | 142.845 | 142.845 | 142.845 | 102.4056 | 102.4056 | 102.4056 | 102.4056 | 102.4056 | 102.4056 | 0.048223 | 1.2194e-07 | 2.5809e-14 | 0.0067308 | 0.027289 | 6.4187e-15 | 1.7498e-06 | 1.3227e-26 | 7.4672e-08 | 1.5964e-11 | 0.0010093 | 8.0117e-10 | 7.9358e-11 | 1.2164e-23 | 1.5756e-12 | 0.048223 | 0.048223 | 0.048223 | 0.054954 | 0.082244 | 0.054954 | 0.082245 | 0.082244 | 0.082245 | 0.054954 | 0.049233 | 0.048223 | 0.054954 | 0.048223 | 0.048223
648 | 152989.1232 | 15429.7548 | 5784.3262 | 65860.5936 | 36759.0645 | 15187.8067 | 11420.1148 | 3100.0628 | 5865.1205 | 7844.4808 | 26103.0576 | 8129.4883 | 9717.7247 | 4060.098 | 7194.5528 | n/a | 9030.5658 | 5245.5786 | 4347.6339 | 8868.3673 | 9928.1306 | 6881.3254 | 1803.7332 | 4648.9389 | 8019.2852 | 3110.0938 | 5971.5538 | 8990.5901 | 3217.8309 | 5673.8425 | 119.675 | 86.3266 | 86.3266 | 127.0136 | 154.1243 | 98.6172 | 178.306 | 124.0865 | 178.306 | 115.5797 | 134.488 | 81.6547 | 86.3718 | 98.7455 | 86.9324 | 161229.5875 | 9757.712 | 4364.2203 | 68651.1079 | 30937.0865 | 13992.0962 | 5515.0925 | 5212.2068 | 4206.1088 | 4357.8935 | 23914.4206 | 5950.8369 | 7396.8062 | 4681.827 | 6109.6303 | 154565.1875 | 18774.4778 | 9595.9989 | 70362.1417 | 38755.6538 | 23589.9267 | 12350.4179 | 7015.94 | 8855.0477 | 12277.5787 | 26438.2144 | 11691.6907 | 15487.3963 | 7647.9579 | 11597.0727 | 123.63 | 123.63 | 123.63 | 123.63 | 123.63 | 123.63 | 123.63 | 123.63 | 123.63 | 123.63 | 123.63 | 123.63 | 123.63 | 123.63 | 123.63 | 0.062622 | 1.0999e-05 | 8.5609e-13 | 0.0028038 | 0.0071512 | 8.8264e-12 | 0.00268 | 3.3945e-22 | 1.9011e-08 | 9.9173e-12 | 0.02602 | 1.7707e-09 | 2.3723e-12 | 1.112e-19 | 6.7826e-13 | 0.062622 | 0.062633 | 0.062633 | 0.065426 | 0.072577 | 0.065426 | 0.075257 | 0.072577 | 0.075257 | 0.065426 | 0.088642 | 0.062622 | 0.065426 | 0.062622 | 0.062622
649 | 156520.2328 | 15626.8668 | 5877.827 | 67255.0434 | 37319.5277 | 15538.1633 | 12178.5872 | 3093.1196 | 6301.7262 | 8019.018 | 26705.2577 | 8099.6653 | 10224.3742 | 4049.792 | 7198.1128 | n/a | 8537.4878 | 5855.6981 | 3662.6846 | 7357.4027 | 8428.4465 | 7218.4554 | 1997.5889 | 3500.5328 | 5851.915 | 4928.7734 | 6375.7569 | 7285.4269 | 3803.3403 | 4118.7702 | 116.703 | 81.3 | 81.3 | 124.4961 | 153.6509 | 93.4326 | 179.6617 | 121.3409 | 179.6617 | 111.6783 | 133.1045 | 75.1871 | 81.1395 | 94.6583 | 81.9516 | 166473.4712 | 10817.9313 | 4276.1213 | 67722.7096 | 30023.2796 | 14664.6466 | 4999.3666 | 5221.2062 | 4293.6625 | 4179.5358 | 26203.733 | 5736.1991 | 6613.6031 | 4520.3547 | 5895.5871 | 159049 | 19189.7191 | 10123.5194 | 68766.8723 | 36558.4603 | 22711.8932 | 12105.5 | 7218.7952 | 7681.8733 | 9930.0508 | 29080.4064 | 11832.156 | 12923.03 | 8133.0951 | 10007.9573 | 90.98 | 90.98 | 90.98 | 90.98 | 244.8158 | 90.98 | 247.73 | 244.8158 | 247.73 | 90.98 | 90.98 | 90.98 | 90.98 | 90.98 | 90.98 | 0.047553 | 7.1675e-06 | 7.8746e-14 | 0.017929 | 0.079274 | 3.4239e-10 | 0.050527 | 2.5648e-23 | 7.2447e-05 | 3.4537e-06 | 0.0013686 | 7.346e-10 | 1.1171e-06 | 3.8636e-22 | 5.3078e-09 | 0.047553 | 0.04756 | 0.04756 | 0.065482 | 0.14476 | 0.065482 | 0.19528 | 0.14476 | 0.19536 | 0.065486 | 0.048922 | 0.047553 | 0.065483 | 0.047553 | 0.047553
650 | 154456.5972 | 15419.3463 | 5812.2713 | 66429.4267 | 36850.2479 | 15695.7056 | 11968.9728 | 3017.3777 | 6006.2682 | 8126.7886 | 26312.8209 | 8271.1735 | 9666.2724 | 3886.4037 | 7261.2647 | n/a | 10038.1831 | 5546.8026 | 4267.499 | 8542.4867 | 10390.0323 | 7047.8259 | 1996.1707 | 5697.2929 | 7161.9231 | 3922.1108 | 6036.2562 | 6608.3722 | 3398.5938 | 3582.2899 | 97.6655 | 62.3897 | 62.3897 | 105.435 | 135.1577 | 72.8317 | 161.6857 | 102.2052 | 161.6857 | 91.4401 | 115.2244 | 54.2233 | 61.8545 | 76.0137 | 63.0543 | 161556.3915 | 11001.9997 | 4237.9912 | 64429.4257 | 28517.4409 | 14774.3305 | 5600.2974 | 5105.8911 | 4433.5651 | 4550.5189 | 23958.9763 | 5925.7673 | 7005.4132 | 4552.9375 | 5913.796 | 156101.7915 | 20638.5828 | 9743.8938 | 66896.1247 | 36141.2276 | 24852.3629 | 11994.2233 | 7102.0618 | 9476.958 | 11407.1421 | 26918.6872 | 11955.3234 | 13438.4854 | 7769.3313 | 9198.9859 | 109.093 | 109.093 | 109.093 | 134.8012 | 234.6001 | 134.8012 | 234.6001 | 234.6001 | 234.6001 | 134.8012 | 109.093 | 134.8012 | 134.8012 | 109.093 | 109.093 | 0.061465 | 1.0578e-07 | 4.434e-13 | 0.029864 | 0.076385 | 2.6429e-12 | 0.038481 | 1.2394e-23 | 2.759e-09 | 5.4278e-09 | 0.017543 | 1.3365e-09 | 7.5069e-09 | 5.861e-22 | 7.8555e-07 | 0.061465 | 0.061465 | 0.061465 | 0.091328 | 0.16771 | 0.091328 | 0.20619 | 0.16771 | 0.20619 | 0.091328 | 0.079008 | 0.061465 | 0.091328 | 0.061465 | 0.061465
651 | 154854.8009 | 15679.4447 | 5959.1671 | 66566.3958 | 37048.5565 | 15488.6513 | 12135.5491 | 2944.99 | 6205.693 | 7888.6466 | 26308.5207 | 8283.7763 | 10133.1542 | 4133.731 | 7159.1284 | n/a | 7356.6059 | 3785.656 | 3962.0129 | 7724.8587 | 9155.4345 | 7208.7375 | 2223.7618 | 3806.8124 | 6944.5458 | 3964.092 | 5563.5888 | 8093.8618 | 2838.5818 | 5725.684 | 101.1924 | 66.0832 | 66.0832 | 108.9243 | 138.3626 | 76.8286 | 164.6347 | 105.7282 | 164.6347 | 95.2575 | 118.4079 | 58.3998 | 65.6308 | 79.5757 | 66.7413 | 169684.961 | 10845.2425 | 4429.3558 | 71254.1051 | 31626.6123 | 13894.6178 | 5475.2817 | 5120.7719 | 4343.1935 | 4076.7287 | 25694.7166 | 6233.9018 | 6946.3544 | 4823.0913 | 6128.989 | 157826.2 | 18022.4484 | 8200.5118 | 69968.1184 | 37809.371 | 21488.6523 | 12492.0192 | 7331.5337 | 8067.8059 | 10406.0745 | 28098.009 | 11666.7906 | 14865.7162 | 7649.6731 | 11816.173 | 72.2712 | 72.2712 | 72.2712 | 72.2712 | 96.0691 | 72.2712 | 96.0691 | 96.0691 | 96.0691 | 72.2712 | 72.2712 | 72.2712 | 72.2712 | 72.2712 | 72.2712 | 0.041342 | 0.00014364 | 3.6211e-08 | 0.0057049 | 0.021221 | 6.6719e-09 | 0.015406 | 8.6679e-26 | 7.2742e-06 | 1.4723e-07 | 0.0030753 | 5.6363e-09 | 3.5849e-10 | 5.0141e-19 | 1.4237e-13 | 0.041342 | 0.041485 | 0.041485 | 0.047047 | 0.068268 | 0.047047 | 0.083673 | 0.068268 | 0.08368 | 0.047047 | 0.044417 | 0.041342 | 0.047047 | 0.041342 | 0.041342
652 | 158518.822 | 16217.8474 | 6034.8195 | 68041.8862 | 37757.7051 | 15903.3349 | 12032.7722 | 2971.6545 | 6089.6218 | 8087.3872 | 26814.4487 | 8302.2051 | 10127.1329 | 3982.0818 | 7132.862 | n/a | 9671.6173 | 6359.9426 | 4019.0342 | 6339.4635 | 7875.3294 | 8202.0171 | 1899.9933 | 4202.0858 | 5375.2542 | 4037.5088 | 5629.1884 | 8359.1908 | 3210.8753 | 5811.1115 | 141.9774 | 109.3791 | 109.3791 | 149.145 | 174.7428 | 123.6044 | 197.5606 | 146.3991 | 197.5606 | 139.6103 | 154.8243 | 107.5986 | 109.9271 | 121.0976 | 109.9507 | 164526.3906 | 8926.8381 | 4070.1819 | 67565.0673 | 29733.477 | 13538.3161 | 5315.4292 | 5025.4149 | 4218.0443 | 4296.8864 | 23925.9867 | 5967.8556 | 7446.9043 | 4493.4416 | 6299.359 | 158981.3906 | 17583.6554 | 10395.2245 | 69947.1015 | 34813.9405 | 21154.5455 | 13474.1464 | 6911.4082 | 8420.1301 | 9666.6406 | 27946.4955 | 11343.444 | 15710.8951 | 7522.0169 | 12098.3706 | 174.8614 | 174.8614 | 174.8614 | 174.8614 | 262.1142 | 174.8614 | 262.1142 | 262.1142 | 262.1142 | 174.8614 | 174.8614 | 174.8614 | 174.8614 | 174.8614 | 174.8614 | 0.088445 | 0.0017297 | 7.8104e-14 | 0.014941 | 0.32844 | 6.559e-08 | 0.00074005 | 3.4417e-23 | 6.9834e-07 | 1.854e-05 | 0.0083471 | 2.8916e-08 | 1.2701e-11 | 8.7482e-20 | 2.2459e-14 | 0.088445 | 0.090175 | 0.090175 | 0.10339 | 0.43183 | 0.10339 | 0.43257 | 0.43183 | 0.43257 | 0.10341 | 0.096793 | 0.088446 | 0.10339 | 0.088445 | 0.088445
653 | 163537.0863 | 16520.3543 | 6176.6185 | 70009.6715 | 38880.1077 | 16100.3367 | 12346.2351 | 3102.3547 | 6231.9779 | 8339.5776 | 27606.7998 | 8182.5679 | 10460.2152 | 4450.2769 | 7525.1533 | n/a | 10662.6005 | 4443.4746 | 4562.383 | 10354.1443 | 7707.9563 | 7327.9292 | 1507.8879 | 4695.4786 | 5311.2089 | 4576.2668 | 6148.0433 | 7882.7779 | 2187.647 | 4681.5877 | 172.0683 | 141.5566 | 141.5566 | 178.7678 | 201.3112 | 158.3374 | 221.3831 | 176.3784 | 221.3831 | 172.4171 | 181.5329 | 144.2577 | 142.8594 | 151.8649 | 142.0595 | 162925.7488 | 9890.629 | 4502.08 | 67284.32 | 31325.7294 | 14449.412 | 4820.9561 | 5182.2111 | 3934.789 | 4160.0619 | 24910.8028 | 5967.1573 | 6825.9158 | 4693.1449 | 6046.5418 | 160969.1488 | 20327.3295 | 8881.1545 | 70414.4031 | 41164.2737 | 21511.2684 | 12107.0852 | 6690.0991 | 8588.4676 | 8877.1708 | 29463.0696 | 12063.2006 | 14494.0937 | 6880.7919 | 10716.7294 | 258.1025 | 258.1025 | 258.1025 | 258.1025 | 258.1025 | 258.1025 | 332.0747 | 258.1025 | 332.0747 | 258.1025 | 258.1025 | 258.1025 | 258.1025 | 258.1025 | 258.1025 | 0.21065 | 6.5288e-06 | 3.5387e-09 | 0.031116 | 0.0061998 | 5.1853e-08 | 0.079153 | 1.6772e-20 | 7.9503e-07 | 0.0030643 | 0.0031695 | 4.3579e-10 | 9.0089e-09 | 5.1107e-13 | 1.354e-09 | 0.21065 | 0.21066 | 0.21066 | 0.24177 | 0.24797 | 0.24177 | 0.32712 | 0.24797 | 0.32712 | 0.24483 | 0.21382 | 0.21065 | 0.24177 | 0.21065 | 0.21065
654 | 154081.178 | 15461.6411 | 5841.6566 | 66276.262 | 36909.5807 | 15405.1329 | 11605.0806 | 2973.2149 | 5903.8335 | 7690.6802 | 26196.2976 | 8443.0318 | 9710.899 | 4033.6405 | 7057.3351 | n/a | 10208.2367 | 5995.9987 | 6117.474 | 7385.8482 | 7480.2914 | 8225.1118 | 1563.2051 | 4761.9528 | 5558.9228 | 3019.246 | 6078.6861 | 6788.0398 | 3146.5243 | 5450.1397 | 148.8226 | 118.1595 | 118.1595 | 155.5611 | 179.0872 | 132.8915 | 200.0494 | 153.0486 | 200.0494 | 147.5957 | 159.9088 | 118.1874 | 118.9828 | 128.925 | 118.6846 | 171129.812 | 10972.5067 | 4335.3951 | 69972.6908 | 32200.5402 | 13177.563 | 5285.0994 | 5198.2965 | 4353.5634 | 4175.1371 | 27071.5059 | 5835.8774 | 6750.4165 | 4677.5602 | 5907.0096 | 154945.9881 | 20752.5433 | 10323.6938 | 69318.7409 | 37159.6644 | 19272.4544 | 13491.7872 | 6598.9017 | 9067.1162 | 9257.0599 | 26862.9519 | 11006.1635 | 11364.9564 | 7561.4845 | 11143.7493 | 161.829 | 161.829 | 161.829 | 161.829 | 183.7175 | 161.829 | 183.7175 | 183.7175 | 183.7175 | 161.829 | 161.829 | 161.829 | 161.829 | 161.829 | 161.829 | 0.077977 | 9.1816e-08 | 1.4499e-14 | 0.0070664 | 0.033052 | 1.5515e-06 | 0.00017592 | 1.6774e-21 | 9.0895e-09 | 1.3356e-05 | 0.015973 | 3.3117e-07 | 4.5544e-05 | 1.6802e-19 | 2.567e-12 | 0.077977 | 0.077977 | 0.077977 | 0.085043 | 0.11809 | 0.085045 | 0.11827 | 0.11809 | 0.11827 | 0.085058 | 0.09395 | 0.077979 | 0.085089 | 0.077977 | 0.077977
655 | 156188.0641 | 15683.482 | 5901.7214 | 67096.2742 | 37369.6485 | 15851.7553 | 11937.0418 | 3018.3658 | 6129.1472 | 8063.9234 | 26492.9398 | 8602.8856 | 9908.2616 | 4001.4884 | 7025.3638 | n/a | 9457.2515 | 5556.026 | 2989.3336 | 7242.0647 | 11624.3184 | 8360.3789 | 2297.0203 | 4506.1584 | 5702.2038 | 3524.8582 | 6492.648 | 6616.8294 | 3608.1902 | 5551.6512 | 111.5181 | 78.1678 | 78.1678 | 118.8591 | 146.2663 | 89.7369 | 170.7171 | 115.8941 | 170.7171 | 106.8883 | 126.8654 | 72.5856 | 78.0485 | 90.725 | 78.7804 | 162257.8057 | 11236.3662 | 4397.1038 | 65811.8849 | 28936.0406 | 13357.9979 | 5024.8714 | 5164.1948 | 4225.1821 | 3860.9583 | 23898.5689 | 5715.9821 | 6718.2865 | 4790.6954 | 6081.4278 | 157311.9165 | 20665.5176 | 9944.8299 | 66886.6292 | 35943.816 | 24465.4162 | 13250.0611 | 7461.2151 | 8731.3405 | 9126.7622 | 27108.9271 | 12128.1301 | 12825.1159 | 8387.2856 | 11633.079 | 134.9853 | 134.9853 | 134.9853 | 193.2602 | 231.4145 | 193.2602 | 231.4145 | 231.4145 | 231.4145 | 193.2602 | 134.9853 | 193.2602 | 193.2602 | 134.9853 | 134.9853 | 0.072368 | 2.3414e-07 | 3.2026e-13 | 0.041752 | 0.12058 | 1.3072e-11 | 0.0010281 | 1.6466e-25 | 2.1308e-07 | 0.00022102 | 0.017391 | 5.3411e-09 | 3.3452e-07 | 7.1555e-24 | 1.146e-13 | 0.072368 | 0.072368 | 0.072368 | 0.11412 | 0.2347 | 0.11412 | 0.23573 | 0.2347 | 0.23573 | 0.11434 | 0.089758 | 0.072368 | 0.11412 | 0.072368 | 0.072368
656 | 158401.3915 | 15710.6257 | 5894.6677 | 67996.9157 | 37849.627 | 15923.9379 | 11685.0512 | 3061.218 | 5957.511 | 8216.1851 | 26986.6459 | 8406.5979 | 9405.7493 | 3999.5872 | 7561.6641 | n/a | 12045.329 | 7191.9285 | 3544.4001 | 8144.4143 | 8602.5826 | 8310.9302 | 1959.5878 | 3666.4968 | 8359.1793 | 3717.42 | 7287.1801 | 7185.3088 | 3351.6763 | 5127.085 | 147.9386 | 116.8104 | 116.8104 | 154.7801 | 178.7766 | 131.488 | 200.1598 | 152.215 | 200.1598 | 146.4875 | 159.3983 | 116.4886 | 117.583 | 127.7921 | 117.3461 | 160900.7565 | 10265.0469 | 4136.7543 | 65470.2624 | 28122.7894 | 14681.9069 | 5429.7671 | 5041.058 | 4495.2719 | 4204.1409 | 23175.0766 | 5824.253 | 5659.6318 | 4553.4992 | 5960.985 | 157528.8565 | 22310.3758 | 11328.6828 | 68098.5625 | 35782.1038 | 23075.9895 | 13658.3972 | 6955.6459 | 8100.4687 | 12543.7202 | 26180.2966 | 12922.5331 | 12670.8406 | 7873.1755 | 11088.07 | 213.4286 | 213.4286 | 213.4286 | 213.4286 | 268.1649 | 213.4286 | 268.1649 | 268.1649 | 268.1649 | 213.4286 | 239.0974 | 213.4286 | 213.4286 | 213.4286 | 213.4286 | 0.13088 | 4.7015e-09 | 4.2924e-17 | 0.035846 | 0.18253 | 5.6531e-10 | 0.00014237 | 2.4409e-22 | 1.3405e-06 | 4.4443e-11 | 0.10353 | 3.7761e-11 | 4.1399e-08 | 2.3557e-21 | 2.4518e-10 | 0.13088 | 0.13088 | 0.13088 | 0.16673 | 0.34926 | 0.16673 | 0.3494 | 0.34926 | 0.3494 | 0.16673 | 0.23441 | 0.13088 | 0.16673 | 0.13088 | 0.13088
657 | 149842.9776 | 15236.7931 | 5846.3387 | 64586.2719 | 35919.9839 | 15127.6498 | 11537.8299 | 2853.0059 | 5851.3096 | 7584.7953 | 25461.3025 | 7900.3563 | 9473.3461 | 3712.1486 | 6949.4608 | n/a | 8456.7742 | 5965.3216 | 3825.1361 | 11160.046 | 10706.7997 | 6735.2708 | 1918.9966 | 4515.112 | 7637.6214 | 3752.4419 | 6780.9663 | 7830.5151 | 3422.5911 | 5184.2678 | 164.515 | 136.0499 | 136.0499 | 170.7642 | 191.6515 | 152.0578 | 210.2463 | 168.5535 | 210.2463 | 165.1014 | 173.0843 | 139.0143 | 137.3456 | 145.5996 | 136.5157 | 166536.9483 | 9877.3079 | 4245.7465 | 70924.8153 | 31593.2726 | 15130.068 | 5335.2021 | 5113.8432 | 4368.4818 | 4320.3588 | 22388.1143 | 6225.9683 | 6710.0407 | 4732.7709 | 6231.1574 | 153224.7 | 17369.0821 | 10180.8681 | 68233.9031 | 39572.5186 | 24350.8194 | 11758.1728 | 6872.4398 | 8856.1938 | 11537.3319 | 24482.8562 | 12757.0346 | 13833.2557 | 7633.0621 | 11232.3252 | 109.29 | 109.29 | 109.29 | 109.29 | 109.29 | 109.29 | 150.4397 | 109.29 | 150.4397 | 109.29 | 259.6264 | 109.29 | 109.29 | 109.29 | 109.29 | 0.030696 | 0.0002063 | 3.8376e-14 | 0.0045721 | 0.0015558 | 9.2368e-13 | 0.021754 | 1.6527e-24 | 1.7088e-08 | 5.5296e-11 | 0.13223 | 1.8538e-12 | 4.6945e-10 | 4.368e-23 | 5.6848e-13 | 0.030696 | 0.030902 | 0.030902 | 0.035268 | 0.036824 | 0.035268 | 0.058578 | 0.036824 | 0.058578 | 0.035268 | 0.16292 | 0.030696 | 0.035268 | 0.030696 | 0.030696
658 | 157693.868 | 15866.4606 | 6270.9358 | 67711.6391 | 37527.6263 | 15809.8658 | 12061.8948 | 2985.107 | 6227.0065 | 8133.2163 | 26600.9245 | 8149.6355 | 10104.8877 | 4171.7676 | 7546.0143 | n/a | 8621.3174 | 7387.2562 | 5422.8082 | 8324.8836 | 10729.8076 | 8043.4308 | 1930.2427 | 3470.6869 | 9116.3075 | 4126.8006 | 7468.6505 | 8211.7517 | 2943.3903 | 4383.5402 | 161.4463 | 133.1698 | 133.1698 | 167.6546 | 188.475 | 148.8967 | 207.0115 | 165.4494 | 207.0115 | 161.8994 | 170.0881 | 135.8941 | 134.4171 | 142.6896 | 133.6342 | 168477.7781 | 10248.6706 | 4097.1165 | 70922.0812 | 31144.4735 | 15564.116 | 4999.383 | 5124.8775 | 4148.0818 | 4633.2013 | 25544.2818 | 5912.1191 | 7130.8921 | 4611.3102 | 5944.9429 | 159297.2 | 17934.388 | 11426.2727 | 74568.4555 | 38812.0232 | 25821.9236 | 13112.1799 | 6953.1202 | 7580.1687 | 13298.3088 | 26712.1 | 13359.9696 | 15282.9438 | 7501.6005 | 10321.9831 | 150.49 | 150.49 | 150.49 | 150.49 | 150.49 | 150.49 | 150.49 | 150.49 | 150.49 | 150.49 | 186.68 | 150.49 | 150.49 | 150.49 | 150.49 | 0.062915 | 0.00029769 | 1.8377e-15 | 0.00072275 | 0.013656 | 3.5981e-13 | 0.0022196 | 3.0293e-23 | 7.6037e-05 | 6.4627e-13 | 0.03638 | 7.1285e-13 | 5.9377e-11 | 5.4176e-18 | 1.3184e-08 | 0.062915 | 0.063213 | 0.063213 | 0.063638 | 0.077294 | 0.063638 | 0.079514 | 0.077294 | 0.07959 | 0.063638 | 0.099295 | 0.062915 | 0.063638 | 0.062915 | 0.062915
659 | 160727.3461 | 16444.9887 | 6206.1823 | 68916.4828 | 38422.3322 | 15949.4703 | 12256.5795 | 3087.0198 | 6505.3832 | 8323.9114 | 27122.9287 | 8315.9086 | 10152.1586 | 4209.3809 | 7399.3255 | n/a | 10566.114 | 5241.295 | 4494.271 | 8444.9132 | 10299.133 | 6027.8419 | 1852.3411 | 4128.0496 | 7889.6627 | 4105.0305 | 7799.2393 | 7343.8926 | 2763.6589 | 3331.8183 | 120.3654 | 88.9397 | 88.9397 | 127.2791 | 152.5525 | 101.1932 | 175.091 | 124.5558 | 175.091 | 117.0031 | 133.8285 | 85.3833 | 89.1353 | 100.5147 | 89.5043 | 165228.7123 | 10241.3385 | 4270.1573 | 69371.6734 | 32174.247 | 14823.0626 | 5180.2001 | 5066.0174 | 4272.8664 | 4621.1986 | 24281.1138 | 6145.7313 | 7688.5777 | 4609.8987 | 6425.0634 | 160813.3123 | 20020.7524 | 9511.4524 | 72061.7444 | 40184.4602 | 24820.8957 | 11208.0419 | 6844.6585 | 8400.916 | 12510.8614 | 28302.2442 | 13643.6705 | 14776.0702 | 7280.4576 | 9756.8817 | 170.0372 | 170.0372 | 170.0372 | 170.0372 | 170.0372 | 170.0372 | 262.6365 | 170.0372 | 262.6365 | 170.0372 | 170.0372 | 170.0372 | 170.0372 | 170.0372 | 170.0372 | 0.098925 | 1.0723e-05 | 9.9943e-11 | 0.0071446 | 0.0093885 | 7.8272e-12 | 0.41812 | 1.8187e-21 | 9.3059e-06 | 1.1215e-10 | 0.0079491 | 6.7674e-13 | 5.6704e-10 | 1.2244e-16 | 9.6739e-08 | 0.098925 | 0.098936 | 0.098936 | 0.10607 | 0.11546 | 0.10607 | 0.53358 | 0.11546 | 0.53359 | 0.10607 | 0.10687 | 0.098925 | 0.10607 | 0.098925 | 0.098925
660 | 149909.0384 | 15157.4986 | 5733.2603 | 64629.5315 | 35957.5234 | 15213.3807 | 11494.6794 | 2900.118 | 5937.6969 | 7725.8839 | 25594.7043 | 8264.7819 | 9662.7723 | 3915.2669 | 6808.377 | n/a | 9897.158 | 5554.8715 | 2865.1163 | 10427.2261 | 12525.6061 | 7138.0163 | 2032.2308 | 3989.6318 | 8488.0431 | 4989.5464 | 4991.3159 | 8534.8907 | 3907.0215 | 5204.6355 | 109.0274 | 75.4157 | 75.4157 | 116.4267 | 144.1702 | 86.7778 | 168.9231 | 113.423 | 168.9231 | 104.141 | 124.7148 | 69.4147 | 75.2276 | 88.128 | 76.0358 | 159168.1319 | 10987.1001 | 4555.2727 | 64466.7001 | 26838.3432 | 15166.6221 | 5538.2694 | 5165.2677 | 4579.1454 | 4475.7431 | 23561.3831 | 5904.7204 | 6863.0669 | 4523.0657 | 5957.1924 | 150839.8155 | 20829.1581 | 10110.1442 | 64472.9 | 37013.2694 | 26563.5282 | 12532.1857 | 7178.1984 | 8444.5772 | 12963.7861 | 28286.4295 | 10582.8363 | 14186.4576 | 8181.0872 | 11128.6279 | 139.1878 | 139.1878 | 139.1878 | 189.14 | 189.14 | 189.14 | 189.14 | 189.14 | 189.14 | 189.14 | 139.1878 | 189.14 | 189.14 | 139.1878 | 139.1878 | 0.075824 | 2.7093e-08 | 1.6752e-14 | 0.040797 | 0.015972 | 3.9666e-15 | 0.0019945 | 1.4647e-25 | 2.2785e-07 | 1.2101e-13 | 0.00073035 | 8.1292e-07 | 3.4295e-10 | 9.6176e-24 | 2.7152e-13 | 0.075824 | 0.075824 | 0.075824 | 0.11662 | 0.13259 | 0.11662 | 0.13459 | 0.13259 | 0.13459 | 0.11662 | 0.076555 | 0.075825 | 0.11662 | 0.075824 | 0.075824
661 | 157503.5279 | 15984.077 | 6090.3613 | 67630.0774 | 37506.2189 | 15914.1968 | 11856.7611 | 3059.2054 | 5850.8339 | 7991.7918 | 26539.9607 | 8193.4613 | 10043.2373 | 4097.7675 | 7188.5452 | n/a | 9063.3151 | 4872.0783 | 3799.9542 | 9892.0047 | 9999.2774 | 7870.5233 | 2102.3315 | 4331.5442 | 8380.7964 | 2725.1518 | 6654.2436 | 6154.8601 | 3852.1071 | 4518.0378 | 149.53 | 118.2996 | 118.2996 | 156.3936 | 180.4289 | 133.1231 | 201.846 | 153.8252 | 201.846 | 148.1465 | 160.955 | 118.0999 | 119.097 | 129.2987 | 118.8361 | 169357.2218 | 10384.593 | 4273.0417 | 72130.1252 | 30720.767 | 13997.4206 | 5022.8829 | 5085.4288 | 4229.1956 | 4715.1998 | 24229.9127 | 5954.0198 | 7886.0432 | 4717.1104 | 5937.1664 | 160302.5085 | 19153.3081 | 9052.32 | 71580.8661 | 39643.9584 | 22362.8979 | 12919.1929 | 6812.9603 | 8537.4398 | 12440.0962 | 26484.9645 | 12485.5634 | 13302.5034 | 8019.2175 | 10413.1042 | 108.5 | 108.5 | 108.5 | 108.5 | 108.5 | 108.5 | 108.5 | 108.5 | 108.5 | 108.5 | 204.4582 | 108.5 | 108.5 | 108.5 | 108.5 | 0.044132 | 2.2278e-05 | 5.7028e-10 | 0.0042209 | 0.0065596 | 3.2708e-09 | 0.0020388 | 1.2712e-21 | 7.9826e-08 | 1.3828e-11 | 0.046337 | 6.3429e-11 | 1.0139e-07 | 3.9774e-21 | 5.0349e-10 | 0.044132 | 0.044155 | 0.044155 | 0.048353 | 0.054913 | 0.048353 | 0.056952 | 0.054913 | 0.056952 | 0.048353 | 0.09047 | 0.044132 | 0.048353 | 0.044132 | 0.044132
662 | 155813.9726 | 15807.8251 | 5948.791 | 66963.436 | 37277.4516 | 15309.8786 | 12079.8102 | 3096.6668 | 6082.1558 | 7986.8302 | 26262.7252 | 8113.248 | 9892.6908 | 4047.4407 | 7272.3066 | n/a | 12557.1459 | 5659.3915 | 3220.4959 | 7544.0826 | 10484.3807 | 7858.9168 | 1809.0259 | 3818.9189 | 6759.2826 | 4224.823 | 6246.9021 | 7801.0583 | 4119.2599 | 5521.2222 | 181.5434 | 152.1296 | 152.1296 | 187.9982 | 209.1644 | 169.6925 | 228.0002 | 185.7671 | 228.0002 | 182.9051 | 189.644 | 156.4799 | 153.7012 | 161.8031 | 152.6015 | 163970.5941 | 10120.4376 | 4025.8242 | 66558.1598 | 30702.3556 | 14301.9734 | 5618.2638 | 5187.8554 | 4276.2157 | 4559.3534 | 25962.5739 | 5997.9717 | 7319.0233 | 4703.231 | 5974.5223 | 158336.8 | 21690.4834 | 9675.7157 | 67725.6558 | 37288.3382 | 24089.1541 | 12711.1805 | 6996.8813 | 7334.3346 | 10895.536 | 29793.3968 | 11970.7738 | 14806.2816 | 8785.0909 | 11485.6445 | 139.0155 | 139.0155 | 139.0155 | 168.9317 | 252.0364 | 168.9317 | 252.0364 | 252.0364 | 252.0364 | 168.9317 | 139.0155 | 168.9317 | 168.9317 | 139.0155 | 139.0155 | 0.047553 | 2.9293e-08 | 2.9075e-12 | 0.025862 | 0.040725 | 3.9332e-12 | 0.0071426 | 3.8821e-22 | 0.00010514 | 2.5337e-08 | 0.00023528 | 4.1586e-10 | 1.1077e-10 | 2.4231e-25 | 2.5322e-12 | 0.047553 | 0.047553 | 0.047553 | 0.073415 | 0.11414 | 0.073415 | 0.12128 | 0.11414 | 0.12139 | 0.073415 | 0.047788 | 0.047553 | 0.073415 | 0.047553 | 0.047553
663 | 152817.5766 | 15311.94 | 5910.3895 | 65770.456 | 36631.7763 | 15515.7706 | 11719.5265 | 2844.9866 | 5821.7418 | 7954.1701 | 25789.864 | 8404.4155 | 9630.2151 | 3977.8478 | 7119.4232 | n/a | 10349.5972 | 6254.3917 | 3117.4753 | 7583.4249 | 9007.7642 | 6627.0581 | 1592.1837 | 3606.5961 | 4984.6793 | 5138.7977 | 7374.2288 | 6295.6038 | 3095.9171 | 5406.0167 | 139.7566 | 109.327 | 109.327 | 146.4456 | 170.0793 | 123.2451 | 191.142 | 143.9157 | 191.142 | 138.0198 | 151.2767 | 108.4704 | 109.9842 | 120.1442 | 109.8547 | 163245.8587 | 9448.9517 | 4052.5297 | 66458.2293 | 28425.8622 | 13784.2622 | 4622.8544 | 4984.2728 | 4136.3392 | 3900.6608 | 24802.5687 | 6157.2662 | 6682.8104 | 4654.6441 | 5908.1812 | 156332.1 | 19420.1489 | 10292.5215 | 66544.3046 | 35886.9871 | 22586.8264 | 11249.9125 | 6576.4565 | 7742.9353 | 8735.4401 | 29793.0077 | 13476.195 | 10657.2142 | 7496.2612 | 11278.5979 | 91.96 | 91.96 | 91.96 | 131.958 | 255.119 | 131.958 | 286.713 | 255.119 | 286.713 | 131.958 | 91.96 | 131.958 | 131.958 | 91.96 | 91.96 | 0.02952 | 1.5397e-06 | 3.8348e-14 | 0.025537 | 0.079117 | 4.3433e-10 | 0.13622 | 5.7798e-23 | 3.1123e-06 | 0.00082012 | 0.00010526 | 2.8734e-12 | 0.00056751 | 1.0716e-19 | 2.0824e-12 | 0.02952 | 0.029521 | 0.029521 | 0.055057 | 0.13417 | 0.055057 | 0.27039 | 0.13417 | 0.2704 | 0.055877 | 0.029625 | 0.02952 | 0.055624 | 0.02952 | 0.02952
664 | 150735.0759 | 15146.1447 | 5651.9803 | 64921.0322 | 36230.4068 | 15001.0283 | 11284.6628 | 2977.7385 | 5861.287 | 7720.2163 | 25673.5762 | 7958.3873 | 9901.8042 | 3848.5688 | 6997.4757 | n/a | 12384.641 | 5914.3084 | 3064.3793 | 5029.2081 | 10972.1603 | 7869.76 | 1986.4494 | 2647.5204 | 7177.1309 | 2915.0218 | 4099.8398 | 6721.1541 | 3409.5912 | 4427.8393 | 130.5631 | 99.3193 | 99.3193 | 137.4342 | 162.1676 | 112.4656 | 184.2183 | 134.7769 | 184.2183 | 127.9333 | 143.2365 | 96.998 | 99.7334 | 110.6438 | 99.8717 | 168306.0141 | 11271.0084 | 4274.6558 | 67886.3033 | 29347.401 | 15129.471 | 5012.1539 | 5128.3418 | 4262.0349 | 4521.2038 | 25702.6361 | 5896.1125 | 6919.4359 | 4733.5335 | 6140.2777 | 154984.1 | 22883.5493 | 9582.8641 | 66973.9359 | 34179.4092 | 25117.7847 | 12775.2139 | 7024.2912 | 6904.1554 | 11640.6347 | 26724.9687 | 9765.4522 | 12084.89 | 7966.8247 | 10568.117 | 75.9169 | 75.9169 | 75.9169 | 75.9169 | 243.2514 | 75.9169 | 243.2514 | 243.2514 | 243.2514 | 75.9169 | 75.9169 | 75.9169 | 75.9169 | 75.9169 | 75.9169 | 0.01776 | 1.4726e-10 | 2.1635e-13 | 0.013258 | 0.19188 | 6.9541e-14 | 0.00048968 | 1.0243e-23 | 0.00023229 | 9.2949e-11 | 0.0087661 | 6.4793e-06 | 6.2498e-06 | 2.329e-23 | 4.1461e-11 | 0.01776 | 0.01776 | 0.01776 | 0.031017 | 0.2229 | 0.031017 | 0.22339 | 0.2229 | 0.22362 | 0.031017 | 0.026526 | 0.017766 | 0.031024 | 0.01776 | 0.01776
665 | 155553.2505 | 15845.2071 | 6171.1882 | 66836.8246 | 37267.153 | 15164.9779 | 11530.2629 | 2985.3689 | 5935.68 | 7610.9441 | 26389.1275 | 7860.5901 | 9719.3391 | 4146.4936 | 7064.1734 | n/a | 9349.5925 | 4859.8041 | 3887.1089 | 8159.4631 | 9795.7004 | 7910.6754 | 2018.1792 | 4163.6172 | 8115.1886 | 4378.4527 | 4860.6564 | 6063.0817 | 3529.8675 | 4781.7495 | 115.1437 | 81.0663 | 81.0663 | 122.6444 | 150.606 | 92.9932 | 175.5508 | 119.6203 | 175.5508 | 110.4911 | 130.7475 | 75.4955 | 80.9684 | 93.8771 | 81.6912 | 166498.0102 | 9996.4895 | 4157.4599 | 66766.254 | 30222.1594 | 13973.5406 | 5369.656 | 5185.9971 | 4388.7119 | 4248.9259 | 26356.547 | 5956.3135 | 6013.5375 | 4595.1959 | 6223.6907 | 158421.7102 | 18481.2819 | 8361.364 | 68402.6629 | 37713.1225 | 23443.641 | 12766.4313 | 7204.1763 | 8474.1291 | 12283.9146 | 29850.1997 | 10571.5698 | 11832.8193 | 7499.1633 | 10550.6402 | 83.5058 | 83.5058 | 83.5058 | 83.5058 | 134.8701 | 83.5058 | 134.8701 | 134.8701 | 134.8701 | 83.5058 | 83.5058 | 83.5058 | 83.5058 | 83.5058 | 83.5058 | 0.042914 | 7.528e-05 | 8.0503e-08 | 0.017376 | 0.027964 | 1.182e-11 | 0.0011289 | 1.4113e-24 | 1.9516e-07 | 1.472e-12 | 0.00026714 | 6.6515e-08 | 7.0447e-06 | 3.3812e-18 | 8.1601e-11 | 0.042914 | 0.042989 | 0.042989 | 0.06029 | 0.088254 | 0.06029 | 0.089383 | 0.088254 | 0.089383 | 0.06029 | 0.043181 | 0.042914 | 0.060297 | 0.042914 | 0.042914
666 | 157072.2183 | 15938.5114 | 6140.4902 | 67449.9642 | 37535.9488 | 15397.4122 | 11893.6423 | 3143.9468 | 6173.9883 | 8057.1877 | 26750.6933 | 7740.5269 | 10053.7031 | 4188.5989 | 7224.8817 | n/a | 9026.7281 | 5489.4523 | 2974.4017 | 9848.4015 | 8881.001 | 8245.9661 | 1575.7262 | 3620.3838 | 8026.3813 | 4794.1426 | 5742.0518 | 6219.8927 | 4264.1025 | 5204.8884 | 167.5684 | 137.0849 | 137.0849 | 174.2628 | 196.9422 | 153.4661 | 217.1381 | 171.8555 | 217.1381 | 167.6327 | 177.308 | 139.2996 | 138.2989 | 147.4568 | 137.5908 | 164130.3775 | 10890.8081 | 4307.7916 | 70293.9814 | 32701.6069 | 14366.6938 | 5588.765 | 5104.4743 | 4285.005 | 4408.5973 | 21975.2426 | 5724.2918 | 7697.1918 | 4697.6131 | 6237.4483 | 158966 | 19806.6363 | 9797.2439 | 71127.8055 | 41601.4084 | 22866.9173 | 13823.331 | 6680.2005 | 7899.1888 | 12188.4786 | 26431.0852 | 11332.0661 | 13589.5845 | 8747.4155 | 11424.9367 | 147.45 | 147.45 | 147.45 | 147.45 | 147.45 | 147.45 | 147.45 | 147.45 | 147.45 | 147.45 | 265.9619 | 147.45 | 147.45 | 147.45 | 147.45 | 0.057578 | 4.0912e-06 | 9.3397e-12 | 0.0049544 | 0.001257 | 1.3423e-10 | 0.00017788 | 5.3386e-20 | 1.3059e-05 | 7.6661e-11 | 0.067906 | 6.4942e-10 | 3.4556e-08 | 1.0133e-23 | 2.3387e-12 | 0.057578 | 0.057582 | 0.057582 | 0.062532 | 0.063789 | 0.062532 | 0.063967 | 0.063789 | 0.06398 | 0.062532 | 0.12548 | 0.057578 | 0.062532 | 0.057578 | 0.057578
667 | 153921.6519 | 15580.8401 | 5978.0521 | 66194.5061 | 36761.0453 | 15451.7991 | 11797.7744 | 2959.3248 | 5915.4244 | 8026.497 | 26211.394 | 8277.6047 | 9691.4936 | 4013.9006 | 7002.6119 | n/a | 8001.3912 | 6187.3572 | 3670.8564 | 11577.0423 | 9909.1275 | 8134.6034 | 2039.0124 | 4406.6412 | 7897.0414 | 4579.9041 | 6256.6985 | 5673.1953 | 3912.1207 | 4039.4571 | 179.8861 | 151.1748 | 151.1748 | 186.186 | 206.7498 | 168.5552 | 225.0478 | 184.0205 | 225.0478 | 181.3906 | 187.6181 | 155.7199 | 152.763 | 160.5721 | 151.6333 | 161687.2524 | 10865.2517 | 4280.9326 | 66386.0214 | 32293.6786 | 13498.6775 | 5691.9771 | 5238.0785 | 4255.2103 | 3901.27 | 23977.0083 | 5856.6559 | 6982.1594 | 4644.2659 | 6017.898 | 154143.1524 | 18076.8429 | 10460.5899 | 67734.3778 | 42625.3209 | 23057.505 | 13488.9805 | 7277.0909 | 8661.8515 | 11517.0114 | 26659.8124 | 12044.3544 | 12331.4548 | 8463.2866 | 9765.5551 | 211.0569 | 211.0569 | 211.0569 | 211.0569 | 211.0569 | 211.0569 | 211.0569 | 211.0569 | 211.0569 | 211.0569 | 211.0569 | 211.0569 | 211.0569 | 211.0569 | 211.0569 | 0.094857 | 9.5252e-05 | 2.7944e-14 | 0.017471 | 0.00024161 | 1.0104e-10 | 0.00033549 | 2.6386e-25 | 6.9079e-08 | 1.6036e-09 | 0.022058 | 9.1916e-10 | 7.9916e-07 | 4.063e-24 | 4.4782e-09 | 0.094857 | 0.094952 | 0.094952 | 0.11233 | 0.11257 | 0.11233 | 0.11291 | 0.11257 | 0.11291 | 0.11233 | 0.11692 | 0.094857 | 0.11233 | 0.094857 | 0.094857
668 | 156078.8575 | 15880.3212 | 5880.1534 | 67066.5423 | 37219.7271 | 15475.505 | 11650.3961 | 3064.3733 | 5890.3735 | 8198.0136 | 26393.1802 | 8098.8808 | 9660.8779 | 4043.1054 | 7272.6564 | n/a | 9610.0649 | 6412.4243 | 5067.1425 | 12255.7136 | 10541.6703 | 8237.2848 | 2046.7244 | 4057.1425 | 8698.1055 | 3483.9295 | 6112.5026 | 7732.4582 | 3755.8395 | 4781.5062 | 155.1682 | 127.5574 | 127.5574 | 161.231 | 181.6507 | 142.6948 | 199.8322 | 159.0662 | 199.8322 | 155.4485 | 163.7685 | 129.9413 | 128.7253 | 136.8948 | 128.0129 | 167939.2838 | 10931.4263 | 4174.4706 | 68792.8537 | 31371.3176 | 14066.3508 | 5753.8906 | 5128.9782 | 4432.3276 | 3687.2091 | 24582.1947 | 5822.0315 | 5965.9967 | 4676.977 | 5984.9297 | 156121.8 | 20472.6912 | 10566.9949 | 70273.3962 | 42203.6312 | 23287.5211 | 13688.6754 | 7175.7026 | 8307.3701 | 11316.6146 | 25508.3242 | 11682.7341 | 13484.1549 | 7900.1165 | 10747.1359 | 187.05 | 187.05 | 187.05 | 187.05 | 187.05 | 187.05 | 187.05 | 187.05 | 187.05 | 187.05 | 245.6527 | 187.05 | 187.05 | 187.05 | 187.05 | 0.099853 | 6.9399e-07 | 4.7186e-15 | 0.0065318 | 0.00055128 | 6.1117e-11 | 0.0001161 | 1.9264e-23 | 3.1901e-07 | 1.3449e-08 | 0.11492 | 1.4965e-09 | 6.0366e-09 | 4.5584e-21 | 1.5463e-10 | 0.099853 | 0.099853 | 0.099853 | 0.10638 | 0.10694 | 0.10638 | 0.10705 | 0.10694 | 0.10705 | 0.10638 | 0.21477 | 0.099853 | 0.10638 | 0.099853 | 0.099853
669 | 152622.6855 | 15278.7813 | 5739.7571 | 65698.4114 | 36653.9234 | 15027.2379 | 11606.4845 | 2948.9903 | 6232.1639 | 7695.4736 | 26066.4824 | 7979.4344 | 10012.5136 | 3690.6044 | 7108.7978 | n/a | 9685.5922 | 5362.1291 | 4025.056 | 7059.6017 | 10374.3307 | 9800.4592 | 1839.9842 | 2800.5574 | 8165.3199 | 4099.293 | 6249.6013 | 6363.5047 | 3106.5292 | 4812.9027 | 190.3616 | 162.1414 | 162.1414 | 196.5506 | 216.273 | 180.4235 | 233.8135 | 194.4847 | 233.8135 | 192.7275 | 197.076 | 168.1195 | 163.9755 | 171.1496 | 162.5808 | 163273.4414 | 9836.858 | 4182.3477 | 65267.3875 | 30482.8067 | 14376.9209 | 5264.0172 | 5142.0322 | 4384.1155 | 4048.4339 | 25480.194 | 5892.0679 | 6244.5252 | 4611.3899 | 6110.3933 | 156102.8 | 19337.8503 | 9544.4768 | 67083.2435 | 36814.1084 | 24688.5516 | 14455.0764 | 6982.0165 | 6575.2729 | 12203.0538 | 27395.887 | 12089.6692 | 12437.6299 | 7702.2191 | 10911.1959 | 125.8098 | 125.8098 | 125.8098 | 134.8966 | 236.2362 | 134.8966 | 236.2362 | 236.2362 | 236.2362 | 134.8966 | 125.8098 | 134.8966 | 134.8966 | 125.8098 | 125.8098 | 0.030102 | 1.7025e-06 | 7.3899e-13 | 0.018778 | 0.035713 | 2.4475e-13 | 1.0892e-05 | 7.4636e-24 | 0.018008 | 4.4331e-12 | 0.0059419 | 8.9089e-11 | 2.6423e-06 | 1.0802e-23 | 1.5317e-11 | 0.030102 | 0.030104 | 0.030104 | 0.04888 | 0.084593 | 0.04888 | 0.084604 | 0.084593 | 0.10261 | 0.04888 | 0.036044 | 0.030102 | 0.048882 | 0.030102 | 0.030102
670 | 154057.2072 | 15723.7271 | 5725.0445 | 66239.1223 | 36797.1092 | 15510.4919 | 11631.6225 | 3007.8902 | 6095.9713 | 8044.0071 | 26109.2515 | 8057.3935 | 9665.1397 | 3992.5426 | 7115.6488 | n/a | 9426.2022 | 5762.2222 | 3579.3728 | 7972.3081 | 8501.0176 | 8491.897 | 1728.8077 | 3674.962 | 7262.9101 | 4434.8253 | 6348.4809 | 6596.456 | 3406.4999 | 5148.2552 | 179.0799 | 153.1359 | 153.1359 | 184.7687 | 202.7531 | 170.3036 | 218.7451 | 182.8882 | 218.7451 | 181.5215 | 184.9865 | 159.0859 | 154.9042 | 161.3489 | 153.5366 | 159870.123 | 9583.6824 | 4302.8763 | 65955.2997 | 30526.4641 | 14093.4305 | 5410.8438 | 4979.2613 | 4126.9037 | 4133.1281 | 24391.4684 | 6081.1173 | 6628.2988 | 4636.2384 | 5982.3471 | 154648.1 | 18967.7846 | 10065.0985 | 68036.3725 | 37094.2722 | 22594.448 | 13870.3407 | 6708.0689 | 7801.8657 | 11396.0382 | 27757.9937 | 12429.5982 | 13213.9549 | 7706.4383 | 11130.6023 | 198.26 | 198.26 | 198.26 | 198.26 | 200.7129 | 198.26 | 200.7129 | 200.7129 | 200.7129 | 198.26 | 198.26 | 198.26 | 198.26 | 198.26 | 198.26 | 0.084808 | 1.6392e-05 | 2.0481e-14 | 0.015376 | 0.031696 | 4.1753e-10 | 6.448e-05 | 1.1341e-21 | 1.2909e-05 | 3.259e-09 | 0.0037133 | 3.0561e-11 | 1.8719e-08 | 1.3424e-20 | 4.6697e-12 | 0.084808 | 0.084825 | 0.084825 | 0.10018 | 0.13188 | 0.10018 | 0.13194 | 0.13188 | 0.13196 | 0.10018 | 0.088522 | 0.084808 | 0.10018 | 0.084808 | 0.084808
671 | 155320.3941 | 15832.2854 | 5778.5093 | 66759.5716 | 36957.2498 | 15676.3071 | 11658.4412 | 2982.7352 | 5941.5007 | 7931.4234 | 26107.318 | 8464.7761 | 9815.4361 | 4098.3111 | 7150.8973 | n/a | 11218.9822 | 5663.5968 | 4677.3813 | 7893.4804 | 11283.7798 | 9430.8462 | 1515.882 | 4039.1097 | 7552.6426 | 3815.7552 | 6958.7732 | 5318.268 | 2719.3994 | 3563.643 | 227.0523 | 201.3982 | 201.3982 | 232.6657 | 248.6435 | 222.795 | 262.8175 | 231.0368 | 262.8175 | 232.7376 | 229.6279 | 212.8525 | 204.154 | 208.6775 | 201.7533 | 165954.2751 | 10469.9391 | 4352.1015 | 70833.4048 | 30530.2127 | 14039.727 | 5245.7515 | 5244.0793 | 3996.4195 | 4280.4673 | 23913.9478 | 6091.1534 | 7418.8744 | 4538.2007 | 6284.6643 | 158749.7 | 21605.1212 | 9987.4984 | 71538.1109 | 36999.8931 | 24045.9117 | 14630.5977 | 6759.9613 | 7998.6292 | 11833.1099 | 26624.2029 | 11772.3314 | 11755.7623 | 7009.1001 | 9841.9074 | 152.48 | 152.48 | 152.48 | 152.48 | 293.6876 | 152.48 | 293.6876 | 293.6876 | 293.6876 | 152.48 | 161.9337 | 152.48 | 152.48 | 152.48 | 152.48 | 0.032233 | 3.9016e-08 | 6.267e-14 | 0.0024547 | 0.03961 | 1.9099e-11 | 7.9161e-06 | 3.0195e-22 | 1.9644e-06 | 1.7282e-10 | 0.019877 | 1.1191e-08 | 1.5415e-05 | 2.9486e-16 | 9.3681e-09 | 0.032233 | 0.032233 | 0.032233 | 0.034688 | 0.074298 | 0.034688 | 0.074306 | 0.074298 | 0.074308 | 0.034688 | 0.05211 | 0.032233 | 0.034703 | 0.032233 | 0.032233
672 | 154162.8951 | 15385.3597 | 5882.1344 | 66316.4135 | 36816.6222 | 15387.5683 | 11658.7594 | 3053.4787 | 5918.9017 | 7951.04 | 26490.9206 | 8032.0975 | 9746.0142 | 3871.2769 | 7329.0742 | n/a | 8949.9206 | 5278.3127 | 4466.9276 | 9450.1378 | 10713.1478 | 8595.9623 | 1925.9863 | 4494.4226 | 7498.5792 | 4128.295 | 6582.1423 | 8413.5026 | 3546.8291 | 4599.667 | 196.0114 | 170.0227 | 170.0227 | 201.7062 | 219.121 | 188.6906 | 234.5953 | 199.8991 | 234.5953 | 199.5453 | 200.8423 | 177.836 | 172.1291 | 177.9698 | 170.4104 | 165249.0336 | 11133.6918 | 4311.9592 | 66094.7625 | 33604.2954 | 14208.3506 | 5054.8461 | 5307.8626 | 4334.9183 | 4343.0934 | 24895.0898 | 6044.1898 | 6786.0691 | 4573.147 | 6209.2664 | 156144.6 | 17423.5123 | 9548.672 | 67856.4565 | 41181.5996 | 24631.9984 | 13650.8084 | 7233.8489 | 8829.3409 | 11812.8726 | 28044.0848 | 12365.6321 | 15017.6717 | 7669.076 | 10808.9334 | 168.16 | 168.16 | 168.16 | 168.16 | 168.16 | 168.16 | 168.16 | 168.16 | 168.16 | 168.16 | 168.16 | 168.16 | 168.16 | 168.16 | 168.16 | 0.055468 | 0.00027434 | 3.2757e-12 | 0.017494 | 0.00090357 | 1.3192e-12 | 0.00013319 | 7.0767e-24 | 3.1728e-08 | 2.2039e-10 | 0.0044227 | 3.4482e-11 | 1.9223e-11 | 1.3334e-21 | 1.7418e-10 | 0.055468 | 0.055743 | 0.055743 | 0.072963 | 0.073866 | 0.072963 | 0.074 | 0.073866 | 0.074 | 0.072963 | 0.059891 | 0.055468 | 0.072963 | 0.055468 | 0.055468
673 | 158540.4726 | 16145.811 | 6187.2546 | 68035.9617 | 37845.142 | 16072.4654 | 12136.8352 | 3038.9073 | 6184.7201 | 8280.125 | 27038.2537 | 8174.9797 | 10245.9718 | 4085.8578 | 7253.7251 | n/a | 11058.2147 | 6416.0406 | 4360.0747 | 7722.2774 | 10399.0984 | 7533.2705 | 1901.8499 | 5726.1067 | 9436.9721 | 3186.7472 | 7569.5948 | 4854.0556 | 3941.2014 | 4551.0358 | 164.2545 | 134.4913 | 134.4913 | 170.7906 | 192.9108 | 150.5426 | 212.6083 | 168.4432 | 212.6083 | 164.3596 | 173.7218 | 136.7256 | 135.6897 | 144.6073 | 134.9848 | 167644.1356 | 11617.4041 | 4373.1351 | 67685.449 | 28728.2347 | 14284.7424 | 4951.2176 | 5148.5188 | 4129.2601 | 4318.0764 | 26015.2052 | 6192.1289 | 7115.3623 | 4596.6886 | 5994.3617 | 159534.0356 | 22392.6187 | 10738.9756 | 69252.4238 | 35639.3121 | 24200.2407 | 12464.5881 | 6997.6687 | 9855.3669 | 13622.7484 | 28858.5524 | 13410.4237 | 11889.418 | 8477.5899 | 10538.8975 | 170.8093 | 170.8093 | 170.8093 | 170.8093 | 289.3662 | 170.8093 | 289.3662 | 289.3662 | 289.3662 | 170.8093 | 170.8093 | 170.8093 | 170.8093 | 170.8093 | 170.8093 | 0.075471 | 1.6677e-08 | 4.7652e-14 | 0.020869 | 0.20014 | 5.8965e-11 | 0.016681 | 8.0027e-23 | 1.7698e-09 | 4.3441e-13 | 0.0031593 | 6.833e-13 | 6.7494e-05 | 1.8736e-23 | 4.2265e-10 | 0.075471 | 0.075471 | 0.075471 | 0.096341 | 0.29649 | 0.096341 | 0.31317 | 0.29649 | 0.31317 | 0.096341 | 0.078631 | 0.075471 | 0.096408 | 0.075471 | 0.075471
674 | 149124.2749 | 14993.2606 | 5688.3204 | 64327.3269 | 35728.1123 | 15118.3612 | 11576.8224 | 2903.0811 | 5854.7819 | 7703.6628 | 25525.1804 | 8071.4698 | 9379.9189 | 3831.7286 | 6696.4826 | n/a | 11187.6406 | 6014.0664 | 4180.9782 | 9087.1538 | 8640.6371 | 7448.6689 | 2121.2983 | 5143.8136 | 7573.51 | 2611.4603 | 8053.6515 | 6915.7161 | 3478.2985 | 4648.9899 | 139.1873 | 108.8177 | 108.8177 | 145.8632 | 169.4609 | 122.6823 | 190.4917 | 143.3369 | 190.4917 | 137.4347 | 150.7038 | 107.93 | 109.4677 | 119.6184 | 109.3445 | 161812.6985 | 10458.9745 | 4302.4823 | 67540.1912 | 31470.3167 | 13750.4622 | 5765.3886 | 5112.1353 | 4439.4572 | 4254.432 | 22286.8584 | 5756.7682 | 6074.1207 | 4590.2371 | 6060.0303 | 155936.0985 | 21554.7151 | 10275.6488 | 69233.6694 | 39677.8705 | 21931.7993 | 13089.5575 | 7200.9336 | 9577.0708 | 11455.542 | 24651.5187 | 13723.5196 | 12357.1368 | 7756.7356 | 10396.2202 | 45.0263 | 45.0263 | 45.0263 | 45.0263 | 45.0263 | 45.0263 | 45.0263 | 45.0263 | 45.0263 | 45.0263 | 226.0556 | 45.0263 | 45.0263 | 45.0263 | 45.0263 | 0.003212 | 2.4071e-09 | 3.3136e-15 | 0.0020232 | 0.0011694 | 5.3168e-10 | 0.00051355 | 1.2066e-25 | 5.338e-10 | 2.0928e-10 | 0.11725 | 6.6804e-14 | 1.3443e-07 | 1.8613e-22 | 7.5131e-12 | 0.003212 | 0.003212 | 0.003212 | 0.0052353 | 0.0064047 | 0.0052353 | 0.0069182 | 0.0064047 | 0.0069182 | 0.0052353 | 0.12046 | 0.003212 | 0.0052354 | 0.003212 | 0.003212
675 | 148357.7193 | 14905.4863 | 5663.4096 | 64014.6005 | 35549.0421 | 14787.6225 | 11320.6751 | 2791.7618 | 5756.1282 | 7656.2498 | 25251.0053 | 8056.6516 | 9280.111 | 3716.5401 | 6818.4524 | n/a | 10426.516 | 5104.6965 | 4370.6036 | 6355.5083 | 10498.7909 | 8090.5927 | 2100.0332 | 4331.2437 | 7413.1963 | 3293.5498 | 8086.4324 | 8730.2661 | 3679.9792 | 5795.7503 | 134.5232 | 101.1232 | 101.1232 | 141.8697 | 168.4924 | 114.73 | 192.2305 | 139.0057 | 192.2305 | 131.3814 | 148.4011 | 98.0787 | 101.4641 | 113.3143 | 101.7179 | 169562.3641 | 11106.721 | 4162.6509 | 71599.6099 | 31072.9337 | 15352.5334 | 5570.35 | 5154.3149 | 4207.4672 | 4816.0919 | 24269.6739 | 5965.4969 | 6500.9642 | 4532.5761 | 6360.0594 | 154245.9 | 21230.337 | 9244.9474 | 71200.6135 | 36206.542 | 24670.5243 | 13468.2427 | 7254.3481 | 8419.9109 | 11222.9882 | 26268.1 | 13877.4293 | 14751.7304 | 7839.1148 | 11361.2097 | 55.4 | 55.4 | 55.4 | 55.4 | 122.0588 | 55.4 | 122.0588 | 122.0588 | 122.0588 | 55.4 | 59.82 | 55.4 | 55.4 | 55.4 | 55.4 | 0.005773 | 3.9979e-09 | 2.3283e-12 | 0.00045961 | 0.022662 | 8.8675e-14 | 7.0753e-05 | 1.6135e-27 | 7.2099e-08 | 4.7825e-10 | 0.0089974 | 2.8157e-14 | 2.7928e-12 | 3.9257e-24 | 7.5306e-14 | 0.005773 | 0.005773 | 0.005773 | 0.0062327 | 0.028895 | 0.0062327 | 0.028965 | 0.028895 | 0.028965 | 0.0062327 | 0.01477 | 0.005773 | 0.0062327 | 0.005773 | 0.005773
676 | 151617.4414 | 15661.0586 | 5812.7378 | 65306.6755 | 36365.1461 | 14951.4353 | 11652.3998 | 2956.9173 | 5987.0028 | 7626.0348 | 25997.4874 | 7670.6988 | 9620.684 | 4187.4616 | 7109.0016 | n/a | 10381.789 | 7906.4793 | 4062.9723 | 9600.9781 | 10170.6409 | 8193.4666 | 1494.5881 | 2929.9206 | 6491.7916 | 4794.8304 | 7167.443 | 4316.2227 | 3173.7084 | 6239.2426 | 142.7784 | 109.793 | 109.793 | 150.0313 | 175.9649 | 124.1089 | 199.0827 | 147.2487 | 199.0827 | 140.3252 | 155.8356 | 107.8928 | 110.3297 | 121.6656 | 110.3722 | 168495.6674 | 10661.4349 | 4135.9149 | 71817.8987 | 30164.2404 | 14337.2651 | 5284.1289 | 5233.4829 | 4461.8792 | 4640.2617 | 25920.7855 | 5927.8209 | 6437.1753 | 4618.8805 | 5877.9847 | 156083.7 | 20875.9239 | 11934.5941 | 70655.6525 | 37482.6 | 24158.006 | 13097.9696 | 6728.0709 | 7097.4739 | 11039.9533 | 27037.8233 | 12837.4639 | 9604.898 | 7604.8889 | 12111.9273 | 80.3471 | 80.3471 | 80.3471 | 80.3471 | 95.72 | 80.3471 | 95.72 | 95.72 | 95.72 | 80.3471 | 80.3471 | 80.3471 | 187.8259 | 80.3471 | 80.3471 | 0.015641 | 1.3049e-07 | 3.0528e-19 | 0.0016042 | 0.015284 | 7.2455e-13 | 0.0006412 | 2.1727e-22 | 0.00018749 | 9.7312e-10 | 0.0090893 | 1.8841e-13 | 0.041369 | 2.3987e-18 | 1.6514e-14 | 0.015641 | 0.015641 | 0.015641 | 0.017245 | 0.032529 | 0.017245 | 0.03317 | 0.032529 | 0.033358 | 0.017245 | 0.02473 | 0.015641 | 0.058614 | 0.015641 | 0.015641
677 | 151439.3847 | 15112.7594 | 5604.9 | 65233.9926 | 36401.2094 | 15322.2662 | 11668.4331 | 3006.9139 | 5886.9239 | 7909.0174 | 25859.196 | 7944.8052 | 9939.2786 | 3908.3392 | 7163.9629 | n/a | 10070.3103 | 6462.0685 | 3994.8176 | 8548.4912 | 8739.4477 | 6413.0829 | 2144.0315 | 3864.8463 | 7742.5065 | 4575.4673 | 7436.9456 | 7798.3735 | 2772.4154 | 4809.5058 | 138.8408 | 109.4517 | 109.4517 | 145.3002 | 167.9861 | 123.2356 | 188.2019 | 142.8746 | 188.2019 | 137.4162 | 149.7146 | 109.055 | 110.1643 | 119.8339 | 109.9581 | 166627.9394 | 11857.4967 | 4438.5493 | 67522.9896 | 31617.0653 | 14242.1586 | 6008.5003 | 5353.9664 | 4662.2824 | 4592.5811 | 26670.8648 | 5982.3644 | 6835.4071 | 4632.2236 | 6028.3077 | 153282.4 | 20813.007 | 10858.2178 | 66759.4071 | 38256.0565 | 21812.9063 | 12277.7832 | 7436.2979 | 8458.3288 | 11431.2876 | 27289.7321 | 13154.41 | 14372.7806 | 7107.339 | 10810.2135 | 124.11 | 124.11 | 124.11 | 124.11 | 124.11 | 124.11 | 124.11 | 124.11 | 124.11 | 124.11 | 124.11 | 124.11 | 124.11 | 124.11 | 124.11 | 0.05731 | 2.4164e-08 | 2.4016e-17 | 0.017402 | 0.0079683 | 1.5683e-09 | 0.0071533 | 1.5801e-25 | 1.506e-07 | 1.0653e-09 | 0.0050271 | 3.77e-13 | 8.2291e-10 | 2.1511e-18 | 4.3708e-11 | 0.05731 | 0.05731 | 0.05731 | 0.074712 | 0.08268 | 0.074712 | 0.089833 | 0.08268 | 0.089833 | 0.074712 | 0.062337 | 0.05731 | 0.074712 | 0.05731 | 0.05731
678 | 153543.1127 | 15340.8962 | 5947.9604 | 66072.757 | 36673.8479 | 15471.7124 | 11943.8793 | 3067.871 | 5831.316 | 7794.7117 | 26182.4774 | 8322.6237 | 9812.7831 | 4074.2302 | 6911.9706 | n/a | 9934.7931 | 5771.0038 | 4066.3456 | 8949.6234 | 9798.9241 | 5402.3142 | 1572.5215 | 4478.0139 | 9063.8265 | 3290.6432 | 6863.268 | 5761.3319 | 3290.5283 | 4345.6264 | 170.6897 | 141.3974 | 141.3974 | 177.1201 | 198.5639 | 157.9939 | 217.6534 | 174.8516 | 217.6534 | 171.3844 | 179.4169 | 144.6034 | 142.7589 | 151.2011 | 141.8756 | 167096.0235 | 10830.9686 | 4396.0415 | 70197.9266 | 31356.1649 | 13807.3916 | 5511.5174 | 5203.6141 | 4492.4742 | 3906.8139 | 25716.0909 | 5937.6668 | 6118.5427 | 4577.9689 | 5998.8731 | 156044.8 | 20516.0617 | 10137.2453 | 69348.8488 | 38239.8648 | 21490.7157 | 10793.9316 | 6704.9357 | 8891.7881 | 11451.1404 | 28119.2341 | 12204.8349 | 11486.1746 | 7456.8972 | 10344.4994 | 130.2247 | 130.2247 | 130.2247 | 130.2247 | 130.2247 | 130.2247 | 326.4801 | 130.2247 | 326.4801 | 130.2247 | 130.2247 | 130.2247 | 130.2247 | 130.2247 | 130.2247 | 0.047332 | 1.1049e-07 | 1.5511e-13 | 0.0060733 | 0.010394 | 6.2456e-09 | 0.54478 | 5.7948e-21 | 1.2406e-08 | 4.2156e-10 | 0.0024426 | 5.899e-10 | 4.5182e-05 | 1.2609e-18 | 7.2085e-11 | 0.047332 | 0.047332 | 0.047332 | 0.053405 | 0.063799 | 0.053405 | 0.60858 | 0.063799 | 0.60858 | 0.053405 | 0.049774 | 0.047332 | 0.05345 | 0.047332 | 0.047332
679 | 152305.6843 | 15202.552 | 5714.8376 | 65577.5501 | 36388.6044 | 15438.9919 | 11674.1787 | 2936.5131 | 5808.3014 | 8060.0378 | 26002.7474 | 8105.1088 | 9686.6826 | 3916.5695 | 6956.2454 | n/a | 14922.0689 | 7037.1927 | 2917.2608 | 8754.2578 | 12338.8014 | 9948.6382 | 1345.6537 | 5236.9416 | 5299.8872 | 4725.007 | 7564.7756 | 8136.9349 | 3169.4712 | 5759.4534 | 133.5414 | 101.0975 | 101.0975 | 140.6769 | 166.4339 | 114.5686 | 189.3983 | 137.9081 | 189.3983 | 130.6773 | 146.8346 | 98.46 | 101.4864 | 112.8913 | 101.6728 | 163579.6885 | 9648.5362 | 4241.4495 | 66603.9392 | 30885.6287 | 13209.755 | 4945.1206 | 5096.5502 | 4200.1872 | 3790.6288 | 26610.8163 | 6005.7974 | 6732.2966 | 4564.3042 | 6142.1829 | 154719.8 | 24546.6051 | 11278.6422 | 66698.3 | 38252.4865 | 25404.2564 | 14805.8588 | 6314.4038 | 9437.1287 | 9090.5161 | 29908.4233 | 13426.273 | 13756.1315 | 7572.9754 | 11456.0477 | 104.698 | 104.698 | 104.698 | 104.8254 | 104.8254 | 104.8254 | 104.8254 | 104.8254 | 104.8254 | 104.8254 | 104.698 | 104.8254 | 104.8254 | 104.698 | 104.698 | 0.048223 | 2.8067e-12 | 6.1203e-18 | 0.02142 | 0.0079003 | 2.2112e-13 | 5.0613e-06 | 2.1001e-20 | 7.2927e-10 | 0.0002579 | 0.00012782 | 3.6552e-13 | 2.3002e-09 | 1.152e-20 | 1.6491e-13 | 0.048223 | 0.048223 | 0.048223 | 0.069644 | 0.077544 | 0.069644 | 0.077549 | 0.077544 | 0.077549 | 0.069901 | 0.048351 | 0.048223 | 0.069644 | 0.048223 | 0.048223
680 | 152663.4595 | 15122.8449 | 5735.9858 | 65693.7185 | 36377.6567 | 15541.3422 | 11556.3592 | 2907.0056 | 6076.0667 | 7629.7566 | 26155.7558 | 8072.8551 | 9586.3675 | 4020.498 | 7209.0119 | n/a | 9910.4742 | 4738.3567 | 4743.3407 | 8283.8016 | 11231.2639 | 8244.0085 | 1795.8852 | 4544.3935 | 8047.2761 | 4415.4281 | 6781.5962 | 6895.4695 | 3117.6593 | 6042.2685 | 113.6711 | 79.3853 | 79.3853 | 121.2181 | 149.4293 | 91.1926 | 174.598 | 118.1655 | 174.598 | 108.8475 | 129.5125 | 73.5378 | 79.2429 | 92.3111 | 80.0158 | 162572.7178 | 10186.2838 | 4263.3329 | 68807.7176 | 30223.3657 | 14165.4655 | 5367.0095 | 5195.4883 | 4381.7388 | 4321.3933 | 23578.896 | 5853.0877 | 7473.8586 | 4622.5933 | 5972.1377 | 155112.4 | 19872.358 | 8928.9896 | 69587.9583 | 38037.0673 | 24594.4294 | 13591.118 | 6946.7735 | 8926.1323 | 11897.8695 | 27915.0241 | 12303.1839 | 11960.3281 | 7723.3526 | 12005.7062 | 89.2318 | 89.2318 | 89.2318 | 89.2318 | 89.2318 | 89.2318 | 89.2318 | 89.2318 | 89.2318 | 89.2318 | 89.2318 | 89.2318 | 89.2318 | 89.2318 | 89.2318 | 0.047999 | 2.6861e-07 | 4.0348e-11 | 0.0040738 | 0.0094631 | 2.7364e-12 | 0.00011182 | 3.3311e-24 | 6.0319e-08 | 1.2399e-11 | 0.0031668 | 6.3001e-11 | 2.1309e-06 | 2.0405e-20 | 7.8004e-14 | 0.047999 | 0.047999 | 0.047999 | 0.052073 | 0.061536 | 0.052073 | 0.061648 | 0.061536 | 0.061648 | 0.052073 | 0.051166 | 0.047999 | 0.052075 | 0.047999 | 0.047999
681 | 158248.2599 | 15822.2234 | 5807.9938 | 67939.778 | 37853.2724 | 16034.5696 | 12420.2943 | 3131.57 | 6416.8974 | 8387.1466 | 27034.1107 | 8518.7188 | 10207.2281 | 3855.1812 | 7537.1597 | n/a | 8809.5763 | 7136.9106 | 4113.0152 | 7917.3148 | 11637.6031 | 9393.0203 | 1932.7507 | 4647.715 | 6716.3054 | 4418.6107 | 6078.429 | 7877.3611 | 4120.5537 | 5063.6544 | 126.1405 | 90.7223 | 90.7223 | 133.9348 | 162.7628 | 103.6906 | 188.4769 | 130.8215 | 188.4769 | 121.7281 | 141.9357 | 85.6532 | 90.7509 | 103.9282 | 91.3665 | 159984.1952 | 9931.4571 | 4129.8567 | 64984.9412 | 30151.9049 | 14129.6908 | 5679.987 | 5028.4056 | 4563.0505 | 4425.9607 | 23531.8477 | 5649.0746 | 5776.3543 | 4584.5634 | 6102.6851 | 155661.5948 | 18040.933 | 11266.7673 | 68147.4564 | 37396.3197 | 25715.294 | 14989.4073 | 6663.2562 | 9127.1656 | 11142.2661 | 26915.8584 | 11675.5036 | 13448.9154 | 8705.1171 | 11121.5395 | 247.4223 | 247.4223 | 247.4223 | 247.4223 | 249.628 | 247.4223 | 249.628 | 249.628 | 249.628 | 247.4223 | 247.4223 | 247.4223 | 247.4223 | 247.4223 | 247.4223 | 0.21663 | 0.00020408 | 2.1775e-17 | 0.034045 | 0.06064 | 1.1716e-12 | 3.9786e-05 | 4.7864e-20 | 2.2677e-07 | 1.021e-07 | 0.050655 | 2.451e-08 | 1.3345e-07 | 4.5423e-27 | 1.6892e-10 | 0.21663 | 0.21684 | 0.21684 | 0.25068 | 0.31132 | 0.25068 | 0.31136 | 0.31132 | 0.31136 | 0.25068 | 0.26729 | 0.21663 | 0.25068 | 0.21663 | 0.21663
682 | 155646.1709 | 16160.6902 | 6178.1993 | 66879.4135 | 37283.3809 | 15587.3056 | 12022.0145 | 3091.0832 | 6086.7862 | 7808.894 | 26582.1899 | 7990.4687 | 9899.1382 | 4088.2106 | 7444.3904 | n/a | 11559.8564 | 5774.929 | 4711.7686 | 10688.3203 | 8640.0883 | 10319.9167 | 2135.1749 | 4743.7686 | 5798.072 | 4007.3819 | 4544.1944 | 5470.403 | 3241.8065 | 6310.9064 | 130.9162 | 97.9609 | 97.9609 | 138.1652 | 164.4991 | 111.2259 | 187.9806 | 135.331 | 187.9806 | 127.6973 | 144.7279 | 94.7545 | 98.2606 | 110.0202 | 98.5491 | 174148.3641 | 11024.8998 | 4237.8834 | 73134.0834 | 31925.4054 | 13838.17 | 5806.6294 | 5133.6672 | 4524.9267 | 4616.95 | 25839.0977 | 5499.1714 | 6666.8265 | 4728.5285 | 5843.7468 | 157893.2 | 20367.9562 | 9330.0124 | 71670.9878 | 39539.7257 | 21196.8582 | 15166.8461 | 7203.442 | 9168.6953 | 10046.622 | 28099.3797 | 9863.9657 | 11898.9294 | 7883.3351 | 11920.5532 | 110.07 | 110.07 | 110.07 | 110.07 | 110.07 | 110.07 | 110.07 | 110.07 | 110.07 | 110.07 | 110.07 | 110.07 | 110.07 | 110.07 | 110.07 | 0.051719 | 2.0863e-06 | 2.3257e-10 | 0.002448 | 0.0058564 | 2.0026e-08 | 6.3313e-06 | 2.9073e-23 | 2.0967e-08 | 5.2493e-07 | 0.004697 | 4.8594e-06 | 1.2983e-05 | 1.4634e-20 | 1.0434e-12 | 0.051719 | 0.051721 | 0.051721 | 0.054167 | 0.060024 | 0.054167 | 0.06003 | 0.060024 | 0.06003 | 0.054168 | 0.056416 | 0.051724 | 0.05418 | 0.051719 | 0.051719
683 | 159122.6686 | 15928.6082 | 5907.6657 | 68277.8861 | 38036.4859 | 15930.368 | 12096.662 | 2964.2277 | 6091.9845 | 8016.402 | 27049.3248 | 8187.855 | 10056.2676 | 4157.7921 | 7203.578 | n/a | 8626.1751 | 4412.4848 | 3689.4999 | 9018.4837 | 11083.7225 | 7448.4348 | 1952.8798 | 3301.4599 | 8641.046 | 4473.5061 | 5722.1448 | 8217.904 | 3074.2998 | 4379.077 | 116.4255 | 82.9185 | 82.9185 | 123.7999 | 151.1775 | 94.9297 | 175.5994 | 120.8412 | 175.5994 | 112.0608 | 131.5585 | 77.7987 | 82.887 | 95.4608 | 83.5303 | 167873.4534 | 10428.4739 | 4129.3408 | 67487.0268 | 30229.0616 | 13775.5495 | 4849.462 | 5005.5842 | 4332.8167 | 4084.0634 | 25000.3402 | 5731.7065 | 6998.7534 | 4557.2983 | 6058.9244 | 161355.4534 | 19034.449 | 8541.8255 | 69801.4266 | 39034.6453 | 24843.672 | 12291.6968 | 6958.464 | 7628.0766 | 12709.5094 | 27776.1463 | 11453.8512 | 15082.7574 | 7385.7981 | 10092.9014 | 101.9263 | 101.9263 | 101.9263 | 101.9263 | 101.9263 | 101.9263 | 134.7944 | 101.9263 | 134.7944 | 101.9263 | 101.9263 | 101.9263 | 101.9263 | 101.9263 | 101.9263 | 0.052693 | 2.5258e-05 | 2.6161e-09 | 0.018027 | 0.017659 | 6.8612e-12 | 0.024038 | 1.5569e-23 | 2.8307e-05 | 4.4864e-12 | 0.015118 | 8.1558e-09 | 9.7784e-11 | 1.4597e-17 | 3.4374e-09 | 0.052693 | 0.052719 | 0.052719 | 0.070721 | 0.08838 | 0.070721 | 0.11242 | 0.08838 | 0.11245 | 0.070721 | 0.067811 | 0.052693 | 0.070721 | 0.052693 | 0.052693
684 | 154772.0975 | 15597.2465 | 5790.3833 | 66556.0764 | 37023.4666 | 15624.2594 | 11931.8028 | 3052.1341 | 6135.0839 | 7785.3532 | 26348.8036 | 8165.7253 | 9833.7132 | 3977.4777 | 7164.1357 | n/a | 10332.4203 | 5770.8329 | 4339.6776 | 10900.4421 | 8930.2835 | 7172.3447 | 2018.0816 | 4617.1742 | 7476.1852 | 4897.9168 | 6133.3609 | 7560.6271 | 2203.9098 | 4826.8827 | 140.2251 | 105.4108 | 105.4108 | 147.8826 | 175.6325 | 119.5942 | 200.3756 | 144.8974 | 200.3756 | 136.9506 | 154.6903 | 102.238 | 105.7662 | 118.118 | 106.0306 | 166136.5987 | 10774.9066 | 4290.956 | 68081.2277 | 29340.3534 | 14603.0006 | 4511.2813 | 5087.9998 | 3876.1151 | 4922.2367 | 24698.5482 | 5864.1606 | 6718.0434 | 4712.21 | 5891.6473 | 158887.3 | 20771.1269 | 10061.7889 | 69123.6098 | 38246.6 | 23417.6841 | 11523.726 | 7100.4814 | 8493.2893 | 12398.4219 | 28513.865 | 11881.9216 | 13924.6704 | 6763.8198 | 10709.83 | 84.84 | 84.84 | 84.84 | 84.84 | 89.5631 | 84.84 | 300.5634 | 89.5631 | 300.5634 | 84.84 | 84.84 | 84.84 | 84.84 | 84.84 | 84.84 | 0.020765 | 1.3695e-07 | 4.4176e-14 | 0.010538 | 0.014189 | 7.7667e-11 | 0.11786 | 3.3644e-23 | 6.6587e-07 | 3.401e-12 | 0.0017785 | 9.176e-10 | 2.7051e-09 | 4.5845e-16 | 7.7167e-11 | 0.020765 | 0.020765 | 0.020765 | 0.031303 | 0.045492 | 0.031303 | 0.16335 | 0.045492 | 0.16335 | 0.031303 | 0.022544 | 0.020765 | 0.031303 | 0.020765 | 0.020765
685 | 156347.4497 | 15755.4589 | 6066.6532 | 67178.0213 | 37362.3137 | 15730.7303 | 11917.0985 | 3042.9718 | 5891.8415 | 8238.5256 | 26483.7759 | 8355.8598 | 9632.1981 | 3971.3063 | 7232.5508 | n/a | 8373.3712 | 4797.2041 | 5084.0298 | 8372.2211 | 8123.8302 | 8697.7212 | 1786.7939 | 4535.3434 | 6338.2048 | 3790.059 | 7265.4444 | 6298.9475 | 2772.665 | 5880.9872 | 138.5538 | 106.7835 | 106.7835 | 145.5393 | 170.4802 | 120.6636 | 192.7124 | 142.8639 | 192.7124 | 136.2587 | 151.0623 | 105.0686 | 107.3213 | 118.2012 | 107.3404 | 167006.6615 | 9870.5648 | 4379.548 | 71341.746 | 30727.3991 | 14922.1217 | 5276.0849 | 5075.742 | 4241.1548 | 4916.4688 | 24236.7851 | 5695.7772 | 6336.4394 | 4552.8855 | 5867.7846 | 159010.4 | 18026.536 | 9176.752 | 72660.5143 | 38210.9202 | 21196.7903 | 13914.1061 | 6760.8359 | 8776.4983 | 10522.112 | 26574.7441 | 12578.2216 | 11666.9869 | 7143.0505 | 11748.7718 | 103.3605 | 103.3605 | 103.3605 | 103.3605 | 112.8947 | 103.3605 | 112.8947 | 112.8947 | 112.8947 | 103.3605 | 168.9095 | 103.3605 | 103.3605 | 103.3605 | 103.3605 | 0.045811 | 0.00017574 | 2.1164e-10 | 0.0016238 | 0.019784 | 3.2876e-08 | 0.00014874 | 1.5401e-21 | 3.3691e-08 | 7.5704e-07 | 0.037443 | 1.3032e-10 | 9.0064e-06 | 5.3001e-18 | 4.0891e-13 | 0.045811 | 0.045987 | 0.045987 | 0.047435 | 0.067219 | 0.047435 | 0.067368 | 0.067219 | 0.067368 | 0.047435 | 0.083254 | 0.045811 | 0.047444 | 0.045811 | 0.045811
686 | 157870.9018 | 15833.6572 | 5826.5264 | 67781.7044 | 37663.2468 | 15660.3419 | 11959.9092 | 2978.1349 | 6166.9646 | 7955.2402 | 26828.1791 | 8093.4825 | 10289.2048 | 4097.9379 | 7316.1534 | n/a | 9608.8869 | 5239.0964 | 3461.3713 | 6719.8134 | 8180.1914 | 7118.1772 | 1805.7686 | 4654.3312 | 7359.6451 | 4907.3037 | 8174.4743 | 7019.7862 | 3519.6823 | 5611.8861 | 139.6664 | 106.7154 | 106.7154 | 146.9124 | 172.9261 | 120.7543 | 196.1169 | 144.119 | 196.1169 | 137.0218 | 152.9035 | 104.4868 | 107.1918 | 118.6255 | 107.2964 | 168159.5996 | 10528.6053 | 4416.5119 | 70180.613 | 29813.1085 | 15164.8918 | 5408.4556 | 5023.6493 | 4257.1823 | 4217.7009 | 26984.992 | 6118.9541 | 6947.0707 | 4655.6984 | 5827.9243 | 161427.1 | 19339.1922 | 9649.5083 | 70257.0847 | 34403.6219 | 22629.2836 | 12364.4328 | 6741.2179 | 8911.5135 | 11503.846 | 31561.3956 | 14008.3284 | 13594.257 | 7963.0807 | 11404.2104 | 92.8738 | 92.8738 | 92.8738 | 92.8738 | 259.3892 | 92.8738 | 259.3892 | 259.3892 | 259.3892 | 92.8738 | 92.8738 | 92.8738 | 92.8738 | 92.8738 | 92.8738 | 0.030998 | 9.2193e-06 | 9.5244e-13 | 0.011278 | 0.40763 | 6.6684e-10 | 0.013268 | 3.344e-22 | 1.1921e-07 | 1.0356e-09 | 4.6329e-05 | 2.0366e-14 | 1.1559e-07 | 7.4404e-21 | 5.8269e-12 | 0.030998 | 0.031007 | 0.031007 | 0.042276 | 0.44991 | 0.042276 | 0.46318 | 0.44991 | 0.46318 | 0.042276 | 0.031044 | 0.030998 | 0.042276 | 0.030998 | 0.030998
687 | 155733.2944 | 15438.8351 | 5798.7337 | 66916.4179 | 37276.5031 | 15927.9455 | 11788.7605 | 3153.6565 | 5830.3761 | 8395.2698 | 26337.1927 | 8398.359 | 10198.2996 | 4142.6234 | 7455.2081 | n/a | 11202.0399 | 5077.4013 | 5023.9176 | 9591.1172 | 10826.1339 | 7943.3714 | 1780.5692 | 4179.0924 | 8335.0643 | 4850.3572 | 6312.4489 | 7227.8905 | 3225.9693 | 4935.559 | 179.5345 | 150.2156 | 150.2156 | 185.9687 | 207.118 | 167.5959 | 225.9396 | 183.7382 | 225.9396 | 180.7987 | 187.7018 | 154.3933 | 151.7535 | 159.8818 | 150.6872 | 170287.9676 | 10186.7295 | 4090.5493 | 70185.6604 | 31286.2116 | 15118.4299 | 4879.5464 | 5277.2664 | 4132.8328 | 4824.4263 | 28023.1485 | 5847.7286 | 5575.5688 | 4457.1279 | 6076.5768 | 158511.6 | 20610.5694 | 9118.1506 | 69842.1105 | 37792.9 | 25639.0638 | 12207.6178 | 6998.8356 | 7696.6252 | 12888.4906 | 31306.9057 | 12125.6775 | 11163.5206 | 7263.1972 | 10376.2357 | 131.79 | 131.79 | 131.79 | 131.79 | 171.97 | 131.79 | 171.97 | 171.97 | 171.97 | 131.79 | 131.79 | 131.79 | 131.79 | 131.79 | 131.79 | 0.044132 | 1.2091e-07 | 2.2273e-11 | 0.0077316 | 0.026316 | 9.2365e-13 | 0.012529 | 1.6881e-21 | 4.1225e-06 | 3.1891e-11 | 2.8817e-05 | 1.4226e-09 | 0.00091277 | 4.1689e-17 | 5.005e-09 | 0.044132 | 0.044133 | 0.044133 | 0.051864 | 0.07818 | 0.051864 | 0.090709 | 0.07818 | 0.090713 | 0.051864 | 0.044161 | 0.044132 | 0.052777 | 0.044132 | 0.044132
688 | 155212.0309 | 15683.481 | 6013.9003 | 66727.0485 | 37162.0194 | 15248.4307 | 11772.1138 | 3005.0427 | 5768.1497 | 7931.0108 | 26398.16 | 7916.4554 | 9718.8448 | 4108.9298 | 7010.8375 | n/a | 8766.9228 | 5731.7163 | 3416.9198 | 7042.8419 | 9733.9591 | 8389.3031 | 2018.7702 | 4851.5658 | 7994.2969 | 4589.715 | 6699.8808 | 6531.1289 | 4048.6468 | 4090.4121 | 120.2633 | 87.3936 | 87.3936 | 127.496 | 154.1341 | 99.7118 | 177.8929 | 124.6215 | 177.8929 | 116.3778 | 134.7129 | 83.0459 | 87.4847 | 99.5954 | 87.9888 | 165162.3996 | 10995.7133 | 4296.1359 | 67293.5641 | 29464.1331 | 13568.4418 | 5095.0645 | 5305.4499 | 4181.2338 | 4166.5915 | 24639.638 | 6069.025 | 5718.4782 | 4747.9841 | 5993.9834 | 154386.2 | 19164.9361 | 10001.8522 | 66325.5 | 33764.8907 | 22833.2013 | 13165.8833 | 7276.9201 | 9032.7997 | 11925.2888 | 27886.2373 | 12535.3059 | 11234.8072 | 8546.731 | 9290.4955 | 204.89 | 204.89 | 204.89 | 211.01 | 233.2702 | 211.01 | 233.2702 | 233.2702 | 233.2702 | 211.01 | 204.89 | 211.01 | 211.01 | 204.89 | 204.89 | 0.12967 | 9.0159e-06 | 7.3204e-13 | 0.045937 | 0.46076 | 8.2103e-11 | 0.00077545 | 1.0379e-24 | 3.8627e-09 | 1.0945e-10 | 0.0048269 | 6.2552e-12 | 8.04e-05 | 1.4809e-23 | 7.4233e-08 | 0.12967 | 0.12968 | 0.12968 | 0.17561 | 0.63637 | 0.17561 | 0.63714 | 0.63637 | 0.63714 | 0.17561 | 0.13449 | 0.12967 | 0.17569 | 0.12967 | 0.12967
689 | 150713.9458 | 15384.5318 | 5659.1335 | 64958.6011 | 36172.5211 | 14701.7344 | 11721.4043 | 3017.2806 | 5984.5145 | 7698.0233 | 25599.6654 | 7502.3135 | 9310.0585 | 3880.2655 | 6924.1209 | n/a | 9352.5334 | 6063.3753 | 2726.0738 | 10244.8542 | 10713.3217 | 7664.109 | 1717.3826 | 4837.4539 | 8383.3651 | 4220.9325 | 5691.3959 | 8974.6896 | 3488.218 | 4398.6664 | 145.1204 | 115.4651 | 115.4651 | 151.6372 | 174.3472 | 129.8181 | 194.5814 | 149.2128 | 194.5814 | 144.0117 | 155.7646 | 115.6246 | 116.2853 | 125.8567 | 115.972 | 162433.8444 | 9120.4208 | 4094.6477 | 66791.6582 | 29577.3391 | 14568.8144 | 5006.8565 | 5003.5317 | 4212.2671 | 4697.5587 | 24592.5287 | 5944.8815 | 6178.1716 | 4712.0067 | 6055.8922 | 153939.2124 | 18185.9541 | 10158.023 | 66153.8 | 38849.6039 | 24996.9362 | 11989.676 | 6720.9143 | 9049.721 | 13075.7238 | 26526.1612 | 11356.2774 | 14256.9612 | 8191.0247 | 10409.7586 | 98.9113 | 98.9113 | 98.9113 | 110.06 | 110.06 | 110.06 | 128.3543 | 110.06 | 128.3543 | 110.06 | 98.9113 | 110.06 | 110.06 | 98.9113 | 98.9113 | 0.034515 | 4.1307e-05 | 5.1036e-15 | 0.020514 | 0.003793 | 2.4732e-14 | 0.019154 | 1.251e-21 | 1.7756e-08 | 5.4108e-14 | 0.010539 | 9.4071e-11 | 2.8065e-11 | 3.6348e-24 | 5.4749e-11 | 0.034515 | 0.034556 | 0.034556 | 0.055029 | 0.058822 | 0.055029 | 0.077977 | 0.058822 | 0.077977 | 0.055029 | 0.045055 | 0.034515 | 0.055029 | 0.034515 | 0.034515
690 | 153788.9703 | 15492.6703 | 5896.3837 | 66150.2658 | 36711.1351 | 15370.997 | 11775.0672 | 2924.1845 | 5984.9781 | 7878.868 | 25882.4447 | 8076.3388 | 9835.6921 | 3987.0252 | 7163.1699 | n/a | 9231.3525 | 4583.623 | 4916.3334 | 8839.0999 | 9905.5658 | 5640.5917 | 2028.0913 | 4274.5361 | 7359.9435 | 2871.7458 | 5296.5981 | 7520.3482 | 3513.4486 | 3872.8029 | 136.4589 | 102.7116 | 102.7116 | 143.8816 | 170.7619 | 116.5074 | 194.7291 | 140.9904 | 194.7291 | 133.3195 | 150.4461 | 99.6953 | 103.0668 | 115.0204 | 103.312 | 163413.2139 | 10174.7109 | 4412.4345 | 66349.9577 | 31481.8526 | 13704.9023 | 5282.2623 | 5164.0343 | 4441.4777 | 4099.4492 | 25261.5249 | 5997.7408 | 6759.8551 | 4640.1098 | 5860.9457 | 154748.3 | 19365.7634 | 8981.6575 | 67063.1772 | 39244.9546 | 22256.0681 | 11045.6561 | 7135.8256 | 8694.7138 | 11304.1927 | 27365.7707 | 10910.6389 | 12948.5874 | 7996.5584 | 9714.8485 | 157.19 | 157.19 | 157.19 | 157.19 | 157.19 | 157.19 | 292.0937 | 157.19 | 292.0937 | 157.19 | 157.19 | 157.19 | 157.19 | 157.19 | 157.19 | 0.075824 | 3.096e-06 | 1.4201e-10 | 0.023878 | 0.0044539 | 5.9338e-10 | 0.23362 | 5.2379e-25 | 9.5785e-08 | 1.6115e-09 | 0.0046545 | 5.2565e-08 | 1.3938e-07 | 4.354e-22 | 2.1125e-08 | 0.075824 | 0.075827 | 0.075827 | 0.099702 | 0.10416 | 0.099702 | 0.33778 | 0.10416 | 0.33778 | 0.099702 | 0.080479 | 0.075824 | 0.099702 | 0.075824 | 0.075824
691 | 146386.4608 | 14515.504 | 5666.0118 | 63225.5264 | 35096.5001 | 14722.9952 | 10999.5372 | 2956.1429 | 5486.7164 | 7364.7699 | 25118.5661 | 7729.2114 | 9475.8886 | 3833.2771 | 6463.6721 | n/a | 9911.6877 | 5865.6831 | 3953.4005 | 8415.6569 | 11456.1595 | 7849.1222 | 2187.3231 | 4301.2362 | 8437.6603 | 4356.9788 | 5360.4191 | 7887.7372 | 3367.7162 | 5303.8178 | 149.4875 | 119.4816 | 119.4816 | 156.0806 | 178.9631 | 134.2389 | 199.3495 | 153.6398 | 199.3495 | 148.5392 | 160.0842 | 119.9387 | 120.3651 | 129.9514 | 119.9923 | 164646.7879 | 10212.1721 | 4278.8728 | 68373.6903 | 29661.231 | 14101.5679 | 5216.3179 | 5186.3503 | 4193.8636 | 4164.7844 | 25107.6159 | 5831.7518 | 6430.662 | 4596.9427 | 6037.8724 | 147340.1879 | 16728.1598 | 10073.8559 | 67861.1908 | 37174.4879 | 25095.7274 | 12715.4402 | 7282.9735 | 8322.8998 | 12449.3447 | 28072.1947 | 10883.2709 | 12627.5992 | 7304.9589 | 11308.0902 | 156.9057 | 156.9057 | 156.9057 | 156.9057 | 156.9057 | 156.9057 | 156.9057 | 156.9057 | 156.9057 | 156.9057 | 156.9057 | 156.9057 | 156.9057 | 156.9057 | 156.9057 | 0.07477 | 0.00012809 | 9.6935e-15 | 0.0022848 | 0.0061089 | 2.0864e-14 | 0.0002194 | 2.2273e-25 | 1.5528e-08 | 7.45e-14 | 0.00045163 | 5.7069e-09 | 7.3623e-08 | 4.0947e-20 | 2.5947e-15 | 0.07477 | 0.074898 | 0.074898 | 0.077055 | 0.083164 | 0.077055 | 0.083383 | 0.083164 | 0.083383 | 0.077055 | 0.075222 | 0.07477 | 0.077055 | 0.07477 | 0.07477
692 | 156043.0615 | 15737.1922 | 5801.0837 | 67059.6844 | 37212.0284 | 15484.9514 | 11567.0433 | 3052.6432 | 5802.1222 | 7737.2449 | 26629.4322 | 8104.305 | 10009.7124 | 3811.3122 | 7224.4693 | n/a | 8776.3785 | 6471.8375 | 3822.2572 | 8606.9362 | 11987.404 | 9297.318 | 1637.7044 | 4113.6788 | 9731.2573 | 4920.5933 | 4948.7588 | 5136.7371 | 2762.408 | 5201.5534 | 144.4388 | 113.9273 | 113.9273 | 151.1449 | 174.6866 | 128.2637 | 195.6649 | 148.628 | 195.6649 | 142.9792 | 155.7086 | 113.5483 | 114.673 | 124.701 | 114.4528 | 165582.1643 | 10347.7827 | 4426.9847 | 66631.6081 | 29656.0518 | 13771.5678 | 5241.9686 | 5105.5512 | 4332.1603 | 4323.5478 | 24757.897 | 6086.6659 | 7535.1585 | 4564.0019 | 6361.2288 | 158647.9643 | 18809.7612 | 10898.8222 | 68314.7653 | 37087.488 | 25586.7718 | 14539.2865 | 6683.1556 | 8445.8391 | 14054.8051 | 28464.0902 | 10863.2247 | 12642.3957 | 7144.1099 | 11557.4822 | 108.6339 | 108.6339 | 108.6339 | 109.0008 | 228.0522 | 109.0008 | 228.0522 | 228.0522 | 228.0522 | 109.0008 | 108.6339 | 109.0008 | 109.0008 | 108.6339 | 108.6339 | 0.046457 | 2.5011e-05 | 2.1757e-16 | 0.020301 | 0.045787 | 1.6781e-13 | 7.3965e-06 | 5.0493e-21 | 8.8247e-08 | 5.4132e-16 | 0.0029727 | 7.9092e-08 | 1.1591e-06 | 1.6922e-19 | 1.1092e-12 | 0.046457 | 0.046482 | 0.046482 | 0.066758 | 0.11255 | 0.066758 | 0.11255 | 0.11255 | 0.11255 | 0.066758 | 0.049429 | 0.046457 | 0.066759 | 0.046457 | 0.046457
693 | 153069.38 | 15396.6419 | 5940.9267 | 65866.0831 | 36684.5514 | 15281.7571 | 11872.6818 | 3120.9559 | 6060.8648 | 7907.7363 | 25967.6062 | 7793.1678 | 9697.1339 | 4024.7094 | 6978.9097 | n/a | 8216.1859 | 5111.4078 | 4601.6054 | 9330.364 | 9881.4438 | 7279.4807 | 1351.9485 | 4494.1895 | 7350.4225 | 3643.2608 | 6257.7018 | 7979.2686 | 4212.8053 | 5477.6857 | 186.7934 | 156.9968 | 156.9968 | 193.3315 | 214.6688 | 175.0437 | 233.6551 | 191.0847 | 233.6551 | 188.3619 | 194.8108 | 161.7257 | 158.6471 | 166.7475 | 157.4725 | 166018.6757 | 11117.1689 | 4054.0614 | 66826.3515 | 28707.128 | 14934.0166 | 5417.8337 | 4989.1758 | 4423.1739 | 4070.6334 | 25998.8501 | 6106.5278 | 5907.0539 | 4711.2736 | 6010.3424 | 156241.6 | 17833.8041 | 7864.0185 | 67756.5319 | 37201.8 | 24413.0604 | 12443.5224 | 5956.3244 | 8837.1634 | 11300.1559 | 27288.1109 | 12082.7296 | 12976.2402 | 8720.6789 | 11488.0282 | 129.1766 | 129.1766 | 129.1766 | 129.1766 | 176.79 | 129.1766 | 176.79 | 176.79 | 176.79 | 129.1766 | 129.1766 | 129.1766 | 129.1766 | 129.1766 | 129.1766 | 0.036959 | 0.00010243 | 2.607e-07 | 0.0146 | 0.026108 | 1.5017e-12 | 0.0082206 | 1.4482e-16 | 8.2387e-08 | 2.017e-09 | 0.0059761 | 2.2575e-11 | 5.9096e-08 | 2.8728e-25 | 1.701e-13 | 0.036959 | 0.037061 | 0.037061 | 0.051558 | 0.077666 | 0.051558 | 0.085886 | 0.077666 | 0.085886 | 0.051558 | 0.042935 | 0.036959 | 0.051558 | 0.036959 | 0.036959
694 | 158004.8755 | 15892.3865 | 6254.1976 | 67830.9606 | 37695.2771 | 15963.676 | 11938.7099 | 3150.2715 | 6020.0869 | 8124.4323 | 26653.0213 | 8119.6582 | 10340.4483 | 4083.2424 | 7559.5337 | n/a | 8307.5686 | 7288.1987 | 4547.66 | 11343.7286 | 9368.5331 | 7188.1777 | 1672.0202 | 3815.612 | 6789.1141 | 4499.2903 | 6424.5336 | 7820.9049 | 3529.3463 | 4881.1366 | 164.3563 | 133.8543 | 133.8543 | 171.0555 | 193.8684 | 149.9523 | 214.1852 | 168.6315 | 214.1852 | 164.2038 | 174.3182 | 135.701 | 135.0023 | 144.2884 | 134.3633 | 171435.2448 | 10891.0833 | 4371.7401 | 71307.1681 | 32013.7209 | 13563.8175 | 5722.6243 | 5065.0814 | 4497.7879 | 4266.4982 | 24649.8342 | 5780.1045 | 6788.2963 | 4548.5652 | 5866.2268 | 161242.6 | 19101.6519 | 11569.3388 | 70119.4833 | 40343.9047 | 22472.0506 | 12818.4019 | 5483.6568 | 8313.4 | 10750.9123 | 27306.1245 | 12049.038 | 13042.4012 | 7992.7115 | 10747.3633 | 114.2246 | 114.2246 | 114.2246 | 114.2246 | 114.2246 | 114.2246 | 114.2246 | 114.2246 | 114.2246 | 114.2246 | 114.2246 | 114.2246 | 114.2246 | 114.2246 | 114.2246 | 0.037688 | 1.9372e-05 | 6.4618e-16 | 0.012363 | 0.004279 | 2.9619e-09 | 0.0034797 | 6.6761e-14 | 7.3404e-07 | 1.2515e-07 | 0.016568 | 2.9917e-10 | 1.2405e-06 | 3.8934e-21 | 1.4935e-09 | 0.037688 | 0.037707 | 0.037707 | 0.050051 | 0.05433 | 0.050051 | 0.057809 | 0.05433 | 0.05781 | 0.050051 | 0.054256 | 0.037688 | 0.050052 | 0.037688 | 0.037688
695 | 148003.7854 | 14768.8747 | 5200.2605 | 63891.487 | 35512.7041 | 14975.3401 | 11522.6123 | 2827.0031 | 5927.437 | 7744.1739 | 25320.9984 | 7952.8516 | 9306.6461 | 4007.2279 | 6937.1919 | n/a | 9444.8115 | 5428.8413 | 4564.5237 | 6998.5431 | 11731.0857 | 7733.8018 | 2452.4809 | 3644.9339 | 7484.7158 | 2982.1384 | 4651.0475 | 8285.0641 | 3666.3186 | 5937.1546 | 159.8854 | 128.2705 | 128.2705 | 166.8316 | 190.8552 | 144.0298 | 212.2567 | 164.2708 | 212.2567 | 159.0422 | 170.8948 | 129.0175 | 129.2493 | 139.2616 | 128.8066 | 163566.6064 | 9905.8568 | 4282.5371 | 69806.8428 | 30329.6461 | 15712.2136 | 5229.8544 | 5072.4532 | 4322.5286 | 4917.9203 | 23332.5365 | 5973.7472 | 6304.9578 | 4701.5808 | 6092.9414 | 151120.5 | 19134.7683 | 9711.3785 | 68467.1196 | 36301.5 | 26211.9992 | 12394.667 | 7406.5341 | 7967.4624 | 11422.9361 | 24996.6749 | 10373.1947 | 12220.0641 | 7651.6994 | 11533.2959 | 109.78 | 109.78 | 109.78 | 109.78 | 127.8 | 109.78 | 127.8 | 127.8 | 127.8 | 109.78 | 256.3421 | 109.78 | 109.78 | 109.78 | 109.78 | 0.035542 | 5.4303e-07 | 3.3269e-16 | 0.0024509 | 0.020106 | 3.3428e-15 | 0.0032539 | 7.3694e-28 | 2.0828e-06 | 3.3423e-10 | 0.070206 | 3.2157e-07 | 1.5974e-07 | 3.4445e-20 | 8.7517e-14 | 0.035542 | 0.035542 | 0.035542 | 0.037993 | 0.058099 | 0.037993 | 0.061353 | 0.058099 | 0.061355 | 0.037993 | 0.10575 | 0.035542 | 0.037993 | 0.035542 | 0.035542
696 | 154454.7481 | 15685.6543 | 5712.5684 | 66423.5951 | 36847.1002 | 15449.4553 | 11893.5736 | 3005.7683 | 6256.47 | 7750.9874 | 26380.2189 | 8157.8681 | 10029.3394 | 4159.6384 | 7171.5568 | n/a | 9348.17 | 5426.9517 | 4307.1431 | 9516.7095 | 11421.244 | 8091.9209 | 2366.7421 | 4304.5037 | 7792.9491 | 3235.1425 | 6739.283 | 5453.1799 | 3094.4107 | 5475.1739 | 93.4655 | 56.6544 | 56.6544 | 101.5752 | 132.8969 | 66.8032 | 160.8569 | 98.1658 | 160.8569 | 86.416 | 112.3408 | 47.1904 | 55.9255 | 71.0137 | 57.3548 | 164717.4122 | 9933.3036 | 4134.2253 | 69097.9544 | 31748.4903 | 12807.3553 | 4931.1975 | 5129.3029 | 4212.7468 | 4058.9343 | 24636.7029 | 5626.5935 | 7229.6207 | 4669.9768 | 5958.4688 | 156653.6 | 19214.3736 | 9525.8771 | 67837.4853 | 37696.4998 | 23907.6992 | 12967.1184 | 7394.045 | 8468.8504 | 11764.9834 | 26909.2454 | 12131.8766 | 11750.5007 | 7613.0874 | 11424.7428 | 85.76 | 85.76 | 85.76 | 85.76 | 87.3418 | 85.76 | 87.3418 | 87.3418 | 87.3418 | 85.76 | 85.76 | 85.76 | 85.76 | 85.76 | 85.76 | 0.052204 | 8.0461e-06 | 6.2008e-13 | 0.01865 | 0.019569 | 1.1101e-11 | 0.0019943 | 2.5519e-25 | 1.5933e-06 | 6.2763e-11 | 0.019681 | 2.6414e-10 | 4.3288e-05 | 1.2627e-18 | 1.4549e-12 | 0.052204 | 0.052212 | 0.052212 | 0.070854 | 0.090423 | 0.070854 | 0.092417 | 0.090423 | 0.092419 | 0.070854 | 0.071885 | 0.052204 | 0.070897 | 0.052204 | 0.052204
697 | 154959.5726 | 15670.0847 | 5777.5095 | 66616.7696 | 36962.3594 | 15632.4814 | 11656.1047 | 3018.0658 | 5931.0707 | 8081.875 | 26407.1161 | 8151.5019 | 9858.9942 | 4184.9834 | 7128.4398 | n/a | 9412.8125 | 7473.8004 | 4828.602 | 8249.8617 | 9733.9647 | 8997.7982 | 1615.5974 | 3180.0657 | 8514.7192 | 4515.377 | 6551.6013 | 7663.2371 | 3300.1658 | 5330.1313 | 73.3665 | 37.5805 | 37.5805 | 81.2545 | 112.3362 | 45.8989 | 140.0915 | 77.8594 | 140.0915 | 65.3682 | 92.8593 | 26.4297 | 36.5192 | 51.8348 | 38.2759 | 161989.9786 | 10916.7831 | 4318.7212 | 66188.5486 | 30400.6426 | 14649.2893 | 5085.1966 | 5247.3339 | 4312.146 | 4194.4962 | 22066.7542 | 5823.4926 | 6746.9697 | 4714.3185 | 6090.3968 | 155645.7 | 20222.9956 | 11778.1216 | 67881.772 | 37337.5256 | 23459.954 | 13703.9948 | 6754.6313 | 7376.7117 | 11837.1155 | 26303.8313 | 12323.8939 | 14370.5068 | 7866.8843 | 11374.628 | 131.39 | 131.39 | 131.39 | 131.39 | 131.39 | 131.39 | 131.39 | 131.39 | 131.39 | 131.39 | 179.8898 | 131.39 | 131.39 | 131.39 | 131.39 | 0.082467 | 6.5885e-07 | 5.2833e-19 | 0.020119 | 0.029649 | 7.1943e-11 | 0.00011325 | 8.4942e-22 | 3.593e-05 | 5.0138e-10 | 0.049755 | 1.0108e-10 | 5.209e-10 | 1.3276e-19 | 1.3093e-12 | 0.082467 | 0.082468 | 0.082468 | 0.10259 | 0.13223 | 0.10259 | 0.13235 | 0.13223 | 0.13238 | 0.10259 | 0.13222 | 0.082467 | 0.10259 | 0.082467 | 0.082467
698 | 153560.4095 | 15542.4311 | 5959.6163 | 66057.9995 | 36719.6565 | 15194.3831 | 11859.529 | 2878.0628 | 6195.3141 | 7720.129 | 25794.3781 | 8065.0885 | 9667.3136 | 4123.4799 | 7016.8079 | n/a | 13348.5644 | 4738.7996 | 3601.8504 | 10205.3722 | 8710.1167 | 7436.5412 | 2012.1862 | 3920.5149 | 6355.0643 | 3557.1029 | 5664.364 | 7537.5841 | 2980.368 | 4593.9254 | 86.2082 | 49.3429 | 49.3429 | 94.3315 | 125.9665 | 58.8525 | 154.2102 | 90.8831 | 154.2102 | 78.6643 | 105.5944 | 39.0407 | 48.4639 | 63.848 | 50.0505 | 167514.0624 | 11165.5075 | 4230.2746 | 65954.2616 | 30453.9838 | 14142.8749 | 5503.6326 | 4943.4727 | 4521.3219 | 4554.318 | 26912.0639 | 5543.0779 | 5781.7998 | 4671.7403 | 5869.1543 | 156061.1 | 24130.7719 | 8954.6743 | 66506.912 | 39719.956 | 22825.1916 | 12767.3738 | 6949.4588 | 8331.7368 | 10892.5823 | 26417.9 | 11196.4419 | 11643.9838 | 7388.9369 | 10463.0797 | 67.6453 | 67.6453 | 67.6453 | 131.8064 | 131.8064 | 131.8064 | 131.8064 | 131.8064 | 131.8064 | 131.8064 | 67.6501 | 131.8064 | 131.8064 | 67.6453 | 67.6453 | 0.047332 | 2.9969e-11 | 3.0955e-10 | 0.030091 | 0.0029601 | 6.7773e-11 | 0.0031605 | 1.3375e-24 | 2.0431e-06 | 4.0839e-09 | 0.016781 | 1.2324e-08 | 1.1781e-05 | 7.2023e-18 | 8.9911e-11 | 0.047332 | 0.047332 | 0.047332 | 0.077423 | 0.080383 | 0.077423 | 0.083543 | 0.080383 | 0.083545 | 0.077423 | 0.064113 | 0.047332 | 0.077434 | 0.047332 | 0.047332
699 | 155671.1542 | 15790.0459 | 6000.1861 | 66877.5456 | 37296.6816 | 15787.4951 | 12055.1388 | 3038.5798 | 6008.7165 | 7935.3419 | 26431.6204 | 8402.8386 | 9823.4312 | 4124.036 | 7241.7603 | n/a | 7589.9423 | 4776.4583 | 4656.6259 | 8131.597 | 7405.5705 | 6675.35 | 1967.7362 | 3194.3899 | 7006.9654 | 5448.1889 | 6689.2918 | 4902.5259 | 3572.2712 | 4163.2298 | 74.7368 | 36.9881 | 36.9881 | 83.0581 | 115.9404 | 45.528 | 145.3049 | 79.4645 | 145.3049 | 66.1261 | 95.4721 | 24.9299 | 35.8152 | 52.0689 | 37.7238 | 160562.9026 | 10240.2451 | 4322.8229 | 63444.7708 | 27934.3768 | 13413.6389 | 5237.25 | 5162.1229 | 4317.2091 | 3992.0722 | 24163.4621 | 5996.4899 | 6944.5661 | 4604.7893 | 6223.2407 | 155599.4026 | 17281.4874 | 9023.0812 | 67693.5967 | 35812.3738 | 20819.2095 | 11871.2999 | 7129.8591 | 7470.299 | 10999.0376 | 28363.951 | 12685.7817 | 11794.692 | 8177.0605 | 10115.0705 | 168.954 | 168.954 | 168.954 | 168.954 | 236.1163 | 168.954 | 236.1163 | 236.1163 | 236.1163 | 168.954 | 168.954 | 168.954 | 168.954 | 168.954 | 168.954 | 0.10365 | 0.0011703 | 2.9541e-10 | 0.025172 | 0.12567 | 1.0378e-07 | 0.068926 | 1.617e-23 | 3.644e-05 | 1.0776e-08 | 0.0025257 | 1.099e-10 | 1.3694e-05 | 1.2308e-21 | 4.095e-09 | 0.10365 | 0.10482 | 0.10482 | 0.12882 | 0.2545 | 0.12882 | 0.32342 | 0.2545 | 0.32346 | 0.12882 | 0.10618 | 0.10365 | 0.12884 | 0.10365 | 0.10365
700 | 153135.5824 | 15377.964 | 5673.7482 | 65901.0465 | 36635.6371 | 15348.2898 | 11768.1871 | 3021.2671 | 6159.3248 | 7774.1463 | 26062.0583 | 8334.0378 | 9746.0272 | 4070.9557 | 7211.4047 | n/a | 8217.575 | 5497.8938 | 4907.615 | 7116.7391 | 8847.2811 | 8078.6885 | 1791.5658 | 5128.5992 | 8650.6896 | 4962.5748 | 7015.3928 | 6695.526 | 3243.1742 | 4931.607 | 85.6935 | 48.496 | 48.496 | 93.8904 | 125.8573 | 57.9769 | 154.398 | 90.4049 | 154.398 | 77.9971 | 105.339 | 37.9568 | 47.583 | 63.1535 | 49.211 | 169542.273 | 11082.5368 | 4429.7639 | 70916.0323 | 31074.9371 | 14217.9303 | 5373.7098 | 5088.3547 | 4242.9696 | 4117.1817 | 25688.5213 | 6058.4372 | 7612.2276 | 4647.0862 | 5862.9918 | 157724.7968 | 18950.2118 | 9927.6578 | 71482.4711 | 36552.1 | 21402.0113 | 13406.2984 | 6834.9205 | 9366.1688 | 12211.8713 | 28345.6961 | 12700.2299 | 14172.0536 | 7526.1603 | 10782.4988 | 47.5776 | 47.5776 | 47.5776 | 47.5776 | 195.61 | 47.5776 | 195.61 | 195.61 | 195.61 | 47.5776 | 47.5776 | 47.5776 | 47.5776 | 47.5776 | 47.5776 | 0.014895 | 6.0826e-06 | 2.8028e-14 | 0.0014302 | 0.044242 | 5.0351e-09 | 0.00038566 | 3.5068e-22 | 1.3969e-08 | 7.9359e-12 | 0.0014401 | 6.3296e-11 | 5.9758e-10 | 5.4425e-19 | 7.6303e-11 | 0.014895 | 0.014901 | 0.014901 | 0.016325 | 0.060567 | 0.016325 | 0.060953 | 0.060567 | 0.060953 | 0.016325 | 0.016335 | 0.014895 | 0.016325 | 0.014895 | 0.014895
701 | 156304.7107 | 16051.6955 | 5924.6767 | 67147.6329 | 37439.3405 | 15817.8268 | 11743.3189 | 2991.2297 | 5938.1968 | 8293.7428 | 26252.8333 | 8289.9188 | 9888.5075 | 4189.8633 | 6796.0745 | n/a | 9084.1542 | 5919.0604 | 4563.7961 | 8471.6402 | 10361.3996 | 8035.2681 | 2178.3304 | 4730.6096 | 8975.5998 | 3377.351 | 5839.2567 | 7164.6091 | 3458.1334 | 5769.237 | 59.1693 | 19.806 | 19.806 | 67.8509 | 102.8177 | 27.0511 | 134.0539 | 64.0171 | 134.0539 | 48.9621 | 82.0175 | 5.1402 | 18.2046 | 35.8479 | 20.5885 | 163400.4619 | 10851.6815 | 4500.733 | 64298.517 | 27938.0869 | 13339.3314 | 4729.6246 | 5166.0513 | 4145.598 | 4131.2294 | 23442.145 | 5746.7114 | 6886.4991 | 4709.2765 | 6253.6156 | 157562.6 | 19449.4738 | 10365.1933 | 66212.9132 | 35792.027 | 22359.931 | 12611.7927 | 7344.3816 | 8876.2076 | 12860.3292 | 26286.6959 | 11346.8682 | 13519.4082 | 7819.9099 | 11793.5526 | 105.47 | 105.47 | 105.47 | 236.6769 | 236.8068 | 236.6769 | 236.8068 | 236.8068 | 236.8068 | 236.6769 | 155.0092 | 236.6769 | 236.6769 | 105.47 | 105.47 | 0.069716 | 1.3359e-05 | 2.8301e-14 | 0.059632 | 0.13969 | 2.3405e-09 | 0.0034482 | 3.0243e-25 | 2.9103e-08 | 1.7481e-11 | 0.040684 | 2.6302e-08 | 1.8714e-08 | 2.441e-19 | 4.5972e-15 | 0.069716 | 0.06973 | 0.06973 | 0.12935 | 0.26904 | 0.12935 | 0.27249 | 0.26904 | 0.27249 | 0.12935 | 0.1104 | 0.069716 | 0.12935 | 0.069716 | 0.069716
702 | 155203.7333 | 15446.8211 | 5757.4563 | 66710.4026 | 37128.9003 | 15675.3049 | 12088.8864 | 2843.7931 | 6051.7922 | 8055.011 | 26441.6795 | 8338.5023 | 9800.601 | 3896.0683 | 6871.6649 | n/a | 11073 | 6227.401 | 4798.7944 | 9275.0458 | 7847.6486 | 9362.6079 | 1902.1699 | 4959.2726 | 4879.0694 | 3975.046 | 6981.5012 | 8274.8007 | 3521.9303 | 5426.5391 | 74.5328 | 37.2167 | 37.2167 | 82.7585 | 115.2404 | 45.7164 | 144.2471 | 79.2091 | 144.2471 | 66.0635 | 94.9879 | 25.3694 | 36.0703 | 52.1136 | 37.9434 | 166170.7642 | 9807.1617 | 4159.1022 | 68516.9914 | 32050.9362 | 14123.32 | 5470.0679 | 5055.2743 | 4464.8488 | 4264.0913 | 25737.2483 | 5864.4606 | 6832.6767 | 4672.3165 | 6179.1277 | 155760.3 | 20584.0617 | 10323.7032 | 68578.0858 | 39191.982 | 21898.2686 | 14620.2758 | 6770.3442 | 9252.4214 | 9127.3607 | 28497.4943 | 12789.0618 | 14008.8774 | 8061.1468 | 11505.4668 | 141.2 | 141.2 | 141.2 | 141.2 | 141.2 | 141.2 | 141.2 | 141.2 | 141.2 | 141.2 | 141.2 | 141.2 | 141.2 | 141.2 | 141.2 | 0.085604 | 1.3253e-07 | 5.4774e-15 | 0.014943 | 0.0068691 | 4.5439e-09 | 3.6522e-05 | 4.6155e-24 | 1.1063e-08 | 0.00020987 | 0.0021104 | 4.3185e-11 | 1.5926e-09 | 2.4404e-23 | 5.4283e-14 | 0.085604 | 0.085604 | 0.085604 | 0.10055 | 0.10742 | 0.10055 | 0.10745 | 0.10742 | 0.10745 | 0.10076 | 0.087714 | 0.085604 | 0.10055 | 0.085604 | 0.085604
703 | 154352.1744 | 15475.5246 | 5836.9867 | 66377.7693 | 37009.5521 | 15373.3753 | 12025.8207 | 2879.9632 | 6050.8624 | 8080.4044 | 26069.5898 | 7896.7297 | 9574.1863 | 4031.8397 | 7138.8483 | n/a | 10399.681 | 5628.1356 | 3196.9019 | 9876.4656 | 7967.4388 | 8893.4398 | 1780.7274 | 5048.786 | 9071.4741 | 3880.8783 | 6560.2845 | 7998.6639 | 2571.125 | 4465.6146 | 112.0007 | 76.8198 | 76.8198 | 119.7459 | 148.8612 | 88.525 | 174.8391 | 116.5921 | 174.8391 | 106.7476 | 128.5587 | 70.3026 | 76.5802 | 90.1612 | 77.4706 | 161271.3943 | 10847.7009 | 4159.7779 | 67361.7959 | 30344.0025 | 14474.9844 | 5165.6132 | 5093.0148 | 4158.5985 | 4637.9828 | 23398.73 | 5906.5701 | 6507.2061 | 4826.9829 | 6004.8428 | 155314.2 | 21100.1819 | 9723.5135 | 68139.3034 | 39104.0681 | 21590.9232 | 13963.353 | 6867.5422 | 9194.3844 | 13656.9569 | 27035.8083 | 12401.4547 | 14381.67 | 7204.0079 | 10044.9574 | 144.17 | 144.17 | 144.17 | 144.17 | 144.17 | 144.17 | 144.17 | 144.17 | 144.17 | 144.17 | 144.17 | 144.17 | 144.17 | 144.17 | 144.17 | 0.075824 | 4.0796e-08 | 6.607e-13 | 0.015681 | 0.0066453 | 3.3745e-09 | 0.00018477 | 4.0097e-24 | 1.4425e-08 | 7.5256e-14 | 0.01019 | 1.0365e-11 | 8.9293e-11 | 9.0969e-18 | 2.6978e-09 | 0.075824 | 0.075824 | 0.075824 | 0.091505 | 0.09815 | 0.091505 | 0.098335 | 0.09815 | 0.098335 | 0.091505 | 0.086014 | 0.075824 | 0.091505 | 0.075824 | 0.075824
704 | 154956.1869 | 15728.0582 | 5914.191 | 66605.8945 | 36968.0607 | 15144.6056 | 11613.525 | 3034.5732 | 6111.3583 | 7775.5929 | 26372.977 | 7787.2848 | 9781.7869 | 4061.8307 | 7263.0688 | n/a | 9686.673 | 5417.2361 | 3388.2127 | 9877.5439 | 10397.6299 | 4560.8166 | 1468.0587 | 4240.7819 | 7595.6002 | 4538.9543 | 5904.4595 | 5759.1564 | 3501.1941 | 4251.4562 | 147.6475 | 115.7706 | 115.7706 | 154.6544 | 179.3671 | 130.4607 | 201.3909 | 152.0099 | 201.3909 | 145.9095 | 159.6342 | 115.0119 | 116.4842 | 127.0813 | 116.3224 | 161130.4515 | 9160.6985 | 4305.4478 | 68099.1957 | 30251.2641 | 14155.2898 | 6080.537 | 5174.8183 | 4827.2459 | 4287.8621 | 23371.1742 | 5900.9467 | 6787.0417 | 4698.5457 | 6091.3432 | 156350.1 | 18766.7714 | 9714.9838 | 69812.6569 | 39534.8566 | 23774.6198 | 10641.3536 | 6642.877 | 9068.0278 | 11869.4623 | 27668.5285 | 11774.7061 | 12478.8981 | 8187.7398 | 10332.6993 | 147.61 | 147.61 | 147.61 | 147.61 | 147.61 | 147.61 | 302.0864 | 147.61 | 302.0864 | 147.61 | 147.61 | 147.61 | 147.61 | 147.61 | 147.61 | 0.066538 | 2.7034e-05 | 1.5823e-12 | 0.0064438 | 0.0043951 | 4.5415e-12 | 0.39958 | 5.0931e-21 | 3.9718e-08 | 4.4802e-11 | 0.0063894 | 1.0034e-10 | 7.0046e-07 | 2.7475e-22 | 1.4379e-09 | 0.066538 | 0.066565 | 0.066565 | 0.072982 | 0.077377 | 0.072982 | 0.47696 | 0.077377 | 0.47696 | 0.072982 | 0.072928 | 0.066538 | 0.072983 | 0.066538 | 0.066538
705 | 155491.2469 | 15858.7298 | 6130.7804 | 66814.7054 | 37107.7383 | 15619.2497 | 11885.5897 | 2847.7702 | 6075.5026 | 8075.1835 | 26155.0213 | 7924.4666 | 9765.1696 | 4008.7481 | 7444.686 | n/a | 8681.7852 | 6077.3222 | 4701.6565 | 5908.6111 | 8745.6519 | 8280.6025 | 1852.3898 | 3742.2204 | 10053.9219 | 4102.6962 | 6333.8305 | 7188.61 | 4243.0565 | 5522.3693 | 142.5947 | 111.9075 | 111.9075 | 149.3399 | 173.1138 | 126.0898 | 194.3006 | 146.7962 | 194.3006 | 140.9515 | 154.1041 | 111.2281 | 112.6036 | 122.7883 | 112.4383 | 162457.9678 | 10121.3968 | 4581.9224 | 66132.3868 | 29961.8974 | 13935.2843 | 5144.0175 | 5224.6314 | 4064.7323 | 4370.0601 | 24263.8448 | 5742.8122 | 7059.4281 | 4709.1185 | 5751.6192 | 156475.9 | 18737.682 | 10604.6447 | 69342.0754 | 35404.9085 | 22612.7362 | 13335.32 | 7015.2212 | 7806.9527 | 14355.782 | 26982.741 | 12076.6426 | 13852.9702 | 8858.4751 | 11273.9885 | 154.57 | 154.57 | 154.57 | 154.57 | 259.6707 | 154.57 | 259.6707 | 259.6707 | 259.6707 | 154.57 | 154.57 | 154.57 | 154.57 | 154.57 | 154.57 | 0.075471 | 4.2193e-05 | 5.956e-14 | 0.010802 | 0.1465 | 5.9762e-10 | 0.00068767 | 2.249e-25 | 1.1155e-05 | 2.4576e-15 | 0.012566 | 6.3123e-11 | 2.4407e-09 | 4.0695e-26 | 3.5135e-11 | 0.075471 | 0.075513 | 0.075513 | 0.086273 | 0.23277 | 0.086273 | 0.23346 | 0.23277 | 0.23347 | 0.086273 | 0.088038 | 0.075471 | 0.086273 | 0.075471 | 0.075471
706 | 155550.0575 | 15476.3738 | 5623.2764 | 66861.9278 | 37260.3652 | 15497.115 | 11999.3485 | 3099.6485 | 6151.895 | 7793.2522 | 26545.6523 | 8005.1175 | 10018.8321 | 4030.8993 | 7254.6508 | n/a | 9781.604 | 4954.7449 | 3158.2564 | 8160.3243 | 10401.7773 | 9649.8841 | 2025.0803 | 4159.8661 | 6232.619 | 3591.7865 | 6023.126 | 7731.2655 | 3756.3585 | 4838.3177 | 118.6024 | 84.6825 | 84.6825 | 126.0674 | 153.7555 | 96.9074 | 178.454 | 123.0758 | 178.454 | 114.2325 | 133.8733 | 79.5824 | 84.6656 | 97.3669 | 85.3013 | 163508.9805 | 9671.2118 | 4174.1941 | 68106.0612 | 28331.6961 | 14142.9474 | 4924.7413 | 5263.5439 | 3963.1647 | 3877.9043 | 24302.5263 | 5938.9728 | 7062.6686 | 4690.9716 | 6105.5127 | 155940.6 | 18958.3158 | 9128.939 | 68565.1247 | 34968.3275 | 24535.9247 | 14018.8325 | 7246.6242 | 7999.0307 | 10101.7233 | 27597.9129 | 11962.0988 | 13914.0341 | 7809.8301 | 10914.8304 | 166.06 | 166.06 | 166.06 | 166.06 | 237.9637 | 166.06 | 237.9637 | 237.9637 | 237.9637 | 166.06 | 166.06 | 166.06 | 166.06 | 166.06 | 166.06 | 0.090112 | 8.0401e-06 | 3.2652e-12 | 0.016241 | 0.21709 | 2.6565e-12 | 0.00014516 | 2.2109e-23 | 7.2352e-06 | 3.6009e-07 | 0.0092229 | 1.9992e-10 | 7.9528e-09 | 9.6412e-21 | 5.2315e-11 | 0.090112 | 0.09012 | 0.09012 | 0.10635 | 0.32344 | 0.10635 | 0.32359 | 0.32344 | 0.32359 | 0.10635 | 0.099335 | 0.090112 | 0.10635 | 0.090112 | 0.090112
707 | 155571.7927 | 15477.9951 | 5713.2324 | 66848.2099 | 37216.291 | 15569.3447 | 11949.3196 | 3057.3786 | 6241.8148 | 8248.2779 | 26366.2331 | 7895.8807 | 10125.7049 | 4130.8255 | 7390.9506 | n/a | 7621.0323 | 5887.8122 | 4900.8231 | 9840.0478 | 10673.7541 | 6593.2247 | 1930.3092 | 5353.8175 | 4372.1167 | 4377.9366 | 6834.5778 | 9252.6413 | 3456.2152 | 4660.0528 | 160.3988 | 129.0176 | 129.0176 | 167.2931 | 191.0778 | 144.8104 | 212.2654 | 164.7592 | 212.2654 | 159.6728 | 171.216 | 129.9482 | 130.0234 | 139.8989 | 129.5484 | 171887.9821 | 10148.3407 | 4185.6973 | 74250.5324 | 31449.6886 | 15142.5132 | 4852.4065 | 5132.8498 | 4203.5482 | 4650.0525 | 26618.8079 | 5376.7758 | 7266.3464 | 4561.8267 | 5840.1405 | 160647.6 | 17529.6731 | 10073.5096 | 75185.0417 | 40736.3364 | 25140.3672 | 11445.6311 | 7043.859 | 9557.3656 | 8784.8692 | 28864.2762 | 11772.7536 | 15737.4878 | 7448.8419 | 10429.5933 | 82.77 | 82.77 | 82.77 | 82.77 | 82.77 | 82.77 | 318.3981 | 82.77 | 318.3981 | 82.77 | 82.77 | 82.77 | 82.77 | 82.77 | 82.77 | 0.011553 | 0.00027349 | 1.6898e-14 | 0.00027515 | 0.0019555 | 7.55e-13 | 0.14339 | 7.6604e-23 | 1.0361e-08 | 0.0029943 | 0.0010932 | 2.2734e-10 | 1.1348e-11 | 4.3065e-18 | 2.2903e-09 | 0.011553 | 0.011827 | 0.011827 | 0.011829 | 0.013784 | 0.011829 | 0.15718 | 0.013784 | 0.15718 | 0.014823 | 0.012647 | 0.011553 | 0.011829 | 0.011553 | 0.011553
708 | 154532.3224 | 15670.1046 | 5928.6148 | 66481.4035 | 37102.8026 | 15897.7919 | 12096.8963 | 2897.771 | 6170.6112 | 8560.9452 | 26122.7344 | 8697.7779 | 9901.7126 | 4047.3502 | 6920.7683 | n/a | 8734.2672 | 6208.0315 | 3375.2633 | 10875.6807 | 9504.9779 | 6955.5569 | 1779.7067 | 4414.773 | 7181.4398 | 3699.8964 | 6552.6107 | 5120.7576 | 3229.3725 | 4054.8272 | 143.7025 | 114.8461 | 114.8461 | 150.0431 | 172.0513 | 129.0329 | 191.6587 | 147.6955 | 191.6587 | 142.7867 | 153.8972 | 115.2791 | 115.6945 | 124.9158 | 115.3373 | 170483.4589 | 10453.9307 | 4144.5086 | 70134.8688 | 32284.3389 | 14245.779 | 5161.4326 | 5267.8425 | 4286.2396 | 4751.3521 | 26117.8945 | 5819.7047 | 6625.0332 | 4607.9521 | 6136.2777 | 157912 | 16464.6822 | 9176.9401 | 67936.5611 | 40778.1486 | 22563.4569 | 12065.0341 | 7021.2492 | 8540.1126 | 11757.9919 | 28614.8909 | 12093.4154 | 10045.2908 | 7582.5246 | 10155.505 | 96.9478 | 96.9478 | 96.9478 | 101.186 | 101.186 | 101.186 | 246.4347 | 101.186 | 246.4347 | 101.186 | 96.9478 | 101.186 | 101.186 | 96.9478 | 96.9478 | 0.032869 | 0.0062126 | 5.6108e-11 | 0.018282 | 0.0016931 | 1.8643e-09 | 0.045125 | 9.8564e-25 | 6.7313e-07 | 1.7651e-08 | 0.0010658 | 1.134e-08 | 0.021828 | 1.7705e-19 | 2.3505e-10 | 0.032869 | 0.039082 | 0.039082 | 0.051152 | 0.052845 | 0.051152 | 0.09797 | 0.052845 | 0.097971 | 0.051152 | 0.033935 | 0.032869 | 0.07298 | 0.032869 | 0.032869
709 | 155065.1245 | 15866.6709 | 6002.8742 | 66683.7181 | 37047.4114 | 15505.5979 | 12111.9246 | 2809.0888 | 6058.5894 | 7792.1187 | 26111.733 | 8264.1941 | 9359.8305 | 3834.5462 | 7173.2973 | n/a | 5840.916 | 5722.4965 | 1676.9917 | 7748.5933 | 9590.0513 | 7026.6629 | 2174.8971 | 4767.9315 | 6774.2132 | 3338.0032 | 5207.7576 | 5756.8346 | 3524.4072 | 5206.7758 | 131.2036 | 98.6325 | 98.6325 | 138.3677 | 164.329 | 111.9033 | 187.4773 | 135.5749 | 187.4773 | 128.141 | 144.7358 | 95.6658 | 98.9653 | 110.5208 | 99.2125 | 169592.5564 | 10577.3014 | 4267.8163 | 68862.3493 | 32082.8838 | 13350.5025 | 5117.8145 | 5249.5305 | 4136.2959 | 4723.483 | 26071.8678 | 5573.2015 | 7747.9337 | 4649.6266 | 5973.012 | 158787.2 | 16080.9 | 9976.6128 | 67605.2 | 39345.0771 | 22837.7539 | 12144.4774 | 7424.4275 | 8904.2274 | 11436.4962 | 26637.4 | 10739.3591 | 11977.4273 | 8092.9338 | 11179.7877 | 84.3878 | 92.2161 | 92.2161 | 118.22 | 118.22 | 118.22 | 213.4967 | 118.22 | 213.4967 | 118.22 | 101.36 | 118.22 | 118.22 | 84.3878 | 84.3878 | 0.026771 | 0.025693 | 7.6443e-13 | 0.023864 | 0.0055801 | 2.1895e-10 | 0.037741 | 3.1702e-28 | 5.9264e-08 | 4.4508e-10 | 0.019622 | 3.88e-07 | 5.9937e-07 | 3.7035e-24 | 5.8844e-12 | 0.026771 | 0.052464 | 0.052464 | 0.050635 | 0.056215 | 0.050635 | 0.093957 | 0.056215 | 0.093957 | 0.050635 | 0.046394 | 0.026772 | 0.050636 | 0.026771 | 0.026771
710 | 155381.8823 | 15766.8839 | 5832.0844 | 66806.1171 | 37158.6328 | 15662.2509 | 11631.9207 | 3203.577 | 6169.6213 | 8047.7732 | 26447.5931 | 8166.8075 | 9966.8316 | 4102.0274 | 6925.6939 | n/a | 9622.0486 | 6127.7566 | 4586.3691 | 8595.5565 | 8443.6761 | 8059.775 | 1816.1933 | 4095.9929 | 8202.0024 | 4978.2421 | 5034.869 | 5942.9598 | 3888.0995 | 5446.3027 | 119.5218 | 84.4666 | 84.4666 | 127.2375 | 155.9625 | 96.8309 | 181.5878 | 124.1316 | 181.5878 | 114.806 | 135.5032 | 78.8558 | 84.3876 | 97.6269 | 85.1086 | 165755.401 | 9661.6319 | 4332.0296 | 68645.7162 | 30875.388 | 14356.7663 | 5549.6987 | 5101.3182 | 4495.3932 | 4509.9955 | 25043.9102 | 6075.0917 | 6292.2084 | 4580.4658 | 6152.3992 | 154720.4 | 19117.8804 | 10442.5863 | 69683.3843 | 38098.3444 | 22356.3424 | 12712.3737 | 6904.5116 | 8585.1861 | 12459.6979 | 28775.8523 | 10918.1607 | 12048.3682 | 8152.9653 | 11294.1019 | 207.78 | 207.78 | 207.78 | 207.78 | 207.78 | 207.78 | 207.78 | 207.78 | 207.78 | 207.78 | 207.78 | 207.78 | 207.78 | 207.78 | 207.78 | 0.12376 | 1.293e-05 | 6.0319e-15 | 0.0079423 | 0.018209 | 1.3476e-09 | 0.0018261 | 1.7529e-20 | 5.4374e-07 | 1.919e-11 | 0.0014175 | 9.0728e-08 | 9.9055e-06 | 9.9117e-22 | 3.1659e-13 | 0.12376 | 0.12377 | 0.12377 | 0.1317 | 0.14991 | 0.1317 | 0.15173 | 0.14991 | 0.15173 | 0.1317 | 0.12517 | 0.12376 | 0.13171 | 0.12376 | 0.12376
711 | 152895.8317 | 15625.8617 | 5780.661 | 65792.8313 | 36605.5548 | 15269.4988 | 11433.2902 | 2959.902 | 5927.5143 | 7740.9408 | 26110.9222 | 8048.983 | 9585.2597 | 4044.46 | 7107.7009 | n/a | 9496.4862 | 4697.9101 | 3435.3096 | 11028.3064 | 8059.0275 | 7306.4823 | 2733.898 | 4734.8564 | 8476.1607 | 4039.4276 | 5492.2325 | 6531.6521 | 2414.6435 | 6514.2483 | 167.4728 | 136.2442 | 136.2442 | 174.3318 | 197.7171 | 152.655 | 218.544 | 171.8464 | 218.544 | 167.2644 | 177.7243 | 138.0458 | 137.4034 | 146.9403 | 136.766 | 166163.0122 | 10861.0109 | 4089.546 | 64560.4373 | 28791.5086 | 13880.7728 | 5148.9546 | 5292.0483 | 4354.9694 | 4089.0044 | 25394.5801 | 5841.3498 | 6613.0623 | 4589.6096 | 5961.9291 | 157966.4 | 20186.4971 | 8761.4561 | 66209.2 | 39477.115 | 21878.8003 | 12429.537 | 8025.9463 | 9089.8259 | 12515.1651 | 26992.7793 | 11322.5824 | 12931.4144 | 6679.0531 | 11916.9488 | 85.0891 | 85.0891 | 85.0891 | 180.99 | 180.99 | 180.99 | 180.99 | 180.99 | 180.99 | 180.99 | 88.6995 | 180.99 | 180.99 | 85.0891 | 85.0891 | 0.010896 | 6.2657e-07 | 1.8907e-10 | 0.030559 | 0.003288 | 1.0843e-09 | 0.0022151 | 2.5871e-29 | 9.7034e-09 | 1.3211e-12 | 0.011573 | 6.0167e-09 | 3.8313e-08 | 4.2744e-15 | 4.9479e-14 | 0.010896 | 0.010896 | 0.010896 | 0.041454 | 0.044742 | 0.041454 | 0.046957 | 0.044742 | 0.046957 | 0.041454 | 0.022469 | 0.010896 | 0.041454 | 0.010896 | 0.010896
712 | 156643.0511 | 15734.1435 | 5884.4702 | 67259.357 | 37438.4959 | 16054.1685 | 12248.8619 | 3130.0647 | 6144.365 | 7931.0135 | 26465.1195 | 8505.1601 | 10212.5608 | 4065.2427 | 7062.3424 | n/a | 10649.3263 | 6108.7835 | 3280.2002 | 8655.3461 | 11890.1173 | 6722.1825 | 1586.5092 | 3922.0331 | 8264.4068 | 3932.6597 | 5797.361 | 8319.1285 | 3974.7269 | 5899.9981 | 200.5158 | 174.9981 | 174.9981 | 206.1054 | 222.9134 | 194.0404 | 237.843 | 204.3683 | 237.843 | 204.513 | 204.7327 | 183.568 | 177.2288 | 182.6655 | 175.3721 | 167805.1297 | 10673.0938 | 4283.1487 | 69576.3332 | 30259.2378 | 15983.3331 | 5616.2948 | 5162.2524 | 4443.5881 | 4827.8338 | 24443.005 | 6350.1573 | 6812.1032 | 4714.4227 | 5810.1479 | 161410.1649 | 20902.32 | 10377.5323 | 70112.8334 | 38068.1838 | 26834.8504 | 12338.4773 | 6734.7616 | 8365.6212 | 12966.6406 | 27085.9 | 12089.7183 | 14833.1317 | 8683.3496 | 11710.146 | 109.9536 | 109.9536 | 109.9536 | 109.9536 | 166.9935 | 109.9536 | 240.4401 | 166.9935 | 240.4401 | 109.9536 | 133.33 | 109.9536 | 109.9536 | 109.9536 | 109.9536 | 0.014324 | 1.5502e-07 | 1.6672e-14 | 0.0081557 | 0.023919 | 7.804e-14 | 0.032309 | 2.0004e-20 | 1.2736e-06 | 6.4963e-13 | 0.017253 | 3.392e-09 | 6.3912e-10 | 1.1641e-24 | 1.0466e-13 | 0.014324 | 0.014324 | 0.014324 | 0.02248 | 0.046399 | 0.02248 | 0.078708 | 0.046399 | 0.078709 | 0.02248 | 0.031577 | 0.014324 | 0.02248 | 0.014324 | 0.014324
713 | 156853.7164 | 16003.2182 | 6253.9723 | 67379.6546 | 37438.8659 | 15487.7565 | 11870.4387 | 3073.1635 | 6088.7187 | 8027.3453 | 26447.7708 | 8128.7209 | 10139.1716 | 4204.1216 | 7209.147 | n/a | 11186.9658 | 6125.478 | 3213.3294 | 8801.7336 | 9414.3183 | 7492.0523 | 2019.5475 | 4848.601 | 5944.3506 | 3326.1642 | 7401.5523 | 6749.4046 | 3698.8692 | 5393.2565 | 198.6079 | 170.7376 | 170.7376 | 204.7177 | 223.8123 | 189.7313 | 240.7874 | 202.7263 | 240.7874 | 201.6387 | 204.5461 | 177.824 | 172.7628 | 179.4555 | 171.1629 | 166330.4668 | 10823.8677 | 4419.1256 | 69600.5868 | 30946.0659 | 13595.9589 | 5216.5925 | 5140.8811 | 4042.1804 | 3548.0162 | 23612.8167 | 6276.3103 | 6083.2508 | 4694.1826 | 5723.4236 | 158281.4 | 21719.9335 | 10519.7035 | 69950.1495 | 38732.8995 | 22034.6771 | 12612.3448 | 7101.3286 | 8794.4814 | 8894.3668 | 26105.9809 | 13300.2626 | 12204.8887 | 8371.3518 | 10950.0801 | 190.98 | 190.98 | 190.98 | 190.98 | 190.98 | 190.98 | 190.98 | 190.98 | 190.98 | 190.98 | 306.8191 | 190.98 | 190.98 | 190.98 | 190.98 | 0.066229 | 5.1748e-08 | 3.5843e-13 | 0.010687 | 0.013508 | 1.6252e-09 | 0.0050655 | 5.96e-23 | 1.2143e-07 | 0.00055964 | 0.070519 | 8.0498e-13 | 1.2128e-05 | 8.3853e-22 | 2.923e-11 | 0.066229 | 0.066229 | 0.066229 | 0.076916 | 0.090424 | 0.076916 | 0.095489 | 0.090424 | 0.09549 | 0.077476 | 0.13675 | 0.066229 | 0.076928 | 0.066229 | 0.066229
714 | 158017.9289 | 15871.9237 | 6107.3863 | 67814.5709 | 37703.105 | 15784.6505 | 12078.0112 | 2933.155 | 6012.9757 | 7963.0839 | 26816.5045 | 8412.3059 | 10037.5777 | 4194.921 | 7334.599 | n/a | 8611.9218 | 5507.7804 | 3579.9915 | 9562.8183 | 11827.7423 | 6231.8406 | 2328.201 | 3569.8039 | 8359.7607 | 2607.6929 | 6636.8416 | 6409.9784 | 3795.3574 | 4278.44 | 170.9361 | 140.6609 | 140.6609 | 177.5836 | 199.945 | 157.3294 | 219.8547 | 175.2137 | 219.8547 | 171.2954 | 180.3142 | 143.3636 | 141.9576 | 150.8859 | 141.1597 | 160112.7974 | 10139.6378 | 4013.7594 | 64194.1072 | 30926.507 | 13031.3671 | 4948.0536 | 5030.3619 | 4401.2408 | 3947.3956 | 24395.6431 | 5481.1908 | 6766.2902 | 4638.825 | 6091.5105 | 157151.8 | 18743.5596 | 9521.5398 | 67260.2987 | 40190.4253 | 24807.1094 | 11179.8941 | 7358.5629 | 7971.0446 | 12307.1563 | 26921.3359 | 12066.0324 | 13134.1685 | 8429.1825 | 10369.9505 | 233.24 | 233.24 | 233.24 | 255.5127 | 255.5127 | 255.5127 | 329.7821 | 255.5127 | 329.7821 | 255.5127 | 233.24 | 255.5127 | 255.5127 | 233.24 | 233.24 | 0.13088 | 4.3189e-05 | 3.6918e-11 | 0.049326 | 0.0049134 | 4.2336e-12 | 0.3173 | 4.2872e-26 | 3.5222e-06 | 2.1316e-11 | 0.036762 | 2.0566e-09 | 1.9127e-07 | 3.6746e-22 | 2.0525e-09 | 0.13088 | 0.13093 | 0.13093 | 0.18021 | 0.18512 | 0.18021 | 0.50242 | 0.18512 | 0.50242 | 0.18021 | 0.16765 | 0.13088 | 0.18021 | 0.13088 | 0.13088
715 | 152433.1805 | 15506.4622 | 5903.8211 | 65620.1427 | 36464.8334 | 15062.8358 | 11569.4074 | 2914.0132 | 5700.1917 | 7706.187 | 25906.3834 | 7802.71 | 9685.6878 | 3937.7217 | 6939.2627 | n/a | 8079.4864 | 6327.3402 | 2521.9624 | 8425.7712 | 8385.6976 | 7458.2994 | 2055.4158 | 4155.2732 | 6968.9891 | 3859.2405 | 6042.2539 | 7152.1777 | 3058.2228 | 4570.3333 | 151.6002 | 119.862 | 119.862 | 158.5755 | 183.0147 | 134.8946 | 204.7919 | 155.9637 | 204.7919 | 150.1705 | 163.2346 | 119.6188 | 120.6651 | 131.0461 | 120.4076 | 170073.6596 | 10229.6867 | 4357.9232 | 71853.2896 | 34071.033 | 13704.3938 | 5553.4518 | 5192.8083 | 4299.0217 | 3855.1412 | 26567.1725 | 6033.4541 | 6730.7258 | 4637.1239 | 6045.8806 | 154891.8 | 17245.3731 | 10661.7634 | 67035.852 | 40331.5042 | 20512.9915 | 11840.3512 | 7235.2241 | 7687.6949 | 10259.1303 | 27849.713 | 11918.808 | 11958.9035 | 7231.5871 | 10378.7139 | 116.6592 | 116.6592 | 116.6592 | 116.6592 | 116.6592 | 116.6592 | 133.4838 | 116.6592 | 133.4838 | 116.6592 | 116.6592 | 116.6592 | 116.6592 | 116.6592 | 116.6592 | 0.047775 | 0.00059597 | 3.3814e-15 | 0.018473 | 0.0013523 | 1.8526e-08 | 0.018815 | 1.1027e-25 | 1.8329e-06 | 9.1559e-08 | 0.002346 | 5.4983e-11 | 3.5577e-06 | 9.4994e-19 | 7.4927e-11 | 0.047775 | 0.048371 | 0.048371 | 0.066248 | 0.067601 | 0.066248 | 0.086416 | 0.067601 | 0.086418 | 0.066248 | 0.050121 | 0.047775 | 0.066252 | 0.047775 | 0.047775
716 | 157708.3791 | 15870.4613 | 6035.8204 | 67725.1425 | 37622.3697 | 15566.9075 | 11963.6053 | 2995.0432 | 6332.5897 | 8212.5228 | 26793.4963 | 8152.3704 | 9731.8709 | 3986.5738 | 7147.6077 | n/a | 6852.5246 | 5664.335 | 3998.4417 | 10028.7257 | 9928.046 | 6397.1707 | 2368.3199 | 4249.7031 | 6744.0666 | 4200.844 | 5411.6679 | 7925.4285 | 3866.8536 | 4517.7838 | 135.5534 | 102.0333 | 102.0333 | 142.9261 | 169.6248 | 115.7374 | 193.4302 | 140.0543 | 193.4302 | 132.436 | 149.4454 | 99.0389 | 102.3864 | 114.259 | 102.6297 | 165863.9397 | 10971.4778 | 4423.8285 | 72471.7112 | 29029.2699 | 14925.1841 | 5176.0214 | 5079.5332 | 4526.8188 | 4422.7121 | 23565.688 | 6173.7401 | 7533.0396 | 4689.3216 | 6068.9741 | 159508.0371 | 17467.7024 | 10088.1635 | 73252.6502 | 38601.4929 | 24079.2301 | 11722.1894 | 7294.1531 | 8729.0219 | 11029.6787 | 26697.632 | 10948.508 | 14118.4681 | 8011.5752 | 10573.1579 | 129.3579 | 129.3579 | 129.3579 | 129.3579 | 129.3579 | 129.3579 | 290.1453 | 129.3579 | 290.1453 | 129.3579 | 202.501 | 129.3579 | 129.3579 | 129.3579 | 129.3579 | 0.05949 | 0.00092422 | 5.3633e-13 | 0.0016234 | 0.017783 | 1.1396e-11 | 0.081333 | 6.2586e-25 | 7.883e-07 | 5.7877e-08 | 0.049117 | 7.1606e-08 | 6.8349e-10 | 3.6312e-22 | 1.4545e-10 | 0.05949 | 0.060414 | 0.060414 | 0.061113 | 0.078896 | 0.061113 | 0.16023 | 0.078896 | 0.16023 | 0.061113 | 0.10861 | 0.05949 | 0.061113 | 0.05949 | 0.05949
717 | 149434.6258 | 15385.9755 | 5833.3677 | 64438.5829 | 35820.7327 | 14769.8746 | 11026.0245 | 2950.5037 | 5819.538 | 7619.3923 | 25547.7539 | 7630.3656 | 9386.5411 | 3901.9371 | 6880.1053 | n/a | 12843.0218 | 6718.9254 | 4461.3898 | 9722.4321 | 9289.4673 | 9372.5796 | 1973.1177 | 3727.2493 | 6394.4661 | 3883.3805 | 7755.0406 | 5211.1518 | 3851.6595 | 4131.5961 | 153.7028 | 124.144 | 124.144 | 160.1962 | 182.5052 | 139.2513 | 202.3766 | 157.8215 | 202.3766 | 153.1904 | 163.7208 | 125.3124 | 125.1441 | 134.3493 | 124.6418 | 166272.9903 | 9474.6808 | 4442.8107 | 69689.0472 | 30825.0169 | 14117.1773 | 5270.4024 | 5209.4275 | 4222.4155 | 4239.8926 | 24275.8568 | 5926.7024 | 7205.1041 | 4629.6724 | 6012.577 | 152264.8 | 22082.6026 | 11147.3361 | 67317.7466 | 37764.5586 | 22225.6446 | 14468.582 | 7182.5452 | 7789.5647 | 9674.5588 | 27609.7373 | 13460.5431 | 12098.8559 | 8301.8319 | 9607.3731 | 110.34 | 110.34 | 110.34 | 110.34 | 110.34 | 110.34 | 110.34 | 110.34 | 110.34 | 110.34 | 110.34 | 110.34 | 110.34 | 110.34 | 110.34 | 0.041925 | 2.6364e-09 | 6.4692e-17 | 0.0074322 | 0.0071627 | 6.1125e-11 | 1.1566e-06 | 6.5065e-25 | 2.4445e-06 | 1.0129e-06 | 0.0018818 | 5.5914e-15 | 4.1476e-07 | 1.7036e-24 | 4.1569e-09 | 0.041925 | 0.041925 | 0.041925 | 0.049357 | 0.056519 | 0.049357 | 0.056521 | 0.056519 | 0.056523 | 0.049358 | 0.043806 | 0.041925 | 0.049357 | 0.041925 | 0.041925
718 | 154482.1455 | 15722.015 | 5905.7409 | 66435.6767 | 36906.6005 | 15775.6923 | 11647.6392 | 3056.7201 | 5919.5417 | 8119.0539 | 26255.0205 | 8473.048 | 10236.5643 | 4110.4462 | 7072.7023 | n/a | 10592.1171 | 5947.5246 | 4141.5198 | 9876.2982 | 10091.5917 | 7849.1556 | 2119.9535 | 4309.8155 | 5171.3834 | 3430.2214 | 3581.303 | 7655.45 | 3940.7333 | 5742.1702 | 186.4312 | 159.3316 | 159.3316 | 192.3736 | 211.1818 | 177.2086 | 227.9069 | 190.4065 | 227.9069 | 188.9406 | 192.642 | 165.4768 | 161.166 | 167.921 | 159.7506 | 167775.8922 | 10651.9568 | 4254.037 | 68540.2132 | 31179.2567 | 14445.892 | 5073.2962 | 5353.8723 | 4422.1502 | 4273.6022 | 26096.8464 | 6064.346 | 6665.7438 | 4703.072 | 6124.6805 | 160133.8 | 20639.6739 | 10187.8616 | 69263.933 | 39085.2549 | 24141.8837 | 12834.6518 | 7461.9258 | 8708.6657 | 9189.7856 | 28598.6756 | 9505.2491 | 14029.2938 | 8322.5053 | 11860.3507 | 85.32 | 85.32 | 85.32 | 85.32 | 85.32 | 85.32 | 85.32 | 85.32 | 85.32 | 85.32 | 85.32 | 85.32 | 85.32 | 85.32 | 85.32 | 0.0078156 | 2.8199e-07 | 7.0988e-14 | 0.0081067 | 0.0061437 | 2.2037e-11 | 0.0013488 | 5.0729e-25 | 5.6819e-08 | 0.00022036 | 0.0013515 | 0.00038714 | 1.6405e-08 | 1.8297e-22 | 4.8893e-14 | 0.0078156 | 0.0078159 | 0.0078159 | 0.015922 | 0.022066 | 0.015922 | 0.023415 | 0.022066 | 0.023415 | 0.016143 | 0.009167 | 0.0082027 | 0.015922 | 0.0078156 | 0.0078156
719 | 151801.5692 | 15427.2263 | 5717.1174 | 65378.7315 | 36306.7323 | 15081.7812 | 11455.0443 | 2886.1793 | 5825.3272 | 7549.3047 | 25948.9809 | 7795.1324 | 9407.9597 | 4015.694 | 6740.7073 | n/a | 10227.6966 | 6536.2772 | 3687.9095 | 10285.2612 | 10285.98 | 9559.1249 | 2086.3507 | 4163.5572 | 7746.0978 | 2907.0562 | 5984.0766 | 8732.6992 | 3868.3906 | 4478.5918 | 185.7264 | 159.9741 | 159.9741 | 191.3713 | 208.9349 | 177.72 | 224.5474 | 189.5415 | 224.5474 | 188.6716 | 191.0688 | 166.7685 | 161.89 | 167.9922 | 160.3652 | 166102.3046 | 10528.9869 | 4139.98 | 64396.9093 | 29601.7817 | 13531.0357 | 5654.7187 | 5218.3027 | 4536.3507 | 4574.0577 | 26426.6261 | 5914.9362 | 6937.0626 | 4613.4592 | 5998.7804 | 155902.8 | 19098.9975 | 10611.8572 | 65215.8187 | 38534.6428 | 23722.9157 | 14807.7435 | 7260.0534 | 8610.6079 | 12231.4554 | 27449.7637 | 11893.6128 | 15600.1618 | 8307.3497 | 10460.8722 | 111.2012 | 111.2012 | 111.2012 | 245.314 | 245.314 | 245.314 | 245.314 | 245.314 | 245.314 | 245.314 | 111.2012 | 245.314 | 245.314 | 111.2012 | 111.2012 | 0.019969 | 4.8919e-06 | 5.0963e-16 | 0.040889 | 0.0056992 | 4.0105e-12 | 2.2288e-06 | 3.3558e-26 | 4.6641e-08 | 1.1542e-12 | 0.0045608 | 5.8846e-11 | 1.8464e-13 | 2.4768e-23 | 7.696e-12 | 0.019969 | 0.019974 | 0.019974 | 0.060858 | 0.066558 | 0.060858 | 0.06656 | 0.066558 | 0.06656 | 0.060858 | 0.02453 | 0.019969 | 0.060858 | 0.019969 | 0.019969
720 | 156169.2997 | 15866.2656 | 5984.9356 | 67085.8544 | 37303.4933 | 15571.6521 | 12056.6681 | 2989.3674 | 6291.8705 | 8233.791 | 26470.7748 | 8258.7535 | 10014.5807 | 4059.0316 | 7138.6049 | n/a | 8994.3645 | 8166.8007 | 5195.2858 | 7867.6542 | 8525.5348 | 8731.842 | 2643.1655 | 4099.4956 | 8340.5378 | 3293.0145 | 6598.9718 | 6321.4551 | 4071.6126 | 5529.0737 | 169.001 | 138.5756 | 138.5756 | 175.6821 | 198.255 | 155.0806 | 218.3549 | 173.2876 | 218.3549 | 169.1799 | 178.6075 | 140.9814 | 139.8226 | 148.8982 | 139.0792 | 165223.318 | 10703.761 | 4390.168 | 69329.6801 | 31509.5214 | 13054.0766 | 5361.4414 | 5117.4893 | 4379.1546 | 4255.1288 | 24073.6777 | 5615.7542 | 6054.7435 | 4510.8095 | 6236.2807 | 159958.0258 | 18678.4255 | 12556.9687 | 72490.266 | 38405.8756 | 20768.0115 | 13967.0833 | 7754.3548 | 8424.0502 | 11828.1666 | 26197.3 | 12170.626 | 12339.0986 | 8385.6221 | 11765.3544 | 108.058 | 108.058 | 108.058 | 108.058 | 111.2907 | 108.058 | 111.2907 | 111.2907 | 111.2907 | 108.058 | 267.64 | 108.058 | 108.058 | 108.058 | 108.058 | 0.025998 | 4.9708e-05 | 5.6239e-20 | 0.0016957 | 0.015874 | 5.7003e-08 | 0.00020204 | 1.9024e-27 | 2.4198e-06 | 1.5026e-09 | 0.063788 | 4.4593e-10 | 3.9413e-06 | 2.8135e-23 | 1.5673e-13 | 0.025998 | 0.026048 | 0.026048 | 0.027694 | 0.043568 | 0.027694 | 0.04377 | 0.043568 | 0.043772 | 0.027694 | 0.089786 | 0.025998 | 0.027698 | 0.025998 | 0.025998
721 | 152466.5456 | 15757.3583 | 5780.7686 | 65630.0958 | 36556.7655 | 15248.6515 | 11469.8725 | 2913.4981 | 5863.7811 | 7847.2136 | 25956.4357 | 7919.459 | 9622.4432 | 3883.7415 | 6904.2407 | n/a | 12218.9002 | 5551.1142 | 4657.7945 | 7558.3127 | 8300.0717 | 7246.8437 | 1280.0757 | 3225.8268 | 5972.4873 | 3498.0391 | 5738.517 | 7975.5407 | 3747.1008 | 4604.1859 | 137.971 | 104.0827 | 104.0827 | 145.4246 | 172.383 | 118.0195 | 196.4196 | 142.5255 | 196.4196 | 134.8802 | 151.9551 | 101.1588 | 104.4584 | 116.4271 | 104.6849 | 160360.0543 | 11001.7674 | 4122.0657 | 64561.9488 | 30302.3104 | 13339.9075 | 4810.2844 | 5232.7194 | 4204.0528 | 3837.7947 | 24232.3129 | 5739.7062 | 6124.3925 | 4599.0132 | 5984.3036 | 152679.1 | 23206.7676 | 9673.1798 | 65483.4 | 36302.2914 | 20142.2792 | 12073.6965 | 6512.7951 | 7422.1796 | 9144.782 | 27494.452 | 11379.6232 | 13789.5215 | 8267.014 | 10583.1895 | 183.77 | 183.77 | 183.77 | 205.84 | 242.2569 | 205.84 | 242.2569 | 242.2569 | 242.2569 | 205.84 | 183.77 | 205.84 | 205.84 | 183.77 | 183.77 | 0.094857 | 6.2999e-10 | 4.9825e-13 | 0.040544 | 0.051439 | 9.5018e-08 | 0.0070526 | 9.3682e-22 | 1.9239e-05 | 5.9631e-05 | 0.0043173 | 1.8598e-09 | 1.3772e-09 | 1.6277e-24 | 1.663e-11 | 0.094857 | 0.094857 | 0.094857 | 0.1354 | 0.18684 | 0.1354 | 0.19389 | 0.18684 | 0.19391 | 0.13546 | 0.099174 | 0.094857 | 0.1354 | 0.094857 | 0.094857
722 | 152389.6804 | 15555.0106 | 5922.2781 | 65595.3234 | 36370.2449 | 15481.9093 | 11438.6792 | 2897.806 | 5763.2966 | 8023.1016 | 26003.3523 | 8358.9547 | 9673.5896 | 4061.4058 | 7315.1744 | n/a | 8811.8854 | 3558.9526 | 4048.1378 | 6616.7867 | 8784.1734 | 6535.0601 | 2022.6808 | 4013.5692 | 9518.2017 | 4095.2517 | 5473.6671 | 5869.4467 | 3895.8352 | 5553.4123 | 145.5138 | 111.9995 | 111.9995 | 152.8828 | 179.2161 | 126.5844 | 202.6899 | 150.0577 | 202.6899 | 143.0504 | 158.7511 | 110.1185 | 112.5538 | 124.0549 | 112.5876 | 168553.5483 | 11013.4317 | 4338.3996 | 69168.9103 | 30627.9013 | 14837.9539 | 5825.3823 | 5120.7 | 4815.5237 | 4609.2812 | 25998.7671 | 6111.5963 | 5896.2852 | 4644.0401 | 6109.5979 | 155716.1 | 19771.8172 | 7883.6521 | 69269.9986 | 36860.988 | 23465.6273 | 12319.7424 | 7143.3807 | 8829.093 | 14120.1829 | 28341.7188 | 11436.0634 | 9818.6319 | 8509.8753 | 10225.5608 | 98.2595 | 98.2595 | 98.2595 | 98.2595 | 150.592 | 98.2595 | 150.592 | 150.592 | 150.592 | 98.2595 | 98.2595 | 98.2595 | 98.2595 | 98.2595 | 98.2595 | 0.033192 | 1.3843e-06 | 1.9667e-07 | 0.0046589 | 0.026623 | 3.9563e-11 | 0.0031105 | 2.1142e-25 | 1.0138e-08 | 4.9292e-15 | 0.0013173 | 2.6958e-08 | 0.021406 | 7.3998e-24 | 3.9189e-09 | 0.033192 | 0.033193 | 0.033194 | 0.037851 | 0.064474 | 0.037851 | 0.067584 | 0.064474 | 0.067584 | 0.037851 | 0.034509 | 0.033192 | 0.059257 | 0.033192 | 0.033192
723 | 154913.0378 | 15657.5029 | 5892.4212 | 66613.9197 | 37047.3509 | 15531.7281 | 11707.8646 | 3128.962 | 5928.0049 | 7795.8837 | 26321.2609 | 8321.2416 | 9711.3364 | 4000.0288 | 7240.3222 | n/a | 11290.3146 | 7717.8715 | 4997.9193 | 10256.3309 | 9036.991 | 7128.7551 | 2512.4027 | 4084.5457 | 9142.8819 | 3534.3813 | 6407.324 | 6722.8333 | 3270.3301 | 4853.6002 | 121.6449 | 88.0052 | 88.0052 | 129.0473 | 156.3614 | 100.4849 | 180.7239 | 126.0989 | 180.7239 | 117.5743 | 136.5268 | 83.3956 | 88.0694 | 100.517 | 88.6155 | 163653.0685 | 9969.4476 | 4107.3996 | 65194.1165 | 29238.0255 | 14068.7225 | 4875.4666 | 5007.7085 | 4226.0434 | 4829.8697 | 25882.3553 | 6080.3381 | 6373.5525 | 4597.2926 | 6042.7448 | 155761 | 21046.7295 | 11825.2711 | 66808.6 | 37953.0206 | 22890.0136 | 11854.3613 | 7351.7112 | 7860.189 | 13864.0516 | 28008.7366 | 12380.6621 | 11842.1857 | 7393.4227 | 10532.745 | 151.38 | 151.38 | 151.38 | 168.71 | 168.71 | 168.71 | 168.71 | 168.71 | 168.71 | 168.71 | 151.38 | 168.71 | 168.71 | 151.38 | 151.38 | 0.078342 | 8.5073e-08 | 1.747e-18 | 0.034196 | 0.01871 | 2.1132e-10 | 0.027136 | 1.4425e-23 | 3.4922e-06 | 2.3992e-15 | 0.0035775 | 2.5705e-10 | 6.5165e-06 | 5.5431e-19 | 3.9233e-10 | 0.078342 | 0.078342 | 0.078342 | 0.11254 | 0.13125 | 0.11254 | 0.15838 | 0.13125 | 0.15839 | 0.11254 | 0.081919 | 0.078342 | 0.11254 | 0.078342 | 0.078342
724 | 151992.9262 | 15295.5704 | 5698.3683 | 65468.6798 | 36462.3144 | 15225.0547 | 11643.6403 | 2864.3869 | 5852.1134 | 8004.3803 | 25839.3396 | 8003.8868 | 9629.7166 | 3991.2982 | 7091.2752 | n/a | 11270.1102 | 6693.3152 | 3676.1356 | 10426.507 | 9584.4309 | 8358.0608 | 1848.921 | 4863.9661 | 7875.9778 | 3478.1834 | 6026.4559 | 5519.4941 | 2925.3291 | 4994.224 | 161.6712 | 128.5728 | 128.5728 | 168.9446 | 194.302 | 144.5659 | 216.8952 | 166.2373 | 216.8952 | 160.4142 | 173.5706 | 128.7177 | 129.4824 | 140.176 | 129.1389 | 169250.9462 | 10702.7084 | 4596.0152 | 70250.8666 | 29726.9839 | 15357.4118 | 5186.9851 | 5196.1418 | 4381.3802 | 4251.6366 | 26061.5667 | 6245.7225 | 7881.9543 | 4539.6008 | 6129.7267 | 154954.4 | 21442.4186 | 11289.3304 | 67153.3558 | 36847.0908 | 24668.2427 | 13534.6459 | 7045.0628 | 9245.3463 | 11995.7144 | 28224.8501 | 12130.4784 | 11841.302 | 7464.9299 | 11117.1506 | 114.7599 | 114.7599 | 114.7599 | 114.7599 | 179.051 | 114.7599 | 179.051 | 179.051 | 179.051 | 114.7599 | 114.7599 | 114.7599 | 114.7599 | 114.7599 | 114.7599 | 0.040767 | 9.4192e-09 | 4.6004e-18 | 0.016103 | 0.029267 | 6.0589e-13 | 0.00017692 | 2.591e-25 | 2.6079e-09 | 1.3296e-10 | 0.0012007 | 8.7477e-11 | 4.3431e-06 | 2.0433e-19 | 4.0564e-12 | 0.040767 | 0.040767 | 0.040767 | 0.05687 | 0.086137 | 0.05687 | 0.086314 | 0.086137 | 0.086314 | 0.05687 | 0.041968 | 0.040767 | 0.056875 | 0.040767 | 0.040767
725 | 154742.8286 | 15358.2256 | 5699.4484 | 66531.8554 | 37006.5689 | 15665.1167 | 11647.8982 | 3040.2307 | 5981.5306 | 8157.5078 | 26476.6374 | 8387.5232 | 9787.5905 | 4108.7727 | 7488.2092 | n/a | 11569.9106 | 6236.6999 | 4451.9743 | 9176.9966 | 10675.9673 | 9589.8498 | 2088.8075 | 4452.533 | 6428.9945 | 3218.8707 | 5585.0983 | 6703.4685 | 3156.7938 | 4771.3252 | 136.5103 | 104.1023 | 104.1023 | 143.6371 | 169.2529 | 117.8342 | 192.0897 | 140.8858 | 192.0897 | 133.8533 | 149.5851 | 101.8151 | 104.5536 | 115.8305 | 104.6744 | 164644.2529 | 9359.3476 | 4324.6159 | 67593.4896 | 30037.9515 | 14146.2869 | 5414.2348 | 5225.8934 | 4376.0242 | 4229.7353 | 25130.4425 | 5885.2161 | 6477.5879 | 4679.3478 | 6045.0613 | 157252.3529 | 20528.0583 | 10555.0158 | 68992.2639 | 37618.0481 | 24395.2542 | 14801.0846 | 7264.1009 | 8754.2572 | 10358.1298 | 27633.9131 | 11343.9144 | 12664.3564 | 7818.0417 | 10816.3865 | 105.0757 | 105.0757 | 105.0757 | 105.0757 | 128.05 | 105.0757 | 128.05 | 128.05 | 128.05 | 105.0757 | 105.0757 | 105.0757 | 105.0757 | 105.0757 | 105.0757 | 0.047553 | 1.136e-07 | 5.9739e-16 | 0.011108 | 0.024148 | 7.4974e-12 | 4.6614e-06 | 3.3729e-24 | 7.0533e-08 | 1.0114e-06 | 0.007879 | 4.9519e-08 | 3.4076e-07 | 4.6719e-20 | 5.9467e-10 | 0.047553 | 0.047553 | 0.047553 | 0.058661 | 0.082808 | 0.058661 | 0.082813 | 0.082808 | 0.082813 | 0.058662 | 0.055432 | 0.047553 | 0.058661 | 0.047553 | 0.047553
726 | 154482.7532 | 15540.5429 | 5834.2566 | 66438.6625 | 36882.2761 | 15474.0049 | 11696.6587 | 2863.7305 | 6011.884 | 7870.3888 | 26216.1603 | 8219.6381 | 9730.8425 | 3870.308 | 7116.4047 | n/a | 11580.7115 | 4943.6259 | 4720.9091 | 8627.3153 | 8659.7823 | 7091.8234 | 1951.9723 | 4268.4646 | 6375.5603 | 3363.1049 | 5685.3164 | 9328.1827 | 3461.3361 | 4996.2839 | 165.5262 | 135.9066 | 135.9066 | 172.0302 | 193.9691 | 152.0631 | 213.5038 | 169.7037 | 213.5038 | 165.7659 | 174.8129 | 138.3603 | 137.1408 | 145.939 | 136.396 | 162940.7179 | 10092.0549 | 4131.3522 | 69841.9228 | 31101.1759 | 15218.3319 | 5450.8622 | 5118.0129 | 4494.3781 | 4260.1099 | 23594.1305 | 6230.7602 | 6239.0561 | 4695.6375 | 6149.1944 | 156596.6179 | 20883.3664 | 9065.8781 | 71581.7319 | 38236.1912 | 23531.9143 | 12433.6856 | 7018.7852 | 8732.6428 | 10509.9702 | 26455.7354 | 11695.5766 | 14750.0388 | 8057.9736 | 11095.5783 | 138.2174 | 138.2174 | 138.2174 | 138.2174 | 138.2174 | 138.2174 | 138.2174 | 138.2174 | 138.2174 | 138.2174 | 167.9215 | 138.2174 | 138.2174 | 138.2174 | 138.2174 | 0.053436 | 8.6367e-08 | 4.4763e-11 | 0.0019305 | 0.012606 | 3.2322e-11 | 0.0049793 | 3.5496e-25 | 9.631e-08 | 7.8026e-08 | 0.030027 | 3.2092e-09 | 5.1953e-11 | 1.3547e-23 | 5.7371e-12 | 0.053436 | 0.053436 | 0.053436 | 0.055367 | 0.067973 | 0.055367 | 0.072952 | 0.067973 | 0.072953 | 0.055367 | 0.083463 | 0.053436 | 0.055367 | 0.053436 | 0.053436
727 | 152589.2569 | 15213.8203 | 5689.1944 | 65664.3836 | 36613.733 | 15247.5657 | 11894.2144 | 2984.2652 | 6052.7102 | 7798.0483 | 25993.8631 | 8135.7697 | 9480.4706 | 4067.0158 | 7058.5952 | n/a | 9815.6324 | 8259.5445 | 3434.5962 | 7155.8445 | 9567.9376 | 8254.7923 | 1973.1194 | 4818.3333 | 7984.9262 | 4843.1438 | 6587.7458 | 7929.4145 | 3710.9776 | 5086.2693 | 163.7182 | 131.1643 | 131.1643 | 170.8708 | 195.641 | 147.3107 | 217.7081 | 168.2298 | 217.7081 | 162.79 | 175.1144 | 131.8315 | 132.1538 | 142.4973 | 131.7172 | 162833.2077 | 10152.8803 | 4405.5461 | 65526.1696 | 30429.1807 | 13964.7383 | 5007.155 | 5166.344 | 4336.5951 | 3957.6179 | 23856.6149 | 5860.883 | 6639.9161 | 4773.2339 | 6013.2584 | 154794.9 | 19730.1127 | 12633.0906 | 66453 | 36360.7 | 23243.9353 | 13140.6473 | 7139.4634 | 9093.6283 | 11681.6035 | 28115.3168 | 12420.8288 | 14195.6306 | 8410.7114 | 11073.5277 | 133.69 | 133.69 | 133.69 | 150.58 | 274.68 | 150.58 | 274.68 | 274.68 | 274.68 | 150.58 | 133.69 | 150.58 | 150.58 | 133.69 | 133.69 | 0.051478 | 5.1794e-07 | 5.5886e-22 | 0.025332 | 0.051356 | 2.7881e-11 | 0.0012244 | 3.0178e-24 | 2.3433e-08 | 1.3626e-10 | 0.0018172 | 5.678e-11 | 1.0788e-10 | 2.5558e-23 | 3.8832e-12 | 0.051478 | 0.051479 | 0.051479 | 0.076811 | 0.12817 | 0.076811 | 0.12939 | 0.12817 | 0.12939 | 0.076811 | 0.053296 | 0.051478 | 0.076811 | 0.051478 | 0.051478
728 | 153046.202 | 15397.6638 | 5780.9053 | 65867.429 | 36686.993 | 15412.3971 | 11888.7712 | 3010.2936 | 6133.9949 | 7963.1272 | 25978.2675 | 8127.5064 | 9597.6923 | 4038.0092 | 7117.2076 | n/a | 7513.2467 | 6694.9229 | 4002.5662 | 8486.5184 | 9000.2012 | 8519.4588 | 2134.2157 | 3565.7343 | 7572.8775 | 3026.5702 | 6738.3277 | 7052.3036 | 3902.6553 | 5342.7098 | 153.5578 | 119.2953 | 119.2953 | 161.0903 | 187.8382 | 134.6301 | 211.6788 | 158.2241 | 211.6788 | 151.3534 | 166.7774 | 117.9069 | 119.9587 | 131.5391 | 119.8926 | 167235.4467 | 11055.962 | 4445.9607 | 66515.3517 | 30235.2044 | 14860.448 | 5503.8225 | 5154.2467 | 4431.043 | 4059.8162 | 26226.5403 | 5869.0681 | 6492.3839 | 4613.2406 | 6112.9663 | 156628 | 16300.6944 | 11126.4836 | 67385.8 | 37105.7228 | 22810.2312 | 13476.3813 | 7275.8623 | 7996.7772 | 10835.5937 | 28501.5105 | 12354.0778 | 13508.5875 | 8208.096 | 10110.1189 | 100.1244 | 100.1244 | 100.1244 | 105.8724 | 168.6274 | 105.8724 | 168.6274 | 168.6274 | 168.6274 | 105.8724 | 100.1244 | 105.8724 | 105.8724 | 100.1244 | 100.1244 | 0.028388 | 0.0045887 | 3.8565e-17 | 0.017593 | 0.028466 | 1.6472e-10 | 0.00046638 | 1.2268e-24 | 6.5652e-06 | 2.901e-08 | 0.00099685 | 7.3557e-11 | 3.7926e-09 | 1.2727e-22 | 1.5665e-09 | 0.028388 | 0.032977 | 0.032977 | 0.045981 | 0.074448 | 0.045981 | 0.074914 | 0.074448 | 0.074921 | 0.045981 | 0.029385 | 0.028388 | 0.045981 | 0.028388 | 0.028388
729 | 151870.1575 | 15361.2364 | 5718.557 | 65389.1273 | 36366.3476 | 15377.7108 | 11836.28 | 2940.6253 | 6181.9715 | 8093.0426 | 25988.2626 | 8469.2728 | 9582.3777 | 3941.5044 | 6803.7062 | n/a | 11974.91 | 5791.1955 | 4072.7303 | 7184.8798 | 7586.7949 | 8507.6837 | 2062.1814 | 5053.7592 | 7191.3781 | 3890.0608 | 7575.6859 | 7668.747 | 2840.4588 | 7786.2438 | 139.423 | 107.1685 | 107.1685 | 146.5152 | 171.881 | 121.1503 | 194.4927 | 143.7933 | 194.4927 | 137.0116 | 152.2032 | 105.2891 | 107.6895 | 118.7812 | 107.735 | 160704.1085 | 9374.6555 | 4287.1053 | 67627.709 | 30180.2912 | 13792.343 | 5674.0812 | 5065.4564 | 4510.4796 | 4041.9534 | 24123.4858 | 6007.2382 | 5666.3453 | 4541.5839 | 6011.5179 | 154264.4 | 20933.9655 | 10013.9007 | 70342.7393 | 37270.171 | 20948.8379 | 14119.4649 | 7127.6378 | 9564.2388 | 10817.7316 | 26420.3465 | 13568.2241 | 12863.7923 | 7360.3428 | 13560.5617 | 109.4458 | 109.4458 | 109.4458 | 109.4458 | 109.4458 | 109.4458 | 109.4458 | 109.4458 | 109.4458 | 109.4458 | 114.7195 | 109.4458 | 109.4458 | 109.4458 | 109.4458 | 0.048449 | 4.1863e-08 | 2.6618e-14 | 0.0020667 | 0.018467 | 1.819e-08 | 6.3558e-05 | 9.5485e-25 | 6.5944e-09 | 7.4195e-08 | 0.022473 | 3.0356e-12 | 4.986e-08 | 2.3319e-19 | 1.3578e-19 | 0.048449 | 0.048449 | 0.048449 | 0.050516 | 0.068982 | 0.050516 | 0.069046 | 0.068982 | 0.069046 | 0.050516 | 0.070922 | 0.048449 | 0.050516 | 0.048449 | 0.048449
730 | 155548.5653 | 15517.9998 | 5831.212 | 66854.8882 | 37276.1352 | 15909.1545 | 11981.9342 | 3107.5375 | 6042.3072 | 8180.1742 | 26252.4575 | 8571.6385 | 9906.3196 | 3956.4456 | 7251.103 | n/a | 6475.9254 | 6066.8823 | 3924.959 | 7503.2021 | 9750.7139 | 8322.9422 | 2366.3019 | 3734.5415 | 9110.4366 | 3918.2166 | 6629.9998 | 5917.873 | 3215.0493 | 5422.386 | 120.0765 | 87.8292 | 87.8292 | 127.1717 | 153.2298 | 100.0991 | 176.4702 | 124.3613 | 176.4702 | 116.4013 | 134.1159 | 83.7969 | 87.9607 | 99.7647 | 88.4114 | 166946.0802 | 10837.9938 | 4329.0424 | 68532.9343 | 32550.5637 | 13809.8198 | 5163.7346 | 5140.4638 | 4107.1367 | 3905.8428 | 26461.3656 | 6168.8197 | 6840.9894 | 4736.9344 | 5925.7486 | 157884.6 | 17289.7192 | 10382.1247 | 68800.1933 | 38248.0658 | 22414.4337 | 12859.8768 | 7459.4657 | 7293.5782 | 12750.4794 | 26948.6823 | 12652.1195 | 12701.6624 | 7571.6837 | 11348.1347 | 98.9 | 98.9 | 98.9 | 98.9 | 98.9 | 98.9 | 98.9 | 98.9 | 98.9 | 98.9 | 98.9 | 98.9 | 98.9 | 98.9 | 98.9 | 0.050291 | 0.00055153 | 8.8239e-15 | 0.01441 | 0.017755 | 2.8229e-09 | 0.0035282 | 2.2466e-24 | 0.0001016 | 1.2742e-11 | 0.015324 | 4.0653e-10 | 5.4254e-07 | 2.835e-20 | 4.5248e-12 | 0.050291 | 0.050843 | 0.050843 | 0.064701 | 0.082456 | 0.064701 | 0.085984 | 0.082456 | 0.086086 | 0.064701 | 0.065615 | 0.050291 | 0.064702 | 0.050291 | 0.050291
731 | 154909.4058 | 15764.2864 | 5888.9162 | 66601.7702 | 36960.7034 | 15471.5335 | 11741.5888 | 3074.9329 | 6073.3274 | 7953.9963 | 26337.1731 | 8227.9056 | 10018.9331 | 4042.8716 | 7348.2963 | n/a | 8436.2562 | 4937.1906 | 4952.0085 | 8248.2901 | 14337.7009 | 9004.1427 | 1958.0196 | 4526.6699 | 7621.2537 | 4499.4348 | 5275.2696 | 7667.6448 | 2490.2345 | 4305.0317 | 145.3729 | 114.53 | 114.53 | 152.1519 | 175.9723 | 128.966 | 197.1992 | 149.6048 | 197.1992 | 143.8559 | 156.8066 | 114.0762 | 115.2711 | 125.4314 | 115.0618 | 164469.1722 | 10128.317 | 3932.451 | 70249.9617 | 30598.7262 | 14062.7181 | 5582.5286 | 5150.7237 | 4355.8327 | 4517.2362 | 22798.2398 | 5833.0178 | 6698.2645 | 4622.5265 | 6086.3808 | 158510.0976 | 18433.9731 | 8805.6415 | 72158.6701 | 37029.2163 | 28174.619 | 13814.8714 | 7060.0433 | 8882.5026 | 11923.6899 | 26269.5 | 11097.2874 | 14200.1093 | 7112.761 | 10346.6125 | 95.1299 | 95.1299 | 95.1299 | 95.1299 | 204.4493 | 95.1299 | 204.4493 | 204.4493 | 204.4493 | 95.1299 | 201.34 | 95.1299 | 95.1299 | 95.1299 | 95.1299 | 0.028948 | 6.7173e-05 | 4.0702e-10 | 0.0015063 | 0.038728 | 1.9798e-16 | 0.00010994 | 1.0221e-22 | 7.2572e-08 | 1.307e-10 | 0.047238 | 5.7259e-08 | 2.568e-09 | 3.1667e-17 | 2.5966e-09 | 0.028948 | 0.029015 | 0.029015 | 0.030455 | 0.069182 | 0.030455 | 0.069292 | 0.069182 | 0.069292 | 0.030455 | 0.076186 | 0.028948 | 0.030455 | 0.028948 | 0.028948
732 | 154600.8154 | 15621.3098 | 5799.1305 | 66483.4474 | 37001.1264 | 15676.303 | 11646.9332 | 2950.8841 | 6130.7034 | 8036.2266 | 26221.6834 | 8103.5569 | 9821.3493 | 3957.2611 | 6988.0339 | n/a | 10399.6874 | 4083.5627 | 3674.7979 | 9729.7192 | 7302.0672 | 8951.1928 | 1901.5685 | 4714.9175 | 8701.092 | 4739.8075 | 5298.4348 | 7877.6859 | 3636.6191 | 4847.3225 | 87.6413 | 51.1045 | 51.1045 | 95.6917 | 126.9653 | 60.7241 | 154.8851 | 92.2842 | 154.8851 | 80.3087 | 106.711 | 41.1395 | 50.2777 | 65.4432 | 51.804 | 161769.5922 | 10339.1494 | 4265.611 | 63112.4914 | 28090.6721 | 12961.5614 | 5456.8065 | 5155.2297 | 4205.5936 | 3656.5087 | 23776.4169 | 6033.2973 | 7553.2144 | 4615.7297 | 6171.8857 | 154689.4922 | 19029.2368 | 8240.1737 | 65581.6893 | 37109.7914 | 19874.7286 | 14374.7993 | 7013.4982 | 8920.5111 | 12007.8007 | 26882.0244 | 11292.6321 | 15430.9003 | 8049.6488 | 11010.3082 | 166.1348 | 166.1348 | 166.1348 | 236.0799 | 236.0799 | 236.0799 | 236.0799 | 236.0799 | 236.0799 | 236.0799 | 166.1348 | 236.0799 | 236.0799 | 166.1348 | 166.1348 | 0.098465 | 1.0432e-05 | 6.6962e-09 | 0.058933 | 0.0374 | 7.9346e-07 | 1.5874e-05 | 5.3421e-24 | 8.974e-08 | 1.581e-10 | 0.016138 | 1.0038e-08 | 5.7994e-12 | 1.1921e-22 | 2.9499e-12 | 0.098465 | 0.098475 | 0.098475 | 0.1574 | 0.1948 | 0.1574 | 0.19481 | 0.1948 | 0.19481 | 0.1574 | 0.1146 | 0.098465 | 0.1574 | 0.098465 | 0.098465
733 | 151701.0452 | 15379.5974 | 5803.3812 | 65334.5442 | 36366.8581 | 15301.4352 | 11444.7371 | 2920.097 | 5924.573 | 7918.8711 | 25780.7729 | 8086.6016 | 9875.7593 | 4010.7551 | 6915.4672 | n/a | 10420.3433 | 6181.3284 | 4066.2646 | 8915.9098 | 9902.0493 | 9187.5467 | 1954.7629 | 2978.6822 | 7105.2624 | 4986.1957 | 6771.6541 | 6242.9732 | 2786.1718 | 6238.6677 | 62.7356 | 26.9356 | 26.9356 | 70.6292 | 102.1083 | 34.3142 | 130.2242 | 67.1836 | 130.2242 | 54.0365 | 82.9326 | 14.5921 | 25.659 | 41.375 | 27.64 | 167176.046 | 10859.4948 | 4225.7801 | 70497.0903 | 31288.5137 | 14225.3463 | 4956.002 | 5208.5529 | 4059.5753 | 4286.5742 | 25406.9856 | 5807.386 | 6091.7133 | 4700.7862 | 5981.866 | 154295.8 | 20495.3382 | 10407.1085 | 69283.5549 | 37878.0236 | 23647.3956 | 13807.6487 | 7113.3158 | 7032.7575 | 10961.1366 | 27390.8812 | 12529.7401 | 11685.1866 | 7321.558 | 11892.4338 | 46.73 | 46.73 | 46.73 | 46.73 | 46.73 | 46.73 | 46.73 | 46.73 | 46.73 | 46.73 | 46.73 | 46.73 | 46.73 | 46.73 | 46.73 | 0.045598 | 1.3225e-07 | 5.4399e-15 | 0.0038831 | 0.010786 | 1.2045e-11 | 4.0305e-05 | 6.1277e-25 | 0.00017933 | 1.1608e-08 | 0.0038144 | 2.3453e-11 | 2.7335e-05 | 1.5667e-18 | 8.6639e-15 | 0.045598 | 0.045598 | 0.045598 | 0.049481 | 0.060266 | 0.049481 | 0.060307 | 0.060266 | 0.060486 | 0.049481 | 0.049412 | 0.045598 | 0.049508 | 0.045598 | 0.045598
734 | 152392.9357 | 15158.1078 | 5724.9857 | 65618.99 | 36421.7565 | 15460.1176 | 11755.0405 | 2908.723 | 6265.2645 | 7949.1604 | 26053.9138 | 8240.8279 | 9846.8956 | 4168.2619 | 6895.6617 | n/a | 9813.7941 | 5625.8332 | 4265.9659 | 6012.5175 | 11935.7027 | 8927.4262 | 1819.4142 | 3401.0684 | 10080.3858 | 4612.3054 | 6066.0132 | 6226.0935 | 3668.7024 | 4899.7061 | 100.9924 | 64.1628 | 64.1628 | 109.1044 | 140.1716 | 74.9784 | 167.9003 | 105.7279 | 167.9003 | 94.4291 | 119.3886 | 55.5279 | 63.5843 | 78.4034 | 64.8575 | 165722.6282 | 9830.1533 | 4491.0056 | 68409.9386 | 31009.268 | 14392.5704 | 5376.9711 | 5155.703 | 4439.3569 | 4227.1051 | 25894.572 | 6018.9355 | 6674.3079 | 4625.0107 | 6102.096 | 152423.7282 | 19137.8475 | 10110.7389 | 66875.5045 | 36201.3855 | 24248.8731 | 14161.1973 | 6975.1172 | 7801.8253 | 13053.9909 | 28532.5774 | 11259.0487 | 11196.7015 | 7965.7132 | 10952.5021 | 177.324 | 177.324 | 177.324 | 177.324 | 222.1893 | 177.324 | 222.1893 | 222.1893 | 222.1893 | 177.324 | 177.324 | 177.324 | 177.324 | 177.324 | 177.324 | 0.10032 | 1.9177e-06 | 1.5159e-14 | 0.020013 | 0.049952 | 4.7955e-12 | 4.2774e-05 | 2.4564e-24 | 3.4424e-05 | 4.8935e-13 | 0.0010768 | 2.8989e-08 | 0.00016999 | 3.208e-20 | 1.7629e-12 | 0.10032 | 0.10032 | 0.10032 | 0.12033 | 0.17029 | 0.12033 | 0.17033 | 0.17029 | 0.17036 | 0.12033 | 0.1014 | 0.10032 | 0.1205 | 0.10032 | 0.10032
735 | 155060.876 | 15655.536 | 5726.4598 | 66638.4367 | 36958.5804 | 15595.7501 | 11790.0586 | 3118.8679 | 5670.6671 | 7837.5309 | 26368.0885 | 7996.767 | 9875.6591 | 4177.4176 | 7146.0155 | n/a | 9837.6374 | 6333.2948 | 2989.7607 | 9353.7748 | 9214.1343 | 7283.3171 | 2044.5613 | 4679.5169 | 7383.4459 | 4336.6073 | 6013.006 | 5238.6847 | 4426.5442 | 4602.0767 | 136.9611 | 103.7133 | 103.7133 | 144.2733 | 170.6644 | 117.528 | 194.1942 | 141.4364 | 194.1942 | 134.0332 | 150.5763 | 101.0228 | 104.1141 | 115.7974 | 104.3028 | 163942.5359 | 10258.0797 | 4442.6224 | 67354.2925 | 30970.1116 | 14155.4292 | 5206.8763 | 5105.6746 | 4410.8071 | 4693.633 | 24342.4561 | 5799.3466 | 7787.2029 | 4778.8918 | 5945.9075 | 156649.1 | 19980.4171 | 10660.6172 | 67209.5 | 38389.8332 | 22779.2636 | 12304.6935 | 7080.9827 | 9027.224 | 11903.4789 | 27631.7634 | 11395.6526 | 12859.8876 | 9004.436 | 10541.5842 | 136.04 | 136.04 | 136.04 | 149.03 | 149.03 | 149.03 | 149.03 | 149.03 | 149.03 | 149.03 | 136.04 | 149.03 | 149.03 | 136.04 | 136.04 | 0.062915 | 1.1368e-06 | 4.1449e-16 | 0.028379 | 0.011814 | 3.5745e-10 | 0.009539 | 2.6082e-22 | 1.8512e-09 | 6.0572e-11 | 0.0066931 | 2.9519e-09 | 2.4567e-07 | 4.7971e-25 | 1.7161e-10 | 0.062915 | 0.062916 | 0.062916 | 0.091295 | 0.10311 | 0.091295 | 0.11265 | 0.10311 | 0.11265 | 0.091295 | 0.069608 | 0.062915 | 0.091295 | 0.062915 | 0.062915
736 | 157085.0461 | 15748.8813 | 6110.4962 | 67477.2687 | 37591.3874 | 15847.5191 | 12007.5547 | 3055.4318 | 6099.9453 | 8304.071 | 26616.9954 | 8301.914 | 9828.5293 | 4181.9885 | 7042.5808 | n/a | 9209.7797 | 6267.9094 | 4488.3494 | 9817.0149 | 9435.7404 | 6673.172 | 1426.472 | 3903.1562 | 7620.6175 | 2671.3362 | 5192.4064 | 9444.1082 | 2608.5649 | 6262.0141 | 174.0208 | 144.5536 | 144.5536 | 180.4891 | 201.9774 | 161.4537 | 221.105 | 178.2177 | 221.105 | 174.871 | 182.649 | 148.0365 | 145.9698 | 154.3769 | 145.0328 | 163464.8109 | 10172.3729 | 4067.0409 | 67865.6284 | 29794.2753 | 14826.751 | 5537.4369 | 5364.2422 | 4274.1618 | 4764.8742 | 24532.6491 | 5679.6673 | 6961.2504 | 4780.6168 | 5941.757 | 158325.6257 | 18880.7527 | 10321.1503 | 70726.7778 | 39498.7902 | 24067.9914 | 12210.6088 | 6790.7142 | 8177.3181 | 12201.3917 | 26448.7 | 10861.6737 | 15206.4586 | 7354.9817 | 12155.5711 | 171.2 | 171.2 | 171.2 | 171.2 | 171.2 | 171.2 | 171.2 | 171.2 | 171.2 | 171.2 | 253.47 | 171.2 | 171.2 | 171.2 | 171.2 | 0.070042 | 2.1783e-05 | 2.7534e-13 | 0.0064407 | 0.0080237 | 3.5033e-11 | 0.023411 | 1.5002e-21 | 2.3074e-06 | 4.177e-10 | 0.054622 | 2.753e-07 | 1.4995e-11 | 3.2551e-17 | 6.7076e-15 | 0.070042 | 0.070064 | 0.070064 | 0.076483 | 0.084507 | 0.076483 | 0.10792 | 0.084507 | 0.10792 | 0.076483 | 0.12466 | 0.070043 | 0.076483 | 0.070042 | 0.070042
737 | 150465.9936 | 15165.4827 | 5832.0471 | 64846.6111 | 36088.4772 | 15199.5556 | 11307.6164 | 2892.3997 | 5757.9444 | 7701.1222 | 25465.3283 | 7815.6761 | 9808.7474 | 4031.9435 | 6933.1034 | n/a | 9981.7734 | 5653.2858 | 5297.4781 | 8881.6174 | 12549.535 | 7610.7149 | 1492.6607 | 4115.6596 | 7057.9609 | 4526.0402 | 4239.4465 | 6342.4019 | 3756.3654 | 5178.6327 | 173.756 | 143.6607 | 143.6607 | 180.3632 | 202.4531 | 160.5695 | 222.1188 | 178.025 | 222.1188 | 174.3642 | 182.8279 | 146.7748 | 145.027 | 153.7603 | 144.1534 | 161100.412 | 10915.698 | 4208.2844 | 65221.5748 | 28715.8257 | 14956.6199 | 4823.1466 | 5141.5246 | 3996.4739 | 4420.8867 | 25093.3868 | 5841.535 | 7473.9186 | 4641.3395 | 5977.0274 | 153561.2 | 19981.3714 | 9861.5703 | 67468.2529 | 36790.1432 | 26754.655 | 12246.6616 | 6617.8852 | 8044.6334 | 11395.9476 | 29077.2269 | 9412.3815 | 13077.3205 | 8217.0049 | 11138.2602 | 120.5531 | 120.5531 | 120.5531 | 120.5531 | 143.8317 | 120.5531 | 143.8317 | 143.8317 | 143.8317 | 120.5531 | 120.5531 | 120.5531 | 120.5531 | 120.5531 | 120.5531 | 0.037321 | 2.3509e-07 | 2.5689e-13 | 0.0099127 | 0.021981 | 2.2521e-15 | 0.0025412 | 1.3679e-22 | 4.6376e-07 | 2.7774e-10 | 0.0001767 | 1.5698e-05 | 7.1816e-08 | 1.0017e-22 | 8.4358e-13 | 0.037321 | 0.037322 | 0.037322 | 0.047234 | 0.069215 | 0.047234 | 0.071756 | 0.069215 | 0.071757 | 0.047234 | 0.037498 | 0.037337 | 0.047234 | 0.037321 | 0.037321
738 | 157556.3735 | 15874.6465 | 6071.745 | 67667.8036 | 37766.8498 | 15794.9143 | 12168.9485 | 3062.1803 | 6042.8995 | 8315.362 | 26681.8617 | 8070.5072 | 9827.2447 | 4158.3882 | 7267.399 | n/a | 10344.8709 | 6408.5584 | 4561.0729 | 7982.1245 | 10857.1319 | 8365.018 | 1997.7764 | 3610.0368 | 8090.5035 | 3315.8499 | 4951.4687 | 8338.8525 | 3187.7637 | 3530.9027 | 152.586 | 121.4856 | 121.4856 | 159.4202 | 183.2227 | 136.5729 | 204.43 | 156.8795 | 204.43 | 151.449 | 163.7232 | 121.6968 | 122.3538 | 132.377 | 122.0169 | 165979.0706 | 9443.0676 | 4070.4901 | 68356.2822 | 30381.5094 | 13458.0471 | 5158.3738 | 5296.8943 | 4102.5202 | 3653.9305 | 25181.008 | 6096.4488 | 6866.484 | 4516.4962 | 5955.7284 | 160223.9 | 19166.9257 | 10429.2486 | 71293.4552 | 37832.6339 | 23829.279 | 13477.3919 | 7177.2707 | 7712.557 | 11700.0341 | 27083 | 10606.4175 | 14830.0366 | 7330.9599 | 9486.6311 | 114.06 | 114.06 | 114.06 | 114.06 | 213.439 | 114.06 | 213.439 | 213.439 | 213.439 | 114.06 | 130.6 | 114.06 | 114.06 | 114.06 | 114.06 | 0.046025 | 1.5732e-05 | 9.3834e-14 | 0.0051515 | 0.038867 | 5.2361e-11 | 0.0011171 | 1.7783e-23 | 1.4271e-05 | 4.7546e-09 | 0.023901 | 2.1901e-07 | 6.7822e-11 | 2.6889e-17 | 1.6536e-07 | 0.046025 | 0.046041 | 0.046041 | 0.051176 | 0.090044 | 0.051176 | 0.091161 | 0.090044 | 0.091175 | 0.051176 | 0.069926 | 0.046025 | 0.051176 | 0.046025 | 0.046025
739 | 155037.2635 | 15573.9049 | 5975.3961 | 66665.9367 | 37098.1232 | 15444.5219 | 11762.4399 | 3084.957 | 6065.6906 | 7958.8948 | 26513.544 | 8190.6585 | 9926.6561 | 3909.0338 | 7210.1225 | n/a | 10342.9489 | 6076.3729 | 4083.7676 | 10140.2691 | 9750.7565 | 6836.0148 | 1951.078 | 3733.7604 | 5808.6905 | 4539.2907 | 6717.7179 | 8031.1256 | 3416.1328 | 5011.6405 | 136.7419 | 103.0242 | 103.0242 | 144.158 | 171 | 116.8435 | 194.933 | 141.2711 | 194.933 | 133.6316 | 150.6904 | 100.0555 | 103.3872 | 115.3154 | 103.6238 | 165030.5769 | 10248.9443 | 4324.6396 | 69205.0163 | 30392.5229 | 13955.3184 | 4839.4797 | 5036.833 | 4026.0462 | 4011.3719 | 23795.4488 | 5807.4434 | 7335.695 | 4690.3673 | 6128.0095 | 156198.3 | 19720.5932 | 10401.0125 | 69957.5083 | 38851.5164 | 23339.6748 | 11845.8189 | 6938.411 | 7759.8066 | 9546.8624 | 26910.6396 | 12431.9613 | 15237.7206 | 7944.1001 | 11139.6501 | 150.8 | 150.8 | 150.8 | 150.8 | 150.8 | 150.8 | 198.2874 | 150.8 | 198.2874 | 150.8 | 150.8 | 150.8 | 150.8 | 150.8 | 150.8 | 0.071362 | 1.6645e-06 | 3.9504e-14 | 0.0061258 | 0.0089742 | 4.7332e-11 | 0.032557 | 5.6728e-22 | 1.3109e-05 | 1.5707e-05 | 0.023954 | 8.0157e-11 | 2.4258e-11 | 1.3e-22 | 1.0172e-11 | 0.071362 | 0.071363 | 0.071363 | 0.077488 | 0.086462 | 0.077488 | 0.11902 | 0.086462 | 0.11903 | 0.077503 | 0.095316 | 0.071362 | 0.077488 | 0.071362 | 0.071362
740 | 156273.1354 | 15884.1797 | 5991.9575 | 67133.1742 | 37487.8431 | 15519.8036 | 11994.8278 | 2976.5007 | 5849.3517 | 7961.7987 | 26589.3908 | 8267.2641 | 9718.5863 | 4075.776 | 7074.2594 | n/a | 9049.9343 | 6986.208 | 3286.5743 | 7310.0273 | 9229.0504 | 7614.6339 | 1967.9712 | 5486.9557 | 7920.0907 | 3373.0523 | 6155.2562 | 6396.6502 | 3357.3809 | 5972.6379 | 144.5361 | 112.5206 | 112.5206 | 151.5744 | 176.5302 | 126.9425 | 198.7729 | 148.901 | 198.7729 | 142.5449 | 156.8202 | 111.3402 | 113.1616 | 123.9437 | 113.0778 | 162954.5611 | 9969.4598 | 4313.8429 | 65896.9063 | 32329.2128 | 13069.5266 | 5309.0258 | 5168.4208 | 4201.5146 | 3807.8437 | 24135.9926 | 5728.5367 | 6521.4512 | 4703.5396 | 6211.6154 | 158116.4805 | 18864.5941 | 11212.1509 | 67910.3 | 38857.7595 | 22253.977 | 12796.9597 | 6838.492 | 9644.4703 | 11727.9344 | 25743.0449 | 11839.1929 | 12623.8014 | 7665.1205 | 12071.6533 | 132.2544 | 132.2544 | 132.2544 | 137.96 | 137.96 | 137.96 | 137.96 | 137.96 | 137.96 | 137.96 | 235.2302 | 137.96 | 137.96 | 132.2544 | 132.2544 | 0.05839 | 3.3435e-05 | 2.8919e-16 | 0.025698 | 0.012674 | 1.0391e-09 | 0.0043738 | 9.6774e-23 | 3.6878e-10 | 3.6152e-10 | 0.10947 | 2.2467e-09 | 2.7938e-07 | 1.2764e-19 | 1.482e-14 | 0.05839 | 0.058423 | 0.058423 | 0.084087 | 0.096761 | 0.084087 | 0.10114 | 0.096761 | 0.10114 | 0.084087 | 0.16786 | 0.05839 | 0.084088 | 0.05839 | 0.05839
741 | 155360.87 | 15633.421 | 6004.2098 | 66777.088 | 37207.8523 | 15456.478 | 11869.1415 | 2976.1728 | 6127.9385 | 7874.131 | 26209.763 | 8288.639 | 9640.3459 | 4097.1289 | 7245.8356 | n/a | 6980.628 | 5581.5269 | 5531.9556 | 7156.8053 | 9858.3246 | 7743.378 | 1757.2457 | 6218.5663 | 6438.4238 | 5163.477 | 6813.2089 | 7214.3975 | 3348.0193 | 4834.722 | 150.2488 | 120.0334 | 120.0334 | 156.888 | 179.9406 | 134.8687 | 200.4786 | 154.4288 | 200.4786 | 149.2754 | 160.938 | 120.4622 | 120.9173 | 130.5811 | 120.548 | 167718.2625 | 10861.3963 | 4371.5983 | 68400.3305 | 29128.7913 | 14618.924 | 4596.6061 | 5245.6857 | 4369.3196 | 4128.789 | 24785.321 | 5924.3187 | 7427.5966 | 4683.8118 | 5958.8884 | 158418.6 | 17506.8243 | 9953.1252 | 69639.2107 | 36660.5102 | 21137.5596 | 12997.8976 | 7002.9313 | 10587.8859 | 8835.8385 | 28163.798 | 11129.2129 | 14405.5941 | 7844.5311 | 10781.5104 | 106.2153 | 106.2153 | 106.2153 | 106.2153 | 269.9109 | 106.2153 | 269.9109 | 269.9109 | 269.9109 | 106.2153 | 106.2153 | 106.2153 | 106.2153 | 106.2153 | 106.2153 | 0.040389 | 0.00044438 | 8.9819e-13 | 0.0080106 | 0.066017 | 1.4737e-08 | 0.0016953 | 1.2725e-23 | 3.9254e-11 | 0.00032237 | 0.0023881 | 7.2383e-08 | 1.2175e-10 | 2.7236e-20 | 1.0228e-10 | 0.040389 | 0.040833 | 0.040833 | 0.048399 | 0.11442 | 0.048399 | 0.11611 | 0.11442 | 0.11611 | 0.048722 | 0.042777 | 0.040389 | 0.048399 | 0.040389 | 0.040389
742 | 150472.5354 | 15061.9052 | 5494.6708 | 64840.9461 | 35970.8348 | 15295.272 | 11438.4442 | 3019.084 | 5864.8277 | 7790.8223 | 25561.9741 | 8024.3868 | 9676.2371 | 3965.8765 | 6818.0097 | n/a | 7772.4871 | 5587.2867 | 2421.2275 | 7681.0033 | 10035.6425 | 10068.4139 | 2304.9185 | 4111.9212 | 7677.0967 | 4222.443 | 6426.8323 | 4557.3738 | 3488.6239 | 6260.0283 | 182.9839 | 154.1279 | 154.1279 | 189.3151 | 209.9034 | 171.7897 | 228.2218 | 187.1488 | 228.2218 | 184.6394 | 190.6118 | 158.9401 | 155.7682 | 163.5356 | 154.5868 | 168505.8891 | 9389.3082 | 4103.7405 | 73614.0164 | 31671.3829 | 14002.8909 | 5018.189 | 5064.4577 | 4197.0956 | 4746.9167 | 24633.5387 | 5662.2663 | 8032.5171 | 4530.6608 | 6161.0062 | 154878.5 | 16870.5276 | 9592.0271 | 70101.6577 | 36946.3 | 23270.8333 | 14786.9096 | 6910.7762 | 8249.1168 | 12038.1134 | 26218.7 | 11707.2987 | 11393.6909 | 7744.7847 | 12369.4345 | 103.4495 | 103.4495 | 103.4495 | 103.4495 | 125.36 | 103.4495 | 125.36 | 125.36 | 125.36 | 103.4495 | 117.85 | 103.4495 | 103.4495 | 103.4495 | 103.4495 | 0.01595 | 0.00044023 | 3.2654e-14 | 0.0016561 | 0.017168 | 3.1428e-11 | 2.2248e-06 | 1.3186e-22 | 3.552e-07 | 2.1618e-11 | 0.015823 | 7.8953e-10 | 3.4295e-05 | 4.7957e-21 | 1.8894e-16 | 0.01595 | 0.01639 | 0.01639 | 0.017606 | 0.034774 | 0.017606 | 0.034776 | 0.034774 | 0.034776 | 0.017606 | 0.031773 | 0.01595 | 0.01764 | 0.01595 | 0.01595
743 | 155288.9562 | 15756.6567 | 5749.4214 | 66752.4834 | 37258.8917 | 15486.8195 | 11931.3798 | 3102.9903 | 6079.7896 | 8052.2818 | 26425.3917 | 8265.3141 | 9800.924 | 4193.2054 | 7043.5781 | n/a | 8768.1067 | 6350.7861 | 4271.3509 | 7988.5945 | 10566.0593 | 9906.7165 | 1551.0652 | 3590.282 | 6911.0088 | 5020.291 | 7643.0242 | 6968.5238 | 3046.5099 | 6166.8907 | 167.6341 | 140.8432 | 140.8432 | 173.5127 | 192.7091 | 157.0416 | 209.7904 | 171.491 | 209.7904 | 169.0236 | 174.8633 | 145.0597 | 142.3206 | 149.6156 | 141.2711 | 165061.2973 | 10036.9409 | 4168.0994 | 69424.0234 | 30471.7273 | 14987.6765 | 5144.8257 | 5036.2457 | 4252.8056 | 4793.2198 | 24317.1365 | 5825.7807 | 6797.7215 | 4753.4931 | 6027.9087 | 157233.2973 | 16334.0476 | 8047.8855 | 72724.2743 | 37624.0217 | 25509.4358 | 15051.5422 | 6587.311 | 7843.0876 | 11704.2286 | 27877.5275 | 13424.5049 | 13742.4453 | 7708.903 | 12194.7994 | 145.362 | 145.362 | 145.362 | 145.362 | 181.5914 | 145.362 | 181.5914 | 181.5914 | 181.5914 | 145.362 | 145.362 | 145.362 | 145.362 | 145.362 | 145.362 | 0.056513 | 0.010624 | 1.4856e-08 | 0.0011752 | 0.029985 | 2.0651e-13 | 6.3484e-06 | 5.7205e-20 | 9.6699e-06 | 7.74e-10 | 0.0050992 | 1.2837e-12 | 4.6831e-09 | 8.6988e-19 | 5.4075e-15 | 0.056513 | 0.067138 | 0.067138 | 0.057689 | 0.087673 | 0.057689 | 0.08768 | 0.087673 | 0.087689 | 0.057689 | 0.061613 | 0.056513 | 0.057689 | 0.056513 | 0.056513
744 | 148959.7755 | 15290.358 | 5797.232 | 64239.9475 | 35738.6975 | 15169.6202 | 11249.7313 | 2865.3513 | 5669.0038 | 7759.7959 | 25429.882 | 8067.4595 | 9445.9195 | 4092.7389 | 7245.2355 | n/a | 10004.9612 | 4984.2565 | 4722.5255 | 9676.1487 | 11218.0367 | 8060.5175 | 1600.4927 | 5128.4961 | 9012.3948 | 3624.6663 | 6198.6265 | 5829.4018 | 3726.4581 | 5001.2928 | 185.7483 | 158.3762 | 158.3762 | 191.7511 | 210.8407 | 176.2068 | 227.8178 | 189.7524 | 227.8178 | 188.1156 | 192.1885 | 164.2982 | 160.1776 | 167.0951 | 158.8015 | 165631.349 | 10422.2028 | 4125.8905 | 66370.3002 | 30970.1444 | 13218.2323 | 5139.5249 | 5053.976 | 4400.1238 | 3716.1729 | 27611.6192 | 5459.101 | 6322.811 | 4665.9436 | 6040.5276 | 152456.149 | 19770.364 | 9052.047 | 65544.0257 | 37900.993 | 23416.469 | 13098.2424 | 6654.4687 | 9528.6198 | 12014.5677 | 29512.4855 | 11351.9275 | 10929.1127 | 7871.6017 | 11008.6205 | 120.9261 | 120.9261 | 120.9261 | 133.8043 | 133.8043 | 133.8043 | 133.8043 | 133.8043 | 133.8043 | 133.8043 | 120.9261 | 133.8043 | 133.8043 | 120.9261 | 120.9261 | 0.028112 | 6.0011e-07 | 3.3699e-11 | 0.019267 | 0.0058594 | 1.294e-11 | 0.00016594 | 3.8951e-23 | 1.4875e-10 | 1.9121e-11 | 8.5666e-05 | 5.9203e-09 | 7.7162e-05 | 1.8368e-20 | 2.8628e-11 | 0.028112 | 0.028113 | 0.028113 | 0.047378 | 0.053238 | 0.047378 | 0.053404 | 0.053238 | 0.053404 | 0.047378 | 0.028198 | 0.028112 | 0.047456 | 0.028112 | 0.028112
745 | 156221.6628 | 15943.1964 | 5612.0768 | 67133.9063 | 37204.1297 | 15477.2442 | 11819.517 | 2945.7412 | 5940.1172 | 7914.4306 | 26524.7057 | 8227.5294 | 10104.466 | 4067.666 | 7119.6388 | n/a | 9790.7576 | 5130.2397 | 3497.0962 | 9605.017 | 10428.5343 | 7566.3219 | 1318.4808 | 3786.7373 | 8865.5481 | 3972.6227 | 6284.1754 | 5714.6156 | 3605.385 | 6787.3383 | 171.5298 | 143.5392 | 143.5392 | 177.6725 | 197.8588 | 160.1436 | 215.8235 | 175.5436 | 215.8235 | 172.7451 | 179.3186 | 147.5421 | 145.0101 | 152.7653 | 143.9893 | 167736.3622 | 10284.6248 | 4248.576 | 70716.9721 | 30737.9688 | 14970.5112 | 4755.7604 | 5157.0747 | 4177.755 | 4168.9755 | 26220.1245 | 5868.6433 | 6700.1102 | 4647.4493 | 6203.5739 | 159162.5622 | 20067.4824 | 9370.9158 | 70845.7683 | 39029.9858 | 24731.4455 | 11689.6823 | 6475.5555 | 7349.1923 | 12495.7236 | 29655.3472 | 12024.0188 | 11206.3258 | 8056.7343 | 12891.5122 | 123.4253 | 123.4253 | 123.4253 | 123.4253 | 123.4253 | 123.4253 | 323.7353 | 123.4253 | 323.7353 | 123.4253 | 123.4253 | 123.4253 | 123.4253 | 123.4253 | 123.4253 | 0.042121 | 2.2222e-06 | 5.6976e-13 | 0.0048011 | 0.0084652 | 1.4783e-12 | 0.05973 | 3.637e-21 | 4.3236e-05 | 5.8018e-12 | 0.000444 | 7.1719e-10 | 0.00051597 | 1.3543e-21 | 2.1797e-16 | 0.042121 | 0.042123 | 0.042123 | 0.046922 | 0.055387 | 0.046922 | 0.11512 | 0.055387 | 0.11516 | 0.046922 | 0.042565 | 0.042121 | 0.047438 | 0.042121 | 0.042121
746 | 147080.0108 | 14730.8837 | 5695.4699 | 63491.5842 | 35229.8349 | 14905.572 | 11262.4023 | 2643.6188 | 5972.7767 | 7434.7797 | 24992.3219 | 7571.5169 | 9500.8862 | 3966.1993 | 6820.2281 | n/a | 10117.2701 | 6161.6758 | 4306.1843 | 8141.0826 | 8717.9999 | 7156.6185 | 1532.1995 | 4400.0432 | 9846.1385 | 4022.8471 | 9135.0476 | 8592.7227 | 3975.6222 | 4733.1091 | 165.1316 | 134.5275 | 134.5275 | 171.8532 | 194.7345 | 150.6993 | 215.1119 | 169.4222 | 215.1119 | 164.9934 | 175.1123 | 136.4054 | 135.6838 | 144.9927 | 135.038 | 163180.1856 | 9774.6446 | 4145.7701 | 70219.1894 | 33617.8337 | 12864.6001 | 5437.9087 | 5257.5642 | 4550.1944 | 4192.684 | 23284.2726 | 5696.6376 | 5856.4947 | 4603.371 | 6227.3107 | 151348.6439 | 19367.8147 | 10293.7458 | 72360.9736 | 40755.2163 | 21413.2 | 12367.5271 | 6746.4637 | 8743.9376 | 13869.4225 | 25022.8197 | 14831.6852 | 14344.1174 | 8445.5932 | 10905.5197 | 93.9857 | 93.9857 | 93.9857 | 93.9857 | 93.9857 | 93.9857 | 93.9857 | 93.9857 | 93.9857 | 93.9857 | 206.5141 | 93.9857 | 93.9857 | 93.9857 | 93.9857 | 0.016424 | 2.6139e-07 | 3.2019e-15 | 0.00014846 | 0.00026343 | 9.3345e-10 | 0.0015316 | 8.8305e-27 | 6.9703e-08 | 8.0005e-17 | 0.040794 | 2.8808e-18 | 6.5987e-11 | 1.5717e-24 | 1.1444e-12 | 0.016424 | 0.016424 | 0.016424 | 0.016573 | 0.016836 | 0.016573 | 0.018368 | 0.016836 | 0.018368 | 0.016573 | 0.057218 | 0.016424 | 0.016573 | 0.016424 | 0.016424
747 | 154613.2955 | 15697.4587 | 5800.1832 | 66488.3283 | 37039.9216 | 15711.5162 | 11809.1319 | 3081.7363 | 5890.9337 | 8170.0814 | 26231.7519 | 8299.6252 | 10152.1322 | 4106.569 | 7342.8571 | n/a | 10343.0302 | 6490.0512 | 4637.4537 | 9849.6188 | 11260.3609 | 6400.3611 | 1692.3245 | 3085.4053 | 8312.9953 | 3573.1198 | 5324.2747 | 7958.1267 | 2869.6154 | 5130.0089 | 151.9723 | 119.1557 | 119.1557 | 159.1857 | 184.628 | 134.2763 | 207.3019 | 156.4631 | 207.3019 | 150.1812 | 164.3142 | 118.3715 | 119.8897 | 130.8003 | 119.7237 | 166353.8664 | 11499.8186 | 4433.0394 | 66098.7687 | 31010.2219 | 13809.1513 | 5205.0621 | 4931.345 | 4343.8725 | 4451.9125 | 25338.7883 | 5995.5904 | 5872.6357 | 4649.4587 | 6320.3797 | 157172.9664 | 21494.2489 | 10852.5906 | 67350.9224 | 40345.7406 | 24862.1123 | 11500.8232 | 6536.6695 | 7429.2778 | 12759.4079 | 26881.508 | 11117.965 | 11873.5623 | 7429.474 | 11041.2887 | 114.9847 | 114.9847 | 114.9847 | 137.4364 | 137.4364 | 137.4364 | 310.9529 | 137.4364 | 310.9529 | 137.4364 | 114.9847 | 137.4364 | 137.4364 | 114.9847 | 114.9847 | 0.046674 | 3.2663e-08 | 2.9053e-16 | 0.024539 | 0.0023219 | 2.7477e-12 | 0.099246 | 6.1077e-20 | 2.1938e-05 | 1.1325e-11 | 0.016398 | 8.1755e-08 | 4.6949e-05 | 3.2883e-18 | 5.4149e-11 | 0.046674 | 0.046674 | 0.046674 | 0.071213 | 0.073535 | 0.071213 | 0.17278 | 0.073535 | 0.1728 | 0.071213 | 0.063072 | 0.046674 | 0.07126 | 0.046674 | 0.046674
748 | 156986.4848 | 15787.5149 | 5679.38 | 67403.2121 | 37470.0305 | 15568.0412 | 11983.9242 | 2930.0407 | 6195.916 | 7964.5409 | 26839.8026 | 8308.8753 | 9794.8003 | 4088.2502 | 7084.1049 | n/a | 10951.2754 | 6619.1856 | 3911.858 | 10843.7882 | 8618.0456 | 6985.2425 | 2224.4854 | 4746.1973 | 6260.5333 | 4609.6476 | 7168.9504 | 6906.3102 | 3469.4762 | 5872.616 | 167.7772 | 136.9824 | 136.9824 | 174.5403 | 197.5057 | 153.398 | 217.957 | 172.1015 | 217.957 | 167.7439 | 177.7144 | 139.0522 | 138.1785 | 147.4856 | 137.4947 | 167618.5726 | 9804.5587 | 4290.7239 | 69698.7874 | 28998.1595 | 14949.1985 | 5152.848 | 5289.8456 | 4268.3756 | 4219.3346 | 25975.6826 | 5982.497 | 7082.961 | 4685.9424 | 5955.948 | 161215.9726 | 20441.4341 | 10909.9095 | 71126.8454 | 38171.3478 | 23264.4441 | 12103.9905 | 7514.331 | 9014.5728 | 10479.8679 | 30303.5302 | 12848.6475 | 13967.5712 | 8076.2186 | 11828.564 | 100.6404 | 100.6404 | 100.6404 | 100.6404 | 142.4322 | 100.6404 | 204.0632 | 142.4322 | 204.0632 | 100.6404 | 100.6404 | 100.6404 | 100.6404 | 100.6404 | 100.6404 | 0.020165 | 5.605e-07 | 4.4377e-17 | 0.0048102 | 0.022501 | 9.2715e-11 | 0.029506 | 5.571e-27 | 9.008e-08 | 1.675e-07 | 0.0002898 | 2.6423e-11 | 1.82e-09 | 1.7158e-21 | 6.5393e-14 | 0.020165 | 0.020166 | 0.020166 | 0.024975 | 0.047477 | 0.024975 | 0.076983 | 0.047477 | 0.076983 | 0.024976 | 0.020455 | 0.020165 | 0.024975 | 0.020165 | 0.020165
749 | 158992.6504 | 16165.9577 | 6259.4408 | 68208.9731 | 37894.9036 | 15852.5877 | 12199.5098 | 3041.7257 | 6390.7487 | 8353.3134 | 26883.2595 | 8212.272 | 9758.5988 | 4106.0766 | 7201.5589 | n/a | 10486.0622 | 4542.1149 | 4618.6102 | 11866.0023 | 9699.7524 | 7672.1693 | 2169.2717 | 2561.4926 | 7334.6403 | 4238.1637 | 6419.6444 | 8159.0521 | 2702.8335 | 5660.9035 | 177.5076 | 147.5923 | 147.5923 | 184.0741 | 205.8589 | 164.8238 | 225.2498 | 181.7721 | 225.2498 | 178.4258 | 186.2122 | 151.2218 | 149.047 | 157.5508 | 148.0781 | 164349.5827 | 9647.2283 | 4080.031 | 68095.9359 | 31118.3341 | 14456.2635 | 5372.7153 | 5121.0935 | 4437.8689 | 4406.7408 | 24386.7713 | 5684.3662 | 7549.1418 | 4679.0325 | 6046.7554 | 157561.5364 | 20123.4905 | 8622.1459 | 68443.5997 | 40608.59 | 23743.716 | 13047.9381 | 7284.1652 | 6993.9614 | 11741.381 | 27625.8351 | 11691.7106 | 14678.0938 | 7381.866 | 11541.0589 | 259.4627 | 259.4627 | 259.4627 | 259.4627 | 259.4627 | 259.4627 | 259.4627 | 259.4627 | 259.4627 | 259.4627 | 259.4627 | 259.4627 | 259.4627 | 259.4627 | 259.4627 | 0.1541 | 3.7738e-06 | 3.4421e-08 | 0.033617 | 0.0040975 | 8.0903e-11 | 0.0039984 | 2.7665e-24 | 0.0076776 | 5.0301e-09 | 0.014684 | 3.1103e-09 | 8.2528e-11 | 5.5151e-18 | 9.8999e-13 | 0.1541 | 0.1541 | 0.1541 | 0.18772 | 0.19182 | 0.18772 | 0.19581 | 0.19182 | 0.20349 | 0.18772 | 0.16878 | 0.1541 | 0.18772 | 0.1541 | 0.1541
750 | 158013.7648 | 16009.5048 | 6121.9968 | 67828.4709 | 37701.2157 | 15429.7345 | 12243.5478 | 3198.9222 | 6023.2592 | 7743.9757 | 26641.2266 | 7904.2747 | 9998.5255 | 3937.0605 | 7377.8128 | n/a | 11082.5554 | 4565.9599 | 3994.0889 | 10485.0347 | 10983.5801 | 5775.4367 | 1686.3385 | 4475.2381 | 10550.1789 | 4721.8094 | 7059.6718 | 8010.4903 | 3120.4942 | 4386.8653 | 169.8869 | 140.3423 | 140.3423 | 176.3733 | 198.084 | 156.8806 | 217.4124 | 174.0747 | 217.4124 | 170.4388 | 178.8378 | 143.3225 | 141.6697 | 150.2687 | 140.8265 | 163935.1734 | 10373.6196 | 4101.8994 | 67159.1497 | 30820.9566 | 13462.86 | 5694.7343 | 5111.597 | 4595.078 | 3736.1698 | 25625.6249 | 6082.2376 | 6479.0622 | 4742.5742 | 6311.0365 | 159484.8734 | 21357.5751 | 8569.2592 | 68725.9387 | 40885.1913 | 24435.0402 | 11470.171 | 6749.6355 | 9070.3161 | 14286.3487 | 29453.8343 | 13130.5094 | 14172.7525 | 7857.2684 | 10656.9018 | 162.3846 | 162.3846 | 162.3846 | 162.3846 | 162.3846 | 162.3846 | 326.1186 | 162.3846 | 326.1186 | 162.3846 | 162.3846 | 162.3846 | 162.3846 | 162.3846 | 162.3846 | 0.065613 | 1.2526e-07 | 1.487e-08 | 0.024331 | 0.0027097 | 2.617e-12 | 0.24076 | 9.1732e-20 | 2.1234e-08 | 1.7914e-16 | 0.00071896 | 3.0484e-13 | 2.5521e-09 | 6.8361e-22 | 5.9474e-10 | 0.065613 | 0.065614 | 0.065614 | 0.089944 | 0.092654 | 0.089944 | 0.33341 | 0.092654 | 0.33341 | 0.089944 | 0.066332 | 0.065613 | 0.089944 | 0.065613 | 0.065613
751 | 154489.5575 | 15469.3669 | 5711.4528 | 66443.5784 | 36902.6998 | 15583.4958 | 11554.6699 | 3066.4611 | 5788.8566 | 7927.3708 | 26056.0181 | 8117.0867 | 9690.3962 | 4140.5162 | 6721.7085 | n/a | 9388.7327 | 4462.8213 | 3327.5879 | 9546.1396 | 11943.8145 | 8128.5126 | 1821.5509 | 2895.4718 | 9553.7314 | 3775.6799 | 5338.7299 | 5989.9447 | 3773.7572 | 4879.7887 | 157.6783 | 124.6793 | 124.6793 | 164.9307 | 190.3387 | 140.3141 | 212.9792 | 162.2154 | 212.9792 | 156.1955 | 169.7712 | 124.4328 | 125.5154 | 136.3068 | 125.2465 | 163464.5965 | 9497.5888 | 4320.0554 | 67828.7413 | 32551.359 | 14374.7101 | 5191.0858 | 5120.4621 | 4414.45 | 4549.4871 | 25173.773 | 5827.4457 | 6645.648 | 4639.5108 | 6200.6363 | 157546.9823 | 18473.6215 | 8752.6767 | 67956.5149 | 41278.5844 | 26078.8246 | 13301.7841 | 6921.713 | 7245.1217 | 13889.3185 | 28629.3529 | 11140.3756 | 10602.0927 | 8217.0679 | 11070.325 | 111.2134 | 111.2134 | 111.2134 | 111.2134 | 111.2134 | 111.2134 | 111.2134 | 111.2134 | 111.2134 | 111.2134 | 111.2134 | 111.2134 | 111.2134 | 111.2134 | 111.2134 | 0.0402 | 2.6019e-05 | 1.0032e-10 | 0.017758 | 0.00090302 | 7.2128e-14 | 0.00025771 | 4.2159e-22 | 2.8782e-05 | 6.7023e-15 | 0.00093582 | 2.2775e-08 | 0.00093335 | 1.1356e-21 | 1.6439e-13 | 0.0402 | 0.040227 | 0.040227 | 0.057958 | 0.058861 | 0.057958 | 0.059119 | 0.058861 | 0.059148 | 0.057958 | 0.041136 | 0.040201 | 0.058891 | 0.0402 | 0.0402
752 | 154860.3211 | 15282.2778 | 5637.7927 | 66611.9515 | 36967.063 | 15676.335 | 11634.3032 | 3097.4222 | 5969.8061 | 8281.1161 | 26331.8141 | 8491.0431 | 10050.4021 | 4076.1335 | 7040.7277 | n/a | 7839.2047 | 5864.7805 | 3912.0428 | 10681.6348 | 9433.535 | 7280.3528 | 2481.112 | 3831.6556 | 7319.0435 | 3859.0155 | 6960.9583 | 7767.1468 | 3206.6176 | 5692.3506 | 102.7101 | 69.7512 | 69.7512 | 109.9667 | 137.3232 | 80.5211 | 161.7331 | 107.0019 | 161.7331 | 97.6438 | 118.3672 | 63.3986 | 69.4821 | 82.2874 | 70.3628 | 162569.9613 | 9672.6965 | 4257.1874 | 68504.4282 | 31894.0667 | 14371.8633 | 5303.2212 | 5140.9453 | 4070.013 | 4426.4612 | 23640.4073 | 5661.7984 | 7706.2019 | 4756.7768 | 5944.6116 | 155697.1 | 17242.8012 | 10121.9679 | 69814.271 | 40951.9015 | 23646.0983 | 12460.574 | 7616.4573 | 7888.6687 | 11745.5047 | 26314.7 | 12463.4567 | 15417.3487 | 7888.3944 | 11299.3622 | 138.08 | 138.08 | 138.08 | 138.08 | 138.08 | 138.08 | 138.08 | 138.08 | 138.08 | 138.08 | 169.27 | 138.08 | 138.08 | 138.08 | 138.08 | 0.078708 | 0.00032185 | 5.0274e-15 | 0.0064627 | 0.0012779 | 5.2936e-11 | 0.0038053 | 2.6455e-25 | 3.9691e-06 | 3.0572e-09 | 0.043856 | 5.5929e-10 | 2.5266e-11 | 1.0668e-20 | 9.0277e-13 | 0.078708 | 0.07903 | 0.07903 | 0.085171 | 0.086449 | 0.085171 | 0.090254 | 0.086449 | 0.090258 | 0.085171 | 0.12256 | 0.078708 | 0.085171 | 0.078708 | 0.078708
753 | 153429.0485 | 15759.7594 | 5955.1151 | 66031.4016 | 36653.7858 | 15375.2887 | 11896.7909 | 2926.5816 | 5964.891 | 7775.0627 | 26070.5291 | 8196.1355 | 9920.315 | 4025.3238 | 7036.5992 | n/a | 11677.0382 | 4279.6907 | 4559.5391 | 6500.1433 | 9365.3847 | 7344.4695 | 2087.0591 | 3700.1172 | 9399.5719 | 3917.4962 | 6009.0564 | 6765.5457 | 3704.6638 | 3932.3994 | 120.1318 | 86.6961 | 86.6961 | 127.4895 | 154.666 | 99.0315 | 178.9062 | 124.5554 | 178.9062 | 116.0352 | 134.9742 | 82.028 | 86.7443 | 99.1451 | 87.3034 | 169395.636 | 11578.7351 | 4133.9126 | 69933.9354 | 31041.0725 | 14004.0445 | 4963.0706 | 5074.7064 | 4330.5511 | 4129.5351 | 25829.709 | 6062.219 | 7044.422 | 4707.5507 | 6108.6561 | 155235.8 | 19268.5732 | 7233.5033 | 71513.9344 | 36623.8757 | 22841.9292 | 11809.9 | 7000.0655 | 7513.6477 | 13325.807 | 27059.0052 | 11747.0754 | 13185.8677 | 8296.9145 | 10027.4555 | 116.54 | 116.54 | 116.54 | 116.54 | 193.8109 | 116.54 | 253.12 | 193.8109 | 253.12 | 116.54 | 116.54 | 116.54 | 116.54 | 116.54 | 116.54 | 0.05839 | 8.7912e-06 | 1.583e-05 | 0.0015317 | 0.042204 | 1.3151e-10 | 0.052785 | 3.0709e-24 | 2.2887e-05 | 2.9733e-14 | 0.0098593 | 2.1452e-09 | 8.432e-08 | 3.4894e-23 | 1.3044e-09 | 0.05839 | 0.058398 | 0.058414 | 0.059921 | 0.10213 | 0.059921 | 0.15491 | 0.10213 | 0.15493 | 0.059921 | 0.068249 | 0.05839 | 0.059921 | 0.05839 | 0.05839
754 | 158207.7231 | 16061.3409 | 5904.3861 | 67898.5901 | 37778.3033 | 15872.8828 | 11841.3667 | 3045.3552 | 6195.0226 | 8136.7823 | 27161.5826 | 8461.0451 | 10001.3765 | 4141.5879 | 7135.2613 | n/a | 11244.1816 | 6121.4536 | 5766.1861 | 9363.5428 | 10393.3428 | 8328.1687 | 1910.4982 | 4226.8634 | 7453.9762 | 3535.2597 | 7464.7482 | 7877.2891 | 2807.2427 | 5908.0401 | 111.6912 | 76.779 | 76.779 | 119.3771 | 148.2504 | 88.4432 | 174.012 | 116.25 | 174.012 | 106.514 | 128.0871 | 70.3724 | 76.5523 | 90.0093 | 77.4244 | 164212.363 | 9463.8282 | 4171.4683 | 67495.2495 | 30719.3602 | 14084.6352 | 5153.4944 | 5089.0705 | 4342.658 | 4398.993 | 25470.3187 | 5708.0376 | 7219.4042 | 4538.3091 | 5865.4744 | 158857.463 | 20668.9098 | 10292.9219 | 70857.7356 | 39102.003 | 24292.778 | 13237.0631 | 6993.2688 | 8569.5214 | 11852.9693 | 28173.0784 | 12987.5857 | 15096.6932 | 7258.6518 | 11773.5145 | 155.4713 | 155.4713 | 155.4713 | 155.4713 | 155.4713 | 155.4713 | 155.4713 | 155.4713 | 155.4713 | 155.4713 | 155.4713 | 155.4713 | 155.4713 | 155.4713 | 155.4713 | 0.08363 | 7.5802e-07 | 3.5783e-14 | 0.0077763 | 0.013303 | 2.1917e-11 | 0.00078936 | 1.0082e-22 | 6.8676e-07 | 6.8349e-10 | 0.01012 | 4.1137e-11 | 6.6788e-11 | 4.2957e-17 | 1.4503e-13 | 0.08363 | 0.08363 | 0.08363 | 0.091406 | 0.10471 | 0.091406 | 0.1055 | 0.10471 | 0.1055 | 0.091406 | 0.09375 | 0.08363 | 0.091406 | 0.08363 | 0.08363
755 | 153684.3874 | 15650.1483 | 5759.0927 | 66106.1338 | 36667.5681 | 15684.7361 | 12051.0684 | 2863.6201 | 6053.6989 | 8005.6514 | 25888.7706 | 8219.8783 | 9697.8014 | 4102.9557 | 7191.1248 | n/a | 10367.7614 | 4910.9639 | 3663.5115 | 8857.8873 | 10248.8537 | 6111.8075 | 1721.6929 | 4297.542 | 5728.3785 | 4605.9506 | 5254.8207 | 5001.2731 | 3288.6066 | 6292.4673 | 98.5791 | 62.6855 | 62.6855 | 106.4849 | 136.7571 | 73.2398 | 163.776 | 103.1949 | 163.776 | 92.1926 | 116.4977 | 54.2871 | 62.1248 | 76.5616 | 63.3624 | 161695.6373 | 10264.78 | 4406.433 | 67043.5458 | 29515.7401 | 13951.7114 | 4959.1004 | 5041.2845 | 4278.2142 | 4334.1774 | 23005.6436 | 5653.045 | 6087.2021 | 4594.0247 | 5921.0906 | 154867 | 20049.8041 | 9245.5969 | 67669.3573 | 36521.2274 | 23777.9652 | 10960.808 | 6668.4774 | 8481.2563 | 9819.6559 | 26863.3942 | 10728.1657 | 10602.8752 | 7751.3313 | 11915.7579 | 128.12 | 128.12 | 128.12 | 128.12 | 206.3273 | 128.12 | 245.664 | 206.3273 | 245.664 | 128.12 | 128.12 | 128.12 | 128.12 | 128.12 | 128.12 | 0.070699 | 9.4391e-07 | 6.4386e-12 | 0.017251 | 0.046747 | 3.907e-11 | 0.47207 | 3.0944e-23 | 4.1558e-07 | 5.4583e-06 | 0.0099625 | 3.1158e-07 | 0.00096167 | 8.6531e-20 | 1.0943e-13 | 0.070699 | 0.0707 | 0.0707 | 0.08795 | 0.1347 | 0.08795 | 0.60676 | 0.1347 | 0.60676 | 0.087955 | 0.080661 | 0.070699 | 0.088912 | 0.070699 | 0.070699
756 | 153845.2507 | 15586.1656 | 5964.4101 | 66186.4094 | 36723.6655 | 15340.6236 | 11883.0161 | 3051.1569 | 6348.1408 | 7768.632 | 26153.9636 | 7883.222 | 10015.981 | 4032.5226 | 7062.3234 | n/a | 10050.7779 | 5732.0263 | 4405.423 | 9239.6876 | 6608.8245 | 7691.7689 | 1883.8273 | 4128.0112 | 8420.6514 | 2881.5634 | 6187.0678 | 7754.5846 | 4604.2557 | 4635.2247 | 78.7668 | 42.888 | 42.888 | 86.6741 | 117.6482 | 51.6888 | 145.3046 | 83.2942 | 145.3046 | 71.0888 | 97.9699 | 32.289 | 41.929 | 57.0914 | 43.5808 | 164081.9358 | 9816.4634 | 4339.5753 | 69800.5636 | 30727.0389 | 14761.8298 | 5204.9733 | 5177.5341 | 4173.5875 | 4195.0243 | 24324.9303 | 5798.4476 | 6159.2608 | 4364.4448 | 6368.4339 | 157057.6358 | 19235.1413 | 9439.5016 | 72151.6865 | 38914.3266 | 20866.7542 | 12504.3422 | 7003.7615 | 8177.3987 | 12182.0756 | 25078.6937 | 11915.2153 | 13865.0454 | 8648.7006 | 10993.5586 | 54.2892 | 54.2892 | 54.2892 | 54.2892 | 54.2892 | 54.2892 | 54.2892 | 54.2892 | 54.2892 | 54.2892 | 217.4732 | 54.2892 | 54.2892 | 54.2892 | 54.2892 | 0.036243 | 5.6746e-06 | 1.5169e-11 | 0.0011434 | 0.006022 | 1.9749e-08 | 0.0071377 | 1.043e-22 | 1.0196e-05 | 8.8253e-12 | 0.14278 | 1.0262e-10 | 9.5029e-09 | 7.8249e-25 | 6.3494e-12 | 0.036243 | 0.036249 | 0.036249 | 0.037387 | 0.043409 | 0.037387 | 0.050546 | 0.043409 | 0.050557 | 0.037387 | 0.17903 | 0.036243 | 0.037387 | 0.036243 | 0.036243
757 | 147852.611 | 14968.9441 | 5517.1362 | 63795.5037 | 35619.3311 | 14648.552 | 11341.3835 | 3065.3983 | 5887.6237 | 7449.8186 | 25459.239 | 7632.0446 | 9305.4375 | 3755.9433 | 6840.7305 | n/a | 7880.1169 | 6183.6746 | 3783.7387 | 10883.3763 | 10069.788 | 8383.4307 | 1651.6665 | 4503.6768 | 6894.2384 | 4166.6629 | 7327.812 | 7731.6528 | 3198.0827 | 4434.4383 | 130.7228 | 96.704 | 96.704 | 138.2068 | 165.5502 | 110.0062 | 189.9345 | 135.2608 | 189.9345 | 127.1108 | 145.2689 | 92.9016 | 96.9243 | 109.227 | 97.3148 | 168025.6239 | 10879.9077 | 4230.1636 | 70247.8448 | 30700.0541 | 15383.6834 | 4916.8952 | 5143.8422 | 4383.764 | 4664.9868 | 24003.9495 | 5691.8594 | 7445.7872 | 4601.7444 | 6069.5464 | 154689.1 | 18301.7469 | 9975.7606 | 68426.6663 | 39858.5993 | 24824.1715 | 13453.8948 | 6753.5087 | 8842.6408 | 11305.1252 | 26282.1 | 12644.4714 | 13251.4541 | 7522.8271 | 10462.5847 | 41.209 | 41.209 | 41.209 | 41.209 | 41.209 | 41.209 | 41.209 | 41.209 | 41.209 | 41.209 | 75.6145 | 41.209 | 41.209 | 41.209 | 41.209 | 0.0030589 | 8.7899e-06 | 3.1087e-15 | 0.0023541 | 0.0008904 | 3.0961e-14 | 7.9409e-05 | 3.0445e-21 | 2.377e-08 | 6.3665e-11 | 0.012243 | 3.6212e-13 | 1.9673e-09 | 4.9297e-22 | 1.9082e-11 | 0.0030589 | 0.0030677 | 0.0030677 | 0.005413 | 0.0063034 | 0.005413 | 0.0063828 | 0.0063034 | 0.0063828 | 0.005413 | 0.015302 | 0.0030589 | 0.005413 | 0.0030589 | 0.0030589
758 | 153977.5551 | 15440.1107 | 5808.1227 | 66216.8613 | 36943.2441 | 15624.516 | 11947.3071 | 3116.4599 | 6103.5707 | 8125.1958 | 25896.5925 | 8204.4125 | 9554.356 | 3988.27 | 6944.8282 | n/a | 11489.1012 | 5165.3026 | 5459.6496 | 8294.1115 | 9417.0471 | 8969.8598 | 2106.5376 | 3773.8845 | 6101.3622 | 3533.1123 | 7878.4106 | 6853.9791 | 4571.612 | 2943.2007 | 135.7496 | 104.0547 | 104.0547 | 142.7191 | 167.6903 | 117.6829 | 189.9511 | 140.0387 | 189.9511 | 133.2979 | 148.3902 | 102.0679 | 104.5413 | 115.4871 | 104.6123 | 169032.3697 | 9955.6944 | 4224.5921 | 70257.3549 | 32464.2471 | 15436.7955 | 5371.4721 | 5100.8711 | 4291.2039 | 4827.5911 | 25847.4457 | 6267.7737 | 6593.8609 | 4569.8095 | 5943.1403 | 157500.1 | 19947.9956 | 8163.2947 | 71490.6494 | 38436.8019 | 24761.8426 | 14197.8319 | 6863.4088 | 7992.8884 | 10856.4533 | 26523.3 | 14126.6843 | 12682.6416 | 9114.7216 | 8389.541 | 89.5671 | 89.5671 | 89.5671 | 89.5671 | 89.5671 | 89.5671 | 89.5671 | 89.5671 | 89.5671 | 89.5671 | 95.0087 | 89.5671 | 89.5671 | 89.5671 | 89.5671 | 0.029809 | 6.2431e-07 | 1.1976e-08 | 0.0017608 | 0.011184 | 2.497e-12 | 7.399e-05 | 3.1386e-21 | 5.5598e-06 | 7.5729e-08 | 0.016763 | 2.8867e-14 | 9.0402e-08 | 1.3104e-27 | 8.4915e-06 | 0.029809 | 0.02981 | 0.02981 | 0.03157 | 0.042754 | 0.03157 | 0.042828 | 0.042754 | 0.042833 | 0.03157 | 0.046573 | 0.029809 | 0.03157 | 0.029809 | 0.029818
759 | 155585.2517 | 15616.0062 | 5884.6895 | 66852.1112 | 37117.9317 | 15593.1662 | 12065.6527 | 3019.5306 | 5938.7475 | 8103.454 | 26554.9244 | 8093.0907 | 9957.4602 | 3971.09 | 7104.6653 | n/a | 11951.0555 | 4877.8422 | 4337.6234 | 9072.7876 | 9964.3287 | 5001.9996 | 2336.4523 | 4831.5351 | 6838.8362 | 4152.6312 | 5475.3982 | 7636.2655 | 4049.8568 | 4757.5159 | 114.0052 | 81.2919 | 81.2919 | 121.2048 | 147.9216 | 93.0484 | 171.7539 | 118.3177 | 171.7539 | 109.7659 | 128.7576 | 76.331 | 81.2679 | 93.5314 | 81.8889 | 167372.8651 | 12299.6783 | 4294.3713 | 68145.897 | 30333.7966 | 14947.9976 | 4924.943 | 5080.963 | 4149.6566 | 4181.5133 | 24502.3294 | 6256.2086 | 7224.2756 | 4588.2706 | 6117.6336 | 157425.5651 | 23991.0338 | 9122.4135 | 69735.4204 | 38145.7842 | 24506.8263 | 9926.9426 | 7247.8153 | 8981.1917 | 10803.5495 | 27301.2606 | 11542.9068 | 14388.2411 | 8147.5274 | 10693.4495 | 111.264 | 111.264 | 111.264 | 111.264 | 111.264 | 111.264 | 257.6309 | 111.264 | 257.6309 | 111.264 | 111.264 | 111.264 | 111.264 | 111.264 | 111.264 | 0.05839 | 5.5741e-11 | 5.1475e-11 | 0.0079224 | 0.016854 | 4.2266e-12 | 4.013 | 2.2574e-24 | 1.7698e-08 | 8.4952e-08 | 0.014412 | 2.8136e-09 | 8.5914e-10 | 5.366e-23 | 5.1056e-11 | 0.05839 | 0.05839 | 0.05839 | 0.066312 | 0.083166 | 0.066312 | 4.0962 | 0.083166 | 4.0962 | 0.066312 | 0.072802 | 0.05839 | 0.066312 | 0.05839 | 0.05839
760 | 155327.4715 | 16003.3158 | 6016.0026 | 66773.3945 | 37279.0578 | 15763.652 | 11753.3112 | 2973.4689 | 6384.8594 | 8003.7045 | 26350.7319 | 8189.8469 | 9592.6555 | 3909.986 | 7211.6262 | n/a | 6685.4827 | 4719.3034 | 3999.6677 | 6626.6185 | 8763.4413 | 7471.4087 | 1919.6288 | 5041.9275 | 7983.6803 | 3927.2636 | 5979.8478 | 8264.1332 | 4204.697 | 4847.1307 | 126.588 | 93.2199 | 93.2199 | 133.9293 | 160.8087 | 106.123 | 184.7801 | 131.032 | 184.7801 | 122.9381 | 140.9627 | 89.308 | 93.403 | 105.5308 | 93.8204 | 163606.313 | 10505.2476 | 4395.1541 | 63661.7963 | 29056.5779 | 14346.0961 | 5419.4554 | 5115.4476 | 4151.3924 | 4470.6656 | 25885.2828 | 5790.0704 | 5727.5671 | 4616.2934 | 6184.4384 | 155572 | 15725.3303 | 7952.5575 | 64746.264 | 34495.7964 | 23063.3374 | 12808.1641 | 7022.0763 | 9193.3199 | 12419.5459 | 27934.1334 | 11758.5182 | 12904.4003 | 8724.3904 | 11023.6691 | 174.38 | 227.7295 | 227.7295 | 238.9333 | 241.2131 | 238.9333 | 241.2131 | 241.2131 | 241.2131 | 238.9333 | 174.38 | 238.9333 | 238.9333 | 174.38 | 174.38 | 0.093976 | 0.07482 | 2.79e-07 | 0.10261 | 0.30223 | 3.2394e-10 | 0.002029 | 9.3e-24 | 1.3807e-07 | 1.6734e-11 | 0.0041799 | 1.9468e-09 | 4.4635e-08 | 1.53e-26 | 1.9755e-11 | 0.093976 | 0.1688 | 0.1688 | 0.19658 | 0.49881 | 0.19658 | 0.50084 | 0.49881 | 0.50084 | 0.19658 | 0.098156 | 0.093976 | 0.19658 | 0.093976 | 0.093976
761 | 158102.1803 | 15956.5392 | 6142.1103 | 67882.6417 | 37835.0299 | 15842.7127 | 12120.6542 | 3152.9815 | 6282.4469 | 8137.4409 | 26927.5183 | 8517.5117 | 9975.2938 | 4033.1501 | 7011.8872 | n/a | 11509.398 | 4689.7788 | 4192.8848 | 9256.6109 | 9731.0149 | 11966.3804 | 2232.8606 | 5750.9136 | 5248.8937 | 4434.2782 | 4968.0243 | 6882.295 | 2662.1213 | 5617.7821 | 139.1933 | 106.9986 | 106.9986 | 146.2724 | 171.5902 | 120.957 | 194.1592 | 143.5557 | 194.1592 | 136.7883 | 151.9481 | 105.1258 | 107.5192 | 118.5893 | 107.564 | 162068.5122 | 10323.0612 | 4353.5901 | 67039.8094 | 30820.1461 | 12558.7317 | 5852.9328 | 5126.4336 | 4629.682 | 3791.4004 | 23689.084 | 5988.1923 | 7456.6353 | 4628.8188 | 6030.2199 | 157336.4 | 21343.9592 | 8964.7689 | 69651.9942 | 39523.857 | 21684.3466 | 17819.3132 | 7256.1942 | 10380.5956 | 8575.6941 | 27795.5622 | 10815.4166 | 14277.6303 | 7099.2401 | 11648.002 | 210 | 210 | 210 | 210 | 210 | 210 | 210 | 210 | 210 | 210 | 210 | 210 | 210 | 210 | 210 | 0.12668 | 1.0929e-07 | 1.5634e-09 | 0.015927 | 0.0097663 | 1.4062e-08 | 5.7555e-09 | 8.3973e-23 | 3.3387e-10 | 0.0046366 | 0.012283 | 1.2315e-06 | 1.4765e-09 | 3.0415e-17 | 9.2436e-14 | 0.12668 | 0.12668 | 0.12668 | 0.14261 | 0.15237 | 0.14261 | 0.15237 | 0.15237 | 0.15237 | 0.14724 | 0.13896 | 0.12668 | 0.14261 | 0.12668 | 0.12668
762 | 152629.0861 | 15614.2318 | 5900.3897 | 65695.4554 | 36518.4291 | 15545.5247 | 11701.8816 | 3038.4107 | 6197.424 | 7997.274 | 26123.2194 | 8224.4815 | 9545.7935 | 3922.8226 | 7140.0264 | n/a | 10150.141 | 5341.8364 | 4155.0621 | 9825.6428 | 11310.0247 | 5080.7411 | 1736.2616 | 4192.9106 | 7934.3505 | 4007.6943 | 6424.607 | 5464.2487 | 3825.1719 | 4721.9508 | 134.3912 | 102.2974 | 102.2974 | 141.4491 | 166.8453 | 115.8258 | 189.4868 | 138.7208 | 189.4868 | 131.7079 | 147.3912 | 99.9438 | 102.7284 | 113.9253 | 102.8646 | 168894.7154 | 10667.5921 | 4446.3156 | 69732.8643 | 31314.911 | 14531.1587 | 5853.5118 | 5067.0645 | 4443.7583 | 4323.8388 | 25025.9792 | 6100.8148 | 6048.1687 | 4580.9619 | 6007.7969 | 157244 | 20349.2331 | 9674.052 | 69152.511 | 38892.0537 | 24560.568 | 10934.2529 | 6733.7261 | 8636.6689 | 11264.6893 | 26715.8735 | 12445.4218 | 11115.3173 | 7715.6338 | 10508.5476 | 74.08 | 74.08 | 74.08 | 74.08 | 74.08 | 74.08 | 284.2302 | 74.08 | 284.2302 | 74.08 | 97.6614 | 74.08 | 74.08 | 74.08 | 74.08 | 0.014607 | 4.058e-07 | 1.7779e-12 | 0.0053587 | 0.0050698 | 3.0365e-12 | 0.25564 | 1.889e-21 | 5.1282e-07 | 4.4793e-09 | 0.017775 | 9.5868e-11 | 5.7556e-05 | 2.538e-21 | 1.9684e-10 | 0.014607 | 0.014607 | 0.014607 | 0.019966 | 0.025035 | 0.019966 | 0.28068 | 0.025035 | 0.28068 | 0.019966 | 0.032381 | 0.014607 | 0.020023 | 0.014607 | 0.014607
763 | 153138.2406 | 15838.0204 | 5921.6399 | 65889.1771 | 36593.8193 | 15490.8164 | 11504.6842 | 2962.2322 | 6099.8641 | 7915.111 | 25991.6738 | 8182.5905 | 9627.3193 | 4096.413 | 7189.1623 | n/a | 8466.6129 | 7500.2772 | 3590.9572 | 7969.1841 | 8742.2392 | 7863.9573 | 2042.6871 | 4031.6415 | 8575.1814 | 3070.2135 | 5402.1398 | 6543.4274 | 4218.891 | 3949.7391 | 117.4645 | 84.0397 | 84.0397 | 124.8205 | 152.0831 | 96.1386 | 176.4017 | 121.8752 | 176.4017 | 113.1972 | 132.4738 | 79.0802 | 84.0349 | 96.5289 | 84.6489 | 165568.4279 | 10254.5661 | 4561.3964 | 69946.612 | 33003.8478 | 13682.5797 | 5399.1484 | 5156.9697 | 4392.8208 | 4102.4247 | 23818.8755 | 5758.6751 | 6449.4755 | 4654.4264 | 6007.5409 | 154494.4 | 18151.479 | 12041.1735 | 66839.1692 | 37842.9319 | 21090.5189 | 13093.7057 | 7132.1568 | 8275.7623 | 12556.7061 | 25585.8891 | 10802.6148 | 11938.4029 | 8593.7174 | 9949.38 | 130.21 | 130.21 | 130.21 | 130.21 | 130.21 | 130.21 | 130.21 | 130.21 | 130.21 | 130.21 | 223.6561 | 130.21 | 130.21 | 130.21 | 130.21 | 0.066849 | 0.0001633 | 6.4255e-19 | 0.023396 | 0.013696 | 1.8781e-08 | 0.00039989 | 1.7233e-24 | 1.4593e-06 | 4.3174e-12 | 0.078252 | 1.7362e-07 | 2.8776e-06 | 6.5867e-24 | 6.8815e-09 | 0.066849 | 0.067013 | 0.067013 | 0.090246 | 0.10394 | 0.090246 | 0.10434 | 0.10394 | 0.10434 | 0.090246 | 0.1451 | 0.06685 | 0.090248 | 0.066849 | 0.066849
764 | 155618.2563 | 15813.9318 | 5877.11 | 66877.7112 | 37230.8408 | 15317.5739 | 12000.7287 | 3086.9339 | 6005.3786 | 7907.0759 | 26086.7756 | 8018.8867 | 9727.4693 | 4044.1184 | 6986.14 | n/a | 8719.1514 | 5861.1158 | 4527.4428 | 8186.1816 | 9968.4467 | 5550.7865 | 1617.9692 | 3176.0321 | 7844.138 | 3469.2153 | 6417.6666 | 7143.5959 | 3765.0523 | 4805.3114 | 128.4748 | 94.1778 | 94.1778 | 136.0208 | 163.7077 | 107.2953 | 188.4002 | 133.0354 | 188.4002 | 124.6162 | 143.3566 | 89.9746 | 94.3331 | 106.8591 | 94.7964 | 164276.9512 | 10284.5241 | 4494.9285 | 67825.8712 | 30826.3846 | 14160.0421 | 4938.3705 | 5193.3785 | 3961.436 | 4247.4682 | 24308.4457 | 6055.3578 | 6252.8495 | 4731.1601 | 6035.32 | 157997.3743 | 18877.8755 | 10356.0443 | 70778.1371 | 38642.8894 | 23453.1888 | 10334.4801 | 6800.6477 | 7055.2681 | 11708.0061 | 27274.761 | 12181.3243 | 13254.5453 | 8266.3124 | 10503.0314 | 104.2972 | 104.2972 | 104.2972 | 104.2972 | 104.2972 | 104.2972 | 282.6003 | 104.2972 | 282.6003 | 104.2972 | 104.2972 | 104.2972 | 104.2972 | 104.2972 | 104.2972 | 0.049592 | 2.6477e-05 | 1.7606e-14 | 0.0042376 | 0.012122 | 2.1337e-11 | 1.5563 | 3.0556e-21 | 0.00025363 | 2.6792e-10 | 0.0073401 | 7.6334e-11 | 2.2449e-08 | 7.6065e-23 | 5.4738e-11 | 0.049592 | 0.049619 | 0.049619 | 0.05383 | 0.065952 | 0.05383 | 1.6223 | 0.065952 | 1.6225 | 0.05383 | 0.056932 | 0.049592 | 0.05383 | 0.049592 | 0.049592
765 | 154898.6071 | 15615.5136 | 6046.2921 | 66610.1507 | 36982.6041 | 15369.417 | 11736.4323 | 3045.5152 | 6231.3017 | 7922.7378 | 26190.1839 | 8037.0981 | 10058.0092 | 3935.8293 | 7077.1852 | n/a | 10140.121 | 6230.6443 | 3644.9748 | 9878.4574 | 8773.2139 | 7844.5257 | 1635.1085 | 4147.5217 | 7136.7849 | 4185.2075 | 6160.4881 | 8684.685 | 3210.1919 | 5380.4139 | 182.2544 | 152.164 | 152.164 | 188.8584 | 210.6366 | 169.8244 | 230.0193 | 186.56 | 230.0193 | 183.4206 | 190.7676 | 156.2282 | 153.702 | 162.1184 | 152.6496 | 165037.9534 | 9814.4494 | 4100.2889 | 69427.2873 | 31758.8981 | 14794.133 | 5344.5746 | 5032.909 | 4385.1823 | 4276.1397 | 25431.1332 | 5809.1894 | 6597.0767 | 4524.0497 | 6015.3054 | 158494.4 | 19420.2704 | 10316.4332 | 70717.1087 | 40723.8022 | 23225.9469 | 12783.2003 | 6661.7175 | 8439.504 | 11091.9247 | 28524.0407 | 11949.2776 | 14356.7617 | 7734.2417 | 11395.7193 | 119.3448 | 119.3448 | 119.3448 | 119.3448 | 119.3448 | 119.3448 | 119.3448 | 119.3448 | 119.3448 | 119.3448 | 119.3448 | 119.3448 | 119.3448 | 119.3448 | 119.3448 | 0.028948 | 3.9437e-06 | 1.443e-13 | 0.0036937 | 0.0015823 | 4.736e-11 | 0.0020675 | 5.4154e-21 | 1.5594e-06 | 6.2556e-09 | 0.0013595 | 2.68e-10 | 1.7234e-09 | 2.7508e-21 | 7.2711e-13 | 0.028948 | 0.028952 | 0.028952 | 0.032642 | 0.034224 | 0.032642 | 0.036292 | 0.034224 | 0.036293 | 0.032642 | 0.030308 | 0.028948 | 0.032642 | 0.028948 | 0.028948
766 | 152015.62 | 14984.9998 | 5408.4951 | 65495.6475 | 36409.179 | 15376.9405 | 11493.371 | 2967.6542 | 6159.8048 | 8065.9486 | 25973.5746 | 8030.6184 | 9819.2707 | 4093.0149 | 6996.1484 | n/a | 8681.7921 | 6521.9625 | 4582.1538 | 10839.5748 | 11980.2951 | 7131.4672 | 1968.1666 | 4094.7925 | 7100.9809 | 4484.0161 | 5176.9526 | 4800.8383 | 3095.4362 | 4442.0265 | 211.6775 | 184.0882 | 184.0882 | 217.7221 | 236.0796 | 204.2238 | 252.3891 | 215.8204 | 252.3891 | 215.6643 | 216.5711 | 192.7834 | 186.3968 | 192.4643 | 184.4968 | 163243.2575 | 10970.1397 | 4175.0645 | 65692.9893 | 29491.1795 | 15426.6987 | 5440.8718 | 5108.9571 | 4351.619 | 4702.2634 | 25820.5612 | 6089.2931 | 6602.8745 | 4508.1184 | 5936.8128 | 156399.8 | 19641.2318 | 10697.027 | 66982.4 | 38565.4112 | 27208.0937 | 12203.6389 | 7077.1237 | 8287.0115 | 11803.2443 | 29656.8773 | 11067.3458 | 11302.5128 | 7272.8546 | 9576.0393 | 121.05 | 121.05 | 121.05 | 144.2208 | 144.2208 | 144.2208 | 144.2208 | 144.2208 | 144.2208 | 144.2208 | 121.05 | 144.2208 | 144.2208 | 121.05 | 121.05 | 0.016748 | 3.0508e-07 | 5.2155e-18 | 0.017799 | 0.0061061 | 1.5603e-15 | 0.0051864 | 3.9864e-24 | 2.0148e-06 | 5.2764e-10 | 0.00017688 | 1.8261e-08 | 9.7728e-05 | 1.4256e-17 | 1.272e-08 | 0.016748 | 0.016749 | 0.016749 | 0.034547 | 0.040653 | 0.034547 | 0.04584 | 0.040653 | 0.045842 | 0.034547 | 0.016925 | 0.016748 | 0.034645 | 0.016748 | 0.016748
767 | 155748.8647 | 15879.771 | 5989.9301 | 66922.2391 | 37264.2943 | 15750.2718 | 11973.0411 | 3088.2386 | 6181.4519 | 8350.7131 | 26713.2297 | 8127.643 | 10088.0712 | 4067.6644 | 6984.319 | n/a | 11057.7867 | 6153.0254 | 4766.7352 | 9576.7462 | 8442.5949 | 7382.473 | 1683.4119 | 3962.5866 | 7773.6245 | 4216.2139 | 4724.8242 | 7198.8775 | 3663.2827 | 5413.3764 | 186.5271 | 158.3072 | 158.3072 | 192.7169 | 212.5775 | 176.25 | 230.2435 | 190.6333 | 230.2435 | 188.6421 | 193.4917 | 163.8581 | 160.0641 | 167.3799 | 158.7498 | 162117.8957 | 10424.9099 | 4065.3281 | 62404.4178 | 29682.0933 | 14086.366 | 5054.8625 | 5099.1178 | 4321.265 | 4019.9428 | 25154.4964 | 5667.7165 | 6079.1096 | 4532.5649 | 6107.5371 | 157483.7982 | 20658.7966 | 10218.3535 | 64941.2555 | 38602.942 | 21163.0608 | 12179.538 | 6664.1297 | 8283.8516 | 10625.8673 | 29102.1103 | 10194.3407 | 13246.187 | 7936.0476 | 11223.1134 | 168.8637 | 168.8637 | 168.8637 | 289.0753 | 289.0753 | 289.0753 | 289.0753 | 289.0753 | 289.0753 | 289.0753 | 168.8637 | 289.0753 | 289.0753 | 168.8637 | 168.8637 | 0.060328 | 4.43e-07 | 1.4605e-13 | 0.10007 | 0.01293 | 3.8289e-08 | 0.023148 | 1.5907e-20 | 2.3364e-06 | 9.1073e-07 | 0.001343 | 2.2499e-06 | 1.5969e-07 | 5.2158e-21 | 8.311e-13 | 0.060328 | 0.060328 | 0.060328 | 0.1604 | 0.17333 | 0.1604 | 0.19648 | 0.17333 | 0.19648 | 0.1604 | 0.061671 | 0.06033 | 0.1604 | 0.060328 | 0.060328
768 | 152431.1617 | 15398.23 | 5706.573 | 65639.4625 | 36471.9247 | 15237.2437 | 11975.0455 | 2992.8417 | 6124.4845 | 7796.7698 | 25762.9563 | 8227.112 | 9716.8247 | 3919.9532 | 7297.2369 | n/a | 7332.9429 | 6991.8842 | 4778.1145 | 8559.3924 | 8448.8176 | 7425.2255 | 1735.3333 | 4383.1016 | 10203.9554 | 3440.3553 | 7632.3387 | 6700.6806 | 3188.8701 | 5470.2477 | 125.9199 | 94.3868 | 94.3868 | 132.8559 | 158.0297 | 107.1371 | 180.4765 | 130.147 | 180.4765 | 122.8827 | 139.0929 | 91.3917 | 94.6868 | 105.9147 | 94.9492 | 164570.933 | 10635.3549 | 4322.4079 | 65381.212 | 30582.1469 | 13340.8893 | 4970.8144 | 4986.1593 | 4166.4615 | 3949.9697 | 25316.8194 | 5799.5586 | 5716.6083 | 4610.1447 | 5883.035 | 153872.6936 | 17598.9977 | 11159.3921 | 66565.0871 | 36550.8 | 21441.8069 | 11604.6399 | 6721.4925 | 7894.5631 | 14070.4251 | 27958.7747 | 13167.4973 | 12188.7889 | 7722.4148 | 11147.0827 | 130.1171 | 130.1171 | 130.1171 | 130.1171 | 182.25 | 130.1171 | 270.7148 | 182.25 | 270.7148 | 130.1171 | 130.1171 | 130.1171 | 130.1171 | 130.1171 | 130.1171 | 0.065004 | 0.00018413 | 1.2073e-17 | 0.023642 | 0.038344 | 3.0219e-09 | 0.10873 | 6.3894e-22 | 9.9507e-06 | 8.603e-16 | 0.0015798 | 3.2244e-12 | 1.6303e-06 | 2.1975e-21 | 2.0589e-11 | 0.065004 | 0.065188 | 0.065188 | 0.088646 | 0.12699 | 0.088646 | 0.23572 | 0.12699 | 0.23573 | 0.088646 | 0.066584 | 0.065004 | 0.088647 | 0.065004 | 0.065004
769 | 159859.5524 | 16229.2066 | 5866.5409 | 68557.446 | 38047.777 | 16289.6516 | 12155.2993 | 2955.3179 | 6330.078 | 8526.6131 | 26956.8439 | 8471.1962 | 10052.2161 | 4175.2275 | 7233.8389 | n/a | 8770.7963 | 6564.1489 | 5306.3451 | 10571.7301 | 11000.5432 | 7372.7547 | 1975.435 | 4485.4082 | 7485.5366 | 3973.2415 | 4410.2931 | 7465.1236 | 3630.7624 | 4602.5132 | 124.8945 | 92.4736 | 92.4736 | 132.027 | 158.0748 | 105.1785 | 181.3035 | 129.2207 | 181.3035 | 121.4726 | 138.7371 | 88.8845 | 92.6898 | 104.4031 | 93.0555 | 164965.2069 | 10617.5554 | 4393.803 | 70481.9799 | 29447.1627 | 14045.6481 | 5219.9046 | 5003.2762 | 4413.5914 | 4826.7544 | 24017.4612 | 5637.7482 | 6989.3412 | 4504.9301 | 6013.4002 | 155960.877 | 19165.6517 | 10931.9518 | 72695.895 | 39467.3629 | 25009.2913 | 12769.4294 | 6588.3112 | 8898.9995 | 12301.891 | 26704.7027 | 10021.5413 | 13476.1648 | 7750.5925 | 10324.1134 | 231.1704 | 231.1704 | 231.1704 | 231.1704 | 231.1704 | 231.1704 | 231.1704 | 231.1704 | 231.1704 | 231.1704 | 231.1704 | 231.1704 | 231.1704 | 231.1704 | 231.1704 | 0.31612 | 4.3172e-05 | 3.8734e-16 | 0.0038956 | 0.012365 | 1.807e-11 | 0.007573 | 1.17e-21 | 3.6245e-07 | 1.1784e-09 | 0.06142 | 3.5895e-05 | 5.3601e-08 | 3.8559e-19 | 1.1955e-09 | 0.31612 | 0.31617 | 0.31617 | 0.32002 | 0.33238 | 0.32002 | 0.33996 | 0.33238 | 0.33996 | 0.32002 | 0.37754 | 0.31616 | 0.32002 | 0.31612 | 0.31612
770 | 156962.2003 | 16004.59 | 6033.2499 | 67412.3894 | 37502.9765 | 15613.6582 | 11525.3281 | 2798.0267 | 5964.0968 | 8053.1582 | 26576.963 | 8400.4065 | 9878.9489 | 4186.044 | 7007.3106 | n/a | 10588.0359 | 7473.7501 | 4196.9168 | 7560.991 | 8663.858 | 8470.0295 | 1765.8576 | 5161.7589 | 9080.0272 | 2944.3414 | 8038.68 | 8727.8629 | 3451.8365 | 4767.7138 | 131.5539 | 100.2851 | 100.2851 | 138.4303 | 163.1514 | 113.5203 | 185.1906 | 135.7749 | 185.1906 | 128.98 | 144.1795 | 98.0607 | 100.7174 | 111.6037 | 100.8372 | 168736.3633 | 10783.4693 | 4351.7475 | 68322.2486 | 30670.4702 | 14415.5044 | 5505.3614 | 5050.5491 | 4173.6684 | 4985.1324 | 25744.6948 | 5692.7345 | 6398.5081 | 4694.2658 | 6107.8575 | 160854.7 | 21189.4419 | 11782.3342 | 69961.8654 | 37948.1612 | 22330.7624 | 13908.9909 | 6816.4067 | 9335.4273 | 14059.9595 | 26628.2362 | 12988.0145 | 14223.971 | 8068.7023 | 10875.5713 | 83.0692 | 83.0692 | 83.0692 | 83.0692 | 144.4053 | 83.0692 | 144.4053 | 144.4053 | 144.4053 | 83.0692 | 169.0184 | 83.0692 | 83.0692 | 83.0692 | 83.0692 | 0.024758 | 1.8412e-07 | 1.3332e-17 | 0.010805 | 0.028051 | 1.2047e-09 | 3.9825e-05 | 6.0916e-25 | 3.941e-09 | 8.5305e-15 | 0.03969 | 2.669e-11 | 1.0533e-09 | 1.5165e-20 | 7.6535e-12 | 0.024758 | 0.024759 | 0.024759 | 0.035563 | 0.063613 | 0.035563 | 0.063653 | 0.063613 | 0.063653 | 0.035563 | 0.064448 | 0.024758 | 0.035563 | 0.024758 | 0.024758
771 | 156642.6424 | 15795.9995 | 5810.6717 | 67320.7488 | 37516.8036 | 15563.0425 | 12317.9455 | 3046.7706 | 6623.3109 | 7798.7291 | 26272.5537 | 8095.6174 | 10261.1836 | 4022.8805 | 7218.934 | n/a | 9207.8978 | 6456.7377 | 4521.7594 | 9233.7943 | 9043.8575 | 6587.0862 | 1301.9173 | 4155.0152 | 9534.081 | 4179.8733 | 6415.1717 | 7762.3194 | 4322.4925 | 5047.4147 | 153.7716 | 123.8081 | 123.8081 | 160.3543 | 183.0422 | 138.9422 | 203.2523 | 157.9377 | 203.2523 | 153.1189 | 164.0597 | 124.7656 | 124.7809 | 134.1874 | 124.3144 | 163707.3218 | 10176.4472 | 4306.3643 | 68032.9703 | 30122.9871 | 14021.1945 | 5067.2075 | 5046.5154 | 4039.0856 | 4400.167 | 25749.7736 | 5827.3521 | 7524.4536 | 4534.2569 | 6002.3485 | 156702.2 | 19384.3449 | 10763.102 | 69321.5078 | 37869.4596 | 22783.4519 | 11634.3936 | 6216.2327 | 8194.1008 | 13817.6481 | 28771.2468 | 12077.5238 | 15230.173 | 8856.7494 | 11049.7632 | 186.15 | 186.15 | 186.15 | 186.15 | 186.15 | 186.15 | 304.8785 | 186.15 | 304.8785 | 186.15 | 186.15 | 186.15 | 186.15 | 186.15 | 186.15 | 0.099388 | 7.3974e-06 | 5.8929e-16 | 0.014117 | 0.030373 | 3.128e-10 | 0.19925 | 1.1722e-18 | 4.3301e-05 | 3.1044e-15 | 0.001078 | 2.1986e-10 | 1.8129e-10 | 5.9052e-26 | 1.817e-11 | 0.099388 | 0.099395 | 0.099395 | 0.1135 | 0.14388 | 0.1135 | 0.34313 | 0.14388 | 0.34317 | 0.1135 | 0.10047 | 0.099388 | 0.1135 | 0.099388 | 0.099388
772 | 154023.5551 | 15699.3325 | 5968.3318 | 66227.2398 | 36840.3477 | 15536.4735 | 11633.1127 | 3033.1956 | 6169.518 | 8014.8373 | 26088.1384 | 7809.3819 | 9661.3985 | 3977.0848 | 7150.0871 | n/a | 9633.4187 | 5101.8211 | 3986.7537 | 10675.2308 | 7069.301 | 8057.0863 | 2507.6917 | 5039.8846 | 7246.7617 | 3904.1831 | 4558.3656 | 5207.283 | 3440.2239 | 4579.2113 | 134.4088 | 103.1101 | 103.1101 | 141.2911 | 165.9372 | 116.5994 | 187.9079 | 138.6458 | 187.9079 | 132.0111 | 146.8681 | 101.1879 | 103.5978 | 114.3935 | 103.6605 | 162483.9381 | 10189.6234 | 4059.1625 | 67069.9756 | 32602.8443 | 13712.5494 | 5750.2885 | 5109.8784 | 4279.3745 | 4016.9574 | 22940.5975 | 5655.8769 | 7340.4045 | 4727.1816 | 6105.05 | 155272.3 | 18555.2421 | 9054.0836 | 67914.5911 | 42300.3751 | 19452.9504 | 13535.0748 | 7572.6701 | 9269.7591 | 11150.9191 | 26371.1806 | 9853.3425 | 12509.2876 | 8021.8055 | 10576.8613 | 142 | 142 | 142 | 142 | 142 | 142 | 142 | 142 | 142 | 142 | 142 | 142 | 142 | 142 | 142 | 0.069392 | 4.1593e-05 | 1.7955e-10 | 0.016239 | 0.00034782 | 1.4883e-06 | 0.00017057 | 6.6855e-26 | 2.3364e-08 | 8.7955e-09 | 0.028103 | 1.6842e-06 | 3.2947e-07 | 2.598e-22 | 1.4542e-10 | 0.069392 | 0.069433 | 0.069433 | 0.085631 | 0.085979 | 0.085632 | 0.086149 | 0.085979 | 0.086149 | 0.085632 | 0.097495 | 0.069395 | 0.085631 | 0.069392 | 0.069392
773 | 151890.0534 | 15013.8367 | 5868.037 | 65396.0512 | 36346.9018 | 15145.6378 | 12045.61 | 3039.9728 | 5871.6463 | 7539.8842 | 25621.7184 | 8115.3745 | 9667.0448 | 3916.9813 | 6907.6591 | n/a | 12304.8332 | 6730.8029 | 3705.2886 | 10239.9923 | 10868.7864 | 7636.3218 | 2361.2133 | 4621.8649 | 8973.6206 | 4412.555 | 7904.8338 | 7097.3432 | 2859.4605 | 6063.0908 | 153.1623 | 122.0255 | 122.0255 | 160.0043 | 183.8201 | 137.1656 | 205.0391 | 157.4625 | 205.0391 | 152.05 | 164.2864 | 122.2814 | 122.9028 | 132.9229 | 122.5571 | 163652.4313 | 9562.9576 | 4116.7923 | 66022.1289 | 29887.3106 | 14140.2823 | 4988.5836 | 5159.7001 | 4079.4294 | 4561.7657 | 24855.0614 | 5868.9125 | 6647.9367 | 4608.2821 | 5972.0691 | 153420.8 | 20823.4908 | 10668.3952 | 65467.3174 | 37706.0029 | 24876.5687 | 12358.3054 | 7520.9134 | 8622.5943 | 13530.1863 | 28700.5164 | 13646.4463 | 12655.9799 | 7076.1426 | 12035.1599 | 145.31 | 145.31 | 145.31 | 189.5678 | 189.5678 | 189.5678 | 189.5678 | 189.5678 | 189.5678 | 189.5678 | 145.31 | 189.5678 | 189.5678 | 145.31 | 145.31 | 0.063209 | 1.6643e-08 | 2.1403e-15 | 0.036329 | 0.012332 | 2.4899e-13 | 0.017277 | 1.5267e-25 | 6.1268e-08 | 1.2795e-15 | 0.00040877 | 1.3815e-13 | 1.8612e-07 | 3.7073e-18 | 3.4711e-15 | 0.063209 | 0.06321 | 0.06321 | 0.099538 | 0.11187 | 0.099538 | 0.12915 | 0.11187 | 0.12915 | 0.099538 | 0.063618 | 0.063209 | 0.099539 | 0.063209 | 0.063209
774 | 156650.494 | 15829.3305 | 6098.3837 | 67290.2051 | 37402.4865 | 15689.782 | 11961.0328 | 2971.4235 | 6239.4562 | 8064.8653 | 26561.5356 | 8078.2859 | 9964.68 | 3995.641 | 7263.8364 | n/a | 11904.0703 | 5976.8092 | 4268.2121 | 8210.3323 | 10287.2417 | 9426.9849 | 1954.0382 | 4953.6842 | 5899.0647 | 3665.8344 | 6329.1827 | 5208.4744 | 3687.6956 | 4466.3632 | 159.8106 | 130.4673 | 130.4673 | 166.2549 | 188.1399 | 146.104 | 207.6293 | 163.9309 | 207.6293 | 159.775 | 169.2832 | 132.433 | 131.6059 | 140.4764 | 130.9556 | 166038.6798 | 11079.4866 | 4296.3559 | 70645.1683 | 33053.7964 | 14152.061 | 5785.8739 | 5126.763 | 4472.1291 | 3907.3264 | 24516.6455 | 5773.5516 | 5863.0196 | 4733.2299 | 5956.2014 | 157833.5 | 22098.9569 | 9596.565 | 71788.0005 | 40320.0287 | 24201.9169 | 14989.6589 | 7033.5012 | 9325.9133 | 9610.2053 | 26323.7799 | 12061.5344 | 9932 | 8064.6255 | 10340.9646 | 160.52 | 160.52 | 160.52 | 160.52 | 160.52 | 160.52 | 160.52 | 160.52 | 160.52 | 160.52 | 247.2072 | 160.52 | 193.74 | 160.52 | 160.52 | 0.07103 | 1.175e-08 | 2.13e-11 | 0.0029834 | 0.0033351 | 1.353e-11 | 8.3891e-06 | 7.6145e-24 | 2.9183e-08 | 2.1388e-05 | 0.060471 | 2.0967e-10 | 0.044143 | 2.4435e-22 | 1.3815e-09 | 0.07103 | 0.07103 | 0.07103 | 0.074013 | 0.077348 | 0.074013 | 0.077357 | 0.077348 | 0.077357 | 0.074034 | 0.1315 | 0.07103 | 0.11816 | 0.07103 | 0.07103
775 | 151750.3 | 15445.5889 | 5805.1083 | 65341.7725 | 36365.6845 | 15367.9457 | 11733.6482 | 3083.9191 | 5938.1608 | 8016.5181 | 25825.1284 | 7738.8366 | 9891.4096 | 3992.0607 | 7025.1186 | n/a | 11027.1538 | 4942.8819 | 3782.005 | 6983.3303 | 12632.4219 | 6340.5069 | 1588.3734 | 5017.1162 | 5842.3397 | 4011.5326 | 4371.6304 | 7171.8698 | 3860.6035 | 4875.0199 | 159.8759 | 131.042 | 131.042 | 166.2076 | 187.6101 | 146.6584 | 206.668 | 163.937 | 206.668 | 160.0268 | 168.9985 | 133.2901 | 132.218 | 140.8294 | 131.5194 | 165976.3029 | 9783.5759 | 4167.3007 | 67938.6343 | 30970.5052 | 14523.1913 | 5827.9575 | 5274.7633 | 4446.7587 | 4719.9078 | 24141.5711 | 5726.5915 | 6269.8371 | 4575.1417 | 6210.6405 | 154538.2674 | 20136.4297 | 9103.8826 | 68067.6037 | 36416.7 | 26374.4132 | 11678.0644 | 6853.7366 | 8973.4749 | 10419.6476 | 26117.2037 | 9459.6219 | 13074.8069 | 7825.2453 | 10582.3603 | 116.108 | 116.108 | 116.108 | 116.108 | 220.3 | 116.108 | 277.7417 | 220.3 | 277.7417 | 116.108 | 152.1992 | 116.108 | 116.108 | 116.108 | 116.108 | 0.042914 | 3.9886e-07 | 2.6075e-11 | 0.0083972 | 0.039294 | 1.3087e-14 | 0.048427 | 1.5053e-21 | 1.8285e-08 | 3.1339e-07 | 0.027607 | 7.7799e-06 | 1.1279e-07 | 3.4344e-21 | 4.8578e-11 | 0.042914 | 0.042914 | 0.042914 | 0.051311 | 0.090605 | 0.051311 | 0.13903 | 0.090605 | 0.13903 | 0.051312 | 0.070521 | 0.042922 | 0.051311 | 0.042914 | 0.042914
776 | 159458.164 | 16244.7802 | 5990.0071 | 68400.9419 | 38082.5962 | 15786.929 | 12121.7202 | 2966.5448 | 5982.1214 | 8349.9613 | 27135.3593 | 8187.8064 | 10323.5212 | 4256.063 | 7459.3375 | n/a | 8138.0244 | 5253.0296 | 4310.6836 | 9062.4361 | 8138.3024 | 8570.5174 | 1989.2096 | 5053.8235 | 6882.9778 | 4287.1064 | 6188.9081 | 7884.0335 | 3806.2876 | 5901.916 | 140.2759 | 108.8499 | 108.8499 | 147.1849 | 171.7389 | 122.8648 | 193.6245 | 144.5534 | 193.6245 | 138.2167 | 152.4382 | 107.513 | 109.4468 | 120.0896 | 109.3982 | 167658.5916 | 11811.0233 | 4376.6046 | 68688.4315 | 29790.426 | 13503.0605 | 4874.2642 | 5061.2543 | 4127.0264 | 3932.7268 | 24401.3292 | 6178.3888 | 6683.3205 | 4480.6744 | 5795.0709 | 161483 | 19470.4477 | 9514.3343 | 69866.753 | 38479.3 | 19989.5629 | 13335.8816 | 7026.7638 | 9150.6499 | 10047.8046 | 28418.3355 | 12338.5969 | 14437.054 | 8190.162 | 11363.1869 | 124.42 | 124.42 | 124.42 | 124.42 | 158.9 | 124.42 | 158.9 | 158.9 | 158.9 | 124.42 | 124.42 | 124.42 | 124.42 | 124.42 | 124.42 | 0.055988 | 2.2031e-05 | 1.2225e-11 | 0.018561 | 0.029395 | 8.462e-07 | 0.0014302 | 7.1763e-24 | 1.0817e-08 | 1.3533e-05 | 0.0068619 | 1.2232e-10 | 5.4214e-09 | 1.7518e-20 | 2.4427e-11 | 0.055988 | 0.05601 | 0.05601 | 0.07455 | 0.10394 | 0.074551 | 0.10537 | 0.10394 | 0.10537 | 0.074564 | 0.06285 | 0.055989 | 0.07455 | 0.055988 | 0.055988
777 | 157060.9496 | 15419.0811 | 5708.7606 | 67446.1089 | 37439.6924 | 16033.5002 | 11828.2639 | 3155.886 | 6244.9516 | 8323.7573 | 26702.8714 | 8258.013 | 9941.6214 | 3987.3817 | 7180.0586 | n/a | 8887.3732 | 5335.1766 | 4353.5099 | 8527.6809 | 8678.8227 | 7069.1769 | 1499.7693 | 4115.2581 | 9515.8714 | 3865.6752 | 6917.0357 | 6788.667 | 3155.2282 | 4470.38 | 90.8479 | 55.0415 | 55.0415 | 98.7363 | 129.2056 | 64.9074 | 156.4047 | 95.4197 | 156.4047 | 83.9865 | 109.2125 | 45.8283 | 54.3311 | 69.01 | 55.7228 | 167395.9865 | 9930.4948 | 4202.0369 | 69353.8808 | 30666.5258 | 13842.456 | 5234.506 | 5066.0725 | 4082.953 | 3954.0997 | 26485.8007 | 5928.2344 | 6871.7356 | 4555.5626 | 5840.952 | 159257.5799 | 18491.668 | 9472.8134 | 68369.3841 | 37938.7 | 22117.1787 | 12252.883 | 6401.3418 | 8198.211 | 13229.9711 | 29745.8759 | 12681.1701 | 10933.0026 | 7266.8908 | 10275.732 | 84.8767 | 84.8767 | 84.8767 | 92.1332 | 114.24 | 92.1332 | 114.24 | 114.24 | 114.24 | 92.1332 | 84.8767 | 92.1332 | 92.1332 | 84.8767 | 84.8767 | 0.052693 | 2.1446e-05 | 8.4389e-13 | 0.023966 | 0.026764 | 9.1655e-09 | 0.012375 | 1.8101e-18 | 5.073e-06 | 3.84e-12 | 0.00051974 | 4.0136e-11 | 0.00074656 | 1.7963e-18 | 1.0189e-09 | 0.052693 | 0.052715 | 0.052715 | 0.076659 | 0.10342 | 0.076659 | 0.1158 | 0.10342 | 0.1158 | 0.076659 | 0.053213 | 0.052693 | 0.077406 | 0.052693 | 0.052693
778 | 153214.3548 | 15114.3129 | 5713.015 | 65967.3556 | 36699.4959 | 15707.0179 | 11401.5029 | 3045.7521 | 5821.0152 | 8076.8446 | 25756.8998 | 8241.4693 | 9859.2991 | 3843.9947 | 6923.7018 | n/a | 9736.9299 | 5525.478 | 4673.5392 | 8846.6726 | 10805.4982 | 8316.2838 | 2155.01 | 3390.9854 | 9757.7451 | 4367.5252 | 4431.8508 | 5956.8582 | 3756.4279 | 4020.0122 | 107.0926 | 70.1079 | 70.1079 | 115.2374 | 146.2304 | 81.4711 | 173.8897 | 111.8729 | 173.8897 | 100.873 | 125.1954 | 62.0693 | 69.6414 | 84.3128 | 70.8008 | 165019.929 | 9942.0847 | 4094.8154 | 69146.4158 | 31784.9433 | 13538.3506 | 4969.59 | 5000.3243 | 4303.2235 | 5101.622 | 24248.6001 | 5930.3521 | 6996.6962 | 4693.5291 | 6186.4252 | 154313.5 | 17158.9146 | 9620.2934 | 70407.955 | 38946.3159 | 23230.4488 | 13266.7738 | 7110.4343 | 7694.2089 | 13965.2671 | 26270.6253 | 10142.9029 | 12692.2544 | 8250.4281 | 10192.8374 | 138.87 | 138.87 | 138.87 | 138.87 | 138.87 | 138.87 | 138.87 | 138.87 | 138.87 | 138.87 | 138.87 | 138.87 | 138.87 | 138.87 | 138.87 | 0.072368 | 0.00024652 | 3.344e-13 | 0.0029258 | 0.0057253 | 1.7148e-10 | 0.00016998 | 2.4984e-23 | 3.9276e-06 | 1.6467e-14 | 0.019764 | 5.6221e-06 | 4.4224e-07 | 7.283e-25 | 1.9379e-10 | 0.072368 | 0.072614 | 0.072614 | 0.075294 | 0.081019 | 0.075294 | 0.081189 | 0.081019 | 0.081193 | 0.075294 | 0.092132 | 0.072373 | 0.075294 | 0.072368 | 0.072368
779 | 152525.2199 | 15695.3198 | 5884.2895 | 65666.7929 | 36396.3449 | 15384.6213 | 11793.519 | 2946.4733 | 6177.1833 | 7775.5637 | 26408.0137 | 7945.2597 | 9860.378 | 3880.6513 | 6949.9703 | n/a | 11006.9559 | 4460.1254 | 3666.4138 | 9120.2441 | 8829.1164 | 7552.9185 | 1797.8533 | 3519.5537 | 6442.2679 | 3765.8551 | 6476.3484 | 5296.0016 | 3205.6557 | 6129.8964 | 106.1774 | 74.2102 | 74.2102 | 113.214 | 139.5104 | 85.2362 | 162.9707 | 110.3687 | 162.9707 | 101.6927 | 120.9349 | 68.7797 | 74.0814 | 86.2587 | 74.7979 | 166543.0943 | 9816.6907 | 4283.2519 | 69220.7524 | 30930.8424 | 15392.8663 | 5570.1772 | 5185.5823 | 4204.3032 | 4409.5903 | 27240.2118 | 5420.997 | 7208.2511 | 4587.9185 | 6182.3838 | 156257.7943 | 19270.2466 | 8737.2772 | 70149.8662 | 39228.2865 | 23863.5827 | 12894.3957 | 6970.4356 | 7641.6569 | 10841.4581 | 28282.7669 | 11549.3454 | 11620.2527 | 7781.5742 | 11789.1802 | 67.5579 | 67.5579 | 67.5579 | 67.5579 | 67.5579 | 67.5579 | 67.5579 | 67.5579 | 67.5579 | 67.5579 | 67.5579 | 67.5579 | 67.5579 | 67.5579 | 67.5579 | 0.025495 | 7.2293e-06 | 6.0313e-10 | 0.002813 | 0.0033562 | 9.5925e-12 | 0.0017982 | 8.0027e-24 | 4.3402e-05 | 7.8189e-09 | 0.0027411 | 9.7201e-10 | 3.298e-05 | 4.4382e-22 | 2.2326e-14 | 0.025495 | 0.025502 | 0.025502 | 0.028308 | 0.031664 | 0.028308 | 0.033462 | 0.031664 | 0.033506 | 0.028308 | 0.028236 | 0.025495 | 0.028341 | 0.025495 | 0.025495
780 | 157998.5712 | 15802.6837 | 5899.0392 | 67821.349 | 37690.6782 | 15830.9166 | 12110.6228 | 3112.7518 | 6328.954 | 8167.0153 | 27085.671 | 8400.1451 | 10217.7044 | 4162.9391 | 7345.1096 | n/a | 10001.5808 | 5201.0786 | 4119.5995 | 10745.5125 | 10109.454 | 7513.5623 | 2226.0917 | 3667.8895 | 6850.3152 | 3696.8087 | 6411.8762 | 7935.1863 | 2837.9949 | 4420.0559 | 181.6398 | 152.578 | 152.578 | 188.0168 | 208.8477 | 170.1315 | 227.3837 | 185.8228 | 227.3837 | 183.1338 | 189.4952 | 157.1293 | 154.1766 | 162.0975 | 153.0424 | 168103.0537 | 10821.5645 | 4118.321 | 69104.7528 | 33049.1646 | 13518.1413 | 5328.9312 | 5102.3679 | 4465.6925 | 4041.3016 | 26276.7928 | 5707.7384 | 7284.6057 | 4685.067 | 5997.8732 | 161392.3 | 20585.2453 | 9311.6996 | 70875.0523 | 42893.9771 | 23079.6954 | 12788.9935 | 7328.4596 | 8125.882 | 10866.0168 | 28924.4015 | 11597.3145 | 15175.3919 | 7413.4619 | 10059.229 | 123.59 | 123.59 | 123.59 | 123.59 | 123.59 | 123.59 | 123.59 | 123.59 | 123.59 | 123.59 | 123.59 | 123.59 | 123.59 | 123.59 | 123.59 | 0.034179 | 4.153e-07 | 1.7719e-11 | 0.0073273 | 0.00048236 | 3.985e-10 | 0.006298 | 1.2119e-23 | 1.1497e-05 | 9.4498e-08 | 0.0030912 | 1.6592e-08 | 1.7456e-10 | 1.1924e-17 | 1.2337e-08 | 0.034179 | 0.03418 | 0.03418 | 0.041507 | 0.041989 | 0.041507 | 0.048287 | 0.041989 | 0.048299 | 0.041507 | 0.037271 | 0.034179 | 0.041507 | 0.034179 | 0.034179
781 | 155339.1375 | 15821.1183 | 5774.0911 | 66746.177 | 37103.5336 | 15675.6074 | 11830.0957 | 3041.8756 | 6133.0032 | 8254.3456 | 26569.4422 | 8261.4162 | 9963.1696 | 4191.5177 | 7020.6755 | n/a | 10521.7221 | 6224.0231 | 4568.0034 | 7889.6041 | 10874.6709 | 8025.4083 | 1734.7487 | 4842.9996 | 8390.3655 | 4432.1989 | 5419.0009 | 7986.575 | 3129.1189 | 4940.5696 | 190.0641 | 161.6858 | 161.6858 | 196.2882 | 216.1704 | 179.9496 | 233.854 | 194.2044 | 233.854 | 192.354 | 196.9053 | 167.5453 | 163.5027 | 170.7675 | 162.1288 | 166593.6701 | 9661.6424 | 4236.6068 | 67994.6997 | 28937.9916 | 13311.9021 | 4927.221 | 5224.6261 | 4002.8157 | 4593.0939 | 27400.0876 | 5937.0868 | 6658.9816 | 4594.4442 | 5894.1542 | 157689.6 | 19949.1645 | 10442.8299 | 70873.3031 | 36490.4957 | 23503.8731 | 12938.8293 | 6844.7748 | 8845.8153 | 12695.6594 | 29158.5865 | 10961.1878 | 14432.4567 | 7620.1631 | 10563.3238 | 151.11 | 151.11 | 151.11 | 151.11 | 324.2556 | 151.11 | 324.2556 | 324.2556 | 324.2556 | 151.11 | 151.11 | 151.11 | 151.11 | 151.11 | 151.11 | 0.050057 | 2.0406e-06 | 3.0593e-15 | 0.003667 | 0.069984 | 7.5861e-11 | 0.0017756 | 5.4549e-22 | 1.2874e-07 | 2.8534e-11 | 0.00098461 | 1.3435e-07 | 7.4468e-10 | 2.2016e-18 | 5.216e-11 | 0.050057 | 0.050059 | 0.050059 | 0.053724 | 0.12371 | 0.053724 | 0.12548 | 0.12371 | 0.12548 | 0.053724 | 0.051042 | 0.050057 | 0.053724 | 0.050057 | 0.050057
782 | 155675.7472 | 15788.2936 | 5866.913 | 66904.8318 | 37218.8234 | 15704.2017 | 11793.704 | 2879.2061 | 6163.3458 | 8018.6665 | 26384.9122 | 8011.2826 | 9927.6716 | 4125.2816 | 7200.7213 | n/a | 8905.4904 | 5580.8892 | 2799.5595 | 8132.7848 | 7789.9871 | 8143.0408 | 1731.9553 | 4019.7578 | 7670.1831 | 4380.9565 | 4976.7299 | 9257.0541 | 2588.1488 | 5128.1581 | 139.1467 | 105.2224 | 105.2224 | 146.6079 | 173.5577 | 119.265 | 197.586 | 143.7105 | 197.586 | 136.12 | 153.0783 | 102.4102 | 105.6193 | 117.5626 | 105.8244 | 167747.8677 | 9783.3189 | 4294.4761 | 69937.4649 | 31128.7235 | 14752.5582 | 5197.936 | 5258.8116 | 4187.7497 | 4607.3804 | 25391.4095 | 5992.3093 | 7104.1816 | 4576.0928 | 5664.9005 | 159048.0179 | 17100.1093 | 9875.3653 | 68568.3745 | 37960.1083 | 20255.9956 | 12960.1768 | 6599.7669 | 8091.2075 | 11454.1634 | 29419.966 | 9505.8894 | 16292.9357 | 7089.2416 | 10793.0586 | 94.3016 | 94.3016 | 94.3016 | 94.3016 | 122.0898 | 94.3016 | 122.0898 | 122.0898 | 122.0898 | 94.3016 | 94.3016 | 94.3016 | 94.3016 | 94.3016 | 94.3016 | 0.033518 | 0.0018058 | 3.4328e-13 | 0.016571 | 0.021648 | 3.2901e-07 | 0.0014919 | 1.1736e-22 | 5.0701e-06 | 2.0618e-09 | 0.00049862 | 3.127e-05 | 3.6237e-13 | 2.027e-16 | 6.5734e-11 | 0.033518 | 0.035324 | 0.035324 | 0.050089 | 0.071737 | 0.05009 | 0.073229 | 0.071737 | 0.073234 | 0.05009 | 0.034017 | 0.03355 | 0.050089 | 0.033518 | 0.033518
783 | 151252.0656 | 15436.9599 | 5815.1753 | 65155.7491 | 36247.6271 | 15402.0939 | 11184.1205 | 2911.0399 | 5416.8123 | 7847.0405 | 25747.4453 | 8236.445 | 9557.536 | 3967.1629 | 7155.4032 | n/a | 10601.0011 | 5761.7827 | 3358.2238 | 9717.8892 | 10924.4735 | 7675.9401 | 2180.9127 | 3455.4496 | 6531.2905 | 2720.7984 | 5532.2741 | 7968.3074 | 2783.1275 | 5081.4324 | 147.3735 | 113.9015 | 113.9015 | 154.7328 | 180.959 | 128.6488 | 204.3361 | 151.9206 | 204.3361 | 145.047 | 160.4606 | 112.2507 | 114.4963 | 125.9072 | 114.4871 | 166281.3024 | 10188.8028 | 3922.6529 | 69306.1893 | 30528.9662 | 14124.3883 | 5666.2608 | 5140.7042 | 4309.0028 | 4348.8734 | 24791.8206 | 5846.7336 | 6356.4016 | 4626.0515 | 5892.1723 | 155617.8 | 19501.9039 | 9676.5356 | 67696.2298 | 37433.4 | 24874.2619 | 12702.1008 | 7164.217 | 7216.3524 | 10871.3639 | 25852.1 | 11213.2077 | 13979.009 | 7107.479 | 10955.8047 | 84.2233 | 84.2233 | 84.2233 | 84.2233 | 93.1458 | 84.2233 | 93.1458 | 93.1458 | 93.1458 | 84.2233 | 176.62 | 84.2233 | 84.2233 | 84.2233 | 84.2233 | 0.016586 | 1.8617e-06 | 7.0785e-13 | 0.010394 | 0.014337 | 7.4728e-13 | 0.00043335 | 2.4514e-25 | 2.9232e-06 | 1.1063e-08 | 0.036541 | 3.4986e-08 | 4.271e-10 | 7.3146e-18 | 1.7836e-11 | 0.016586 | 0.016587 | 0.016587 | 0.02698 | 0.041317 | 0.02698 | 0.041751 | 0.041317 | 0.041754 | 0.02698 | 0.053127 | 0.016586 | 0.02698 | 0.016586 | 0.016586
784 | 147607.5362 | 15149.2431 | 5785.0533 | 63727.9053 | 35458.3048 | 14797.1525 | 11031.9941 | 2782.8031 | 5785.685 | 7892.8513 | 25172.7493 | 7965.4038 | 9336.1601 | 3990.5683 | 6715.4316 | n/a | 10102.9422 | 5466.2867 | 4730.2369 | 8573.2422 | 13770.9046 | 6692.8099 | 1978.0275 | 4902.1887 | 7725.5939 | 4361.9201 | 5974.5211 | 6738.4459 | 3583.459 | 5283.6577 | 110.9198 | 76.512 | 76.512 | 118.4944 | 146.92 | 88.0822 | 172.2818 | 115.4164 | 172.2818 | 105.8725 | 127.0237 | 70.292 | 76.3056 | 89.537 | 77.1474 | 163816.323 | 10441.9695 | 4405.4437 | 66128.158 | 30660.7925 | 14169.2783 | 5282.7108 | 5240.2616 | 4358.7069 | 3527.4478 | 23100.0784 | 5739.0111 | 6025.4875 | 4611.1422 | 6098.1594 | 152768.1 | 19040.1116 | 9265.6303 | 66764.4602 | 36816.7 | 27933.483 | 11878.7207 | 7218.289 | 9247.8956 | 11253.0417 | 26074 | 11706.8322 | 12349.1334 | 7791.1226 | 11381.8171 | 53.4146 | 53.4146 | 53.4146 | 53.4146 | 63.4969 | 53.4146 | 63.4969 | 63.4969 | 63.4969 | 53.4146 | 59.5933 | 53.4146 | 53.4146 | 53.4146 | 53.4146 | 0.0091382 | 2.3847e-06 | 7.4129e-12 | 0.006577 | 0.011973 | 1.3769e-17 | 0.0031391 | 1.9084e-27 | 1.5399e-09 | 2.292e-09 | 0.010699 | 5.2001e-10 | 1.089e-07 | 4.8996e-21 | 2.3644e-14 | 0.0091382 | 0.0091406 | 0.0091406 | 0.015715 | 0.027688 | 0.015715 | 0.030827 | 0.027688 | 0.030827 | 0.015715 | 0.019838 | 0.0091382 | 0.015715 | 0.0091382 | 0.0091382
785 | 160358.6748 | 15941.6179 | 5878.8596 | 68760.9602 | 38272.837 | 16051.865 | 12214.1592 | 3216.9482 | 6255.2743 | 8426.5616 | 27182.2084 | 8346.0514 | 10179.126 | 4143.8301 | 7246.8197 | n/a | 10270.0862 | 6908.1296 | 3338.182 | 8274.3731 | 9049.5389 | 6927.496 | 1928.9303 | 4164.9041 | 8468.0075 | 3873.4463 | 5520.8112 | 6677.7246 | 3716.9945 | 4577.0558 | 148.8272 | 118.4983 | 118.4983 | 155.4918 | 178.7027 | 133.2136 | 199.3831 | 153.0142 | 199.3831 | 147.7201 | 159.6863 | 118.7073 | 119.3455 | 129.1191 | 119.0164 | 167837.0382 | 10457.3462 | 4111.0151 | 69563.6092 | 30139.0804 | 15431.6629 | 5576.3636 | 5009.1634 | 4190.3445 | 4472.9896 | 27395.1036 | 6023.5682 | 6541.1465 | 4434.8249 | 6060.5555 | 158763.9 | 19209.2324 | 9848.9447 | 70933.5912 | 37078.7535 | 24287.7018 | 12242.0596 | 6896.0937 | 8355.2486 | 12833.7971 | 30348.7499 | 11458.0795 | 13175.6711 | 7849.4194 | 10595.4113 | 230.19 | 230.19 | 230.19 | 230.19 | 268.0541 | 230.19 | 268.0541 | 268.0541 | 268.0541 | 230.19 | 230.19 | 230.19 | 230.19 | 230.19 | 230.19 | 0.16071 | 1.7253e-05 | 4.6249e-13 | 0.013269 | 0.10122 | 4.3902e-11 | 0.038256 | 2.6761e-20 | 2.6471e-06 | 5.1334e-11 | 0.00047116 | 2.2411e-08 | 3.3458e-07 | 6.8829e-20 | 2.9148e-10 | 0.16071 | 0.16073 | 0.16073 | 0.17398 | 0.2752 | 0.17398 | 0.31345 | 0.2752 | 0.31345 | 0.17398 | 0.16118 | 0.16071 | 0.17398 | 0.16071 | 0.16071
786 | 157869.0267 | 16163.3385 | 5881.4084 | 67788.8979 | 37706.6924 | 15588.3583 | 11969.619 | 3005.4755 | 5988.0888 | 7986.4203 | 26782.6443 | 8293.5867 | 9776.2873 | 4099.2243 | 7355.9866 | n/a | 11242.0518 | 4889.8797 | 3521.8952 | 10678.1161 | 11602.633 | 8413.672 | 1995.3385 | 3526.7538 | 6823.2486 | 4920.7067 | 5932.7141 | 7196.165 | 3478.6799 | 4920.8277 | 162.6849 | 130.6296 | 130.6296 | 169.7277 | 194.0653 | 146.659 | 215.7461 | 167.1339 | 215.7461 | 161.8674 | 173.8103 | 131.4508 | 131.6336 | 141.7642 | 131.1727 | 172246.9879 | 10196.9637 | 4238.9174 | 72080.8075 | 32757.999 | 14825.4676 | 5772.4476 | 5150.3135 | 4437.7551 | 4440.4796 | 25170.8577 | 6160.3258 | 6892.5797 | 4669.2692 | 6404.0123 | 162481.2 | 21370.1156 | 9128.7971 | 70176.1148 | 40183.5272 | 26214.1006 | 14016.3055 | 7145.652 | 7866.5949 | 11217.9282 | 29123.0645 | 11924.8399 | 12898.1447 | 8107.5491 | 11324.8399 | 92.1305 | 92.1305 | 92.1305 | 92.1305 | 92.1305 | 92.1305 | 92.1305 | 92.1305 | 92.1305 | 92.1305 | 92.1305 | 92.1305 | 92.1305 | 92.1305 | 92.1305 | 0.016106 | 1.974e-07 | 4.783e-11 | 0.011774 | 0.0049586 | 5.2064e-14 | 0.00013262 | 5.1882e-24 | 4.9406e-06 | 5.2244e-09 | 0.0014534 | 1.7945e-09 | 1.2455e-07 | 1.5417e-21 | 1.2687e-11 | 0.016106 | 0.016107 | 0.016107 | 0.027881 | 0.032839 | 0.027881 | 0.032972 | 0.032839 | 0.032977 | 0.027881 | 0.01756 | 0.016106 | 0.027881 | 0.016106 | 0.016106
787 | 148388.7997 | 15032.8576 | 5809.2673 | 64025.0376 | 35565.9293 | 14729.8276 | 11723.9482 | 2946.45 | 6115.647 | 7540.0854 | 25347.5332 | 8050.4144 | 9549.832 | 3604.7873 | 6924.0872 | n/a | 11664.1455 | 6757.744 | 4659.9926 | 8055.3998 | 9167.7703 | 7043.9536 | 1917.5409 | 3739.1144 | 7101.8517 | 4105.8206 | 5635.9628 | 7710.5078 | 3472.1616 | 5434.8494 | 152.0446 | 120.3056 | 120.3056 | 159.02 | 183.4439 | 135.3776 | 205.2072 | 156.4101 | 205.2072 | 150.6437 | 163.6505 | 120.1116 | 121.1176 | 131.4825 | 120.8508 | 163748.3275 | 10776.319 | 4360.3719 | 67274.9907 | 31078.6408 | 13910.5613 | 5499.419 | 5130.8576 | 4267.1081 | 3866.6549 | 25986.3694 | 5891.9847 | 7079.2025 | 4613.3672 | 5982.7963 | 152189.7 | 21934.4644 | 11062.7159 | 68272.5681 | 37627.5406 | 22264.4316 | 12530.0726 | 7048.3985 | 8006.2225 | 10282.2066 | 27514.7931 | 11400.3475 | 14766.2104 | 7958.8288 | 11242.1457 | 94.179 | 94.179 | 94.179 | 94.179 | 94.179 | 94.179 | 94.179 | 94.179 | 94.179 | 94.179 | 94.179 | 94.179 | 94.179 | 94.179 | 94.179 | 0.022897 | 1.0608e-09 | 8.3068e-17 | 0.0030455 | 0.0063581 | 4.6719e-11 | 0.0041055 | 3.0402e-24 | 5.6241e-06 | 2.5852e-08 | 0.0015633 | 4.1739e-09 | 1.5569e-11 | 4.4438e-26 | 4.2239e-13 | 0.022897 | 0.022897 | 0.022897 | 0.025942 | 0.0323 | 0.025942 | 0.036406 | 0.0323 | 0.036411 | 0.025942 | 0.02446 | 0.022897 | 0.025942 | 0.022897 | 0.022897
788 | 154151.2849 | 15296.1701 | 5964.3547 | 66299.7431 | 36898.3883 | 15419.9912 | 11784.7006 | 2973.7964 | 6029.5167 | 8280.7501 | 26283.7423 | 8077.0962 | 9802.0821 | 4084.8044 | 7159.507 | n/a | 6749.2681 | 5101.5886 | 3441.8437 | 7585.7642 | 8961.176 | 7494.0396 | 1120.0213 | 4555.5936 | 7359.3562 | 4131.7346 | 6806.0943 | 5176.1124 | 4274.7136 | 5326.4628 | 130.4288 | 99.0313 | 99.0313 | 137.3339 | 162.217 | 112.1735 | 184.4016 | 134.6599 | 184.4016 | 127.7352 | 143.2152 | 96.612 | 99.4317 | 110.4246 | 99.587 | 166511.1155 | 9836.2921 | 4395.9961 | 70684.5919 | 32824.1397 | 14994.6862 | 5078.468 | 5159.7714 | 4354.0451 | 4731.5962 | 23754.793 | 6221.1748 | 5981.4161 | 4615.3511 | 5994.8998 | 155425.5593 | 16246.1602 | 9491.2847 | 69478.307 | 38807.5039 | 22920.0622 | 11919.7076 | 6279.7927 | 8256.8388 | 11323.1524 | 26412.3 | 12759.2691 | 9845.5 | 8746.2648 | 11297.1626 | 138.736 | 138.736 | 138.736 | 138.736 | 138.736 | 138.736 | 165.3255 | 138.736 | 165.3255 | 138.736 | 156.5 | 138.736 | 142.29 | 138.736 | 138.736 | 0.068747 | 0.0040213 | 1.0932e-11 | 0.0064979 | 0.0077696 | 1.2757e-10 | 0.028116 | 8.6088e-20 | 1.0182e-06 | 2.2344e-08 | 0.035391 | 7.2406e-12 | 0.032528 | 9.2017e-25 | 2.6845e-12 | 0.068747 | 0.072769 | 0.072769 | 0.075245 | 0.083015 | 0.075245 | 0.11113 | 0.083015 | 0.11113 | 0.075245 | 0.10414 | 0.068747 | 0.10777 | 0.068747 | 0.068747
789 | 151643.293 | 15324.4965 | 5475.9676 | 65312.3394 | 36355.7768 | 14740.1417 | 11617.1277 | 3098.9835 | 5837.6631 | 7612.486 | 25727.6886 | 7765.1101 | 9608.8589 | 4233.0051 | 6794.4097 | n/a | 8708.6989 | 7100.2741 | 3514.8774 | 11199.4711 | 12601.2221 | 7864.9476 | 1703.9986 | 5797.2656 | 6865.8311 | 4342.9185 | 6118.4367 | 7766.7119 | 2141.4367 | 4995.6477 | 150.3099 | 118.4754 | 118.4754 | 157.3068 | 181.8834 | 133.3988 | 203.784 | 154.6789 | 203.784 | 148.7613 | 162.0939 | 118.0364 | 119.2456 | 129.7229 | 119.024 | 159752.648 | 10314.6732 | 4205.4467 | 64402.6221 | 29675.6348 | 15395.6257 | 5329.3457 | 4992.1679 | 4365.9765 | 4650.6322 | 24688.4175 | 5850.692 | 5969.5164 | 4510.7172 | 6168.5541 | 154027 | 18764.3721 | 11305.7207 | 65629.2 | 40163.3059 | 26687.4483 | 13102.9932 | 6696.1665 | 10119.1421 | 11216.2639 | 27740.336 | 11775.4287 | 13599.7283 | 6638.6539 | 11144.2018 | 117.65 | 117.65 | 117.65 | 172.72 | 172.72 | 172.72 | 172.72 | 172.72 | 172.72 | 172.72 | 117.65 | 172.72 | 172.72 | 117.65 | 117.65 | 0.048675 | 8.1998e-06 | 1.9851e-19 | 0.032086 | 0.0014105 | 3.0162e-16 | 0.00056353 | 1.4331e-20 | 3.3473e-11 | 3.5623e-10 | 0.0020715 | 8.4535e-11 | 2.7791e-09 | 1.8669e-13 | 2.1601e-13 | 0.048675 | 0.048684 | 0.048684 | 0.080761 | 0.082172 | 0.080761 | 0.082735 | 0.082172 | 0.082735 | 0.080761 | 0.050747 | 0.048675 | 0.080761 | 0.048675 | 0.048675
790 | 151621.2786 | 15430.7671 | 6053.0055 | 65313.3589 | 36311.4028 | 15376.8821 | 11791.8381 | 2981.5308 | 5967.1343 | 7956.1302 | 25844.8402 | 8008.228 | 9896.8057 | 3878.729 | 6960.5271 | n/a | 10166.5488 | 4668.9911 | 4335.8785 | 7661.7502 | 11125.9144 | 9784.6588 | 2348.3837 | 3581.1569 | 7556.9463 | 3551.1063 | 6564.7612 | 6336.1549 | 3287.6224 | 5672.0907 | 147.6105 | 114.8841 | 114.8841 | 154.8051 | 180.3199 | 129.6143 | 203.0609 | 152.0717 | 203.0609 | 145.5662 | 160.1762 | 113.6624 | 115.5366 | 126.5631 | 115.4538 | 163737.9157 | 10380.0499 | 4251.6905 | 68908.4103 | 31070.1074 | 13829.0409 | 4961.3688 | 5088.0625 | 4017.17 | 4338.1888 | 25635.8478 | 5807.8038 | 7183.179 | 4454.7358 | 6050.9255 | 154628.4 | 20079.7987 | 8906.9816 | 70419.2889 | 38398.3576 | 24548.5554 | 14625.6276 | 7436.4462 | 7477.9269 | 11704.035 | 28073.9542 | 12157.265 | 12316.6339 | 6864.8425 | 11716.2161 | 104.02 | 104.02 | 104.02 | 104.02 | 104.02 | 104.02 | 104.02 | 104.02 | 104.02 | 104.02 | 104.02 | 104.02 | 104.02 | 104.02 | 104.02 | 0.0402 | 4.3741e-07 | 9.972e-10 | 0.0018706 | 0.0064597 | 1.5674e-12 | 1.2932e-05 | 7.3059e-26 | 2.7488e-05 | 3.9019e-10 | 0.0015187 | 7.9306e-11 | 2.4125e-06 | 1.9619e-17 | 3.7864e-14 | 0.0402 | 0.040201 | 0.040201 | 0.042071 | 0.048531 | 0.042071 | 0.048544 | 0.048531 | 0.048571 | 0.042071 | 0.041719 | 0.0402 | 0.042074 | 0.0402 | 0.0402
791 | 152916.1421 | 15509.1129 | 5761.5732 | 65814.4786 | 36705.7871 | 15419.6386 | 11291.3146 | 2919.7682 | 5854.6934 | 7589.4966 | 26070.2836 | 8146.8343 | 9699.9216 | 3875.0586 | 7218.3109 | n/a | 12099.3064 | 5262.2726 | 3654.8643 | 8076.3037 | 9387.8911 | 9326.6564 | 1586.2908 | 5276.1518 | 7431.1266 | 3652.5397 | 6120.6583 | 5847.0289 | 3790.0499 | 5687.6992 | 140.0089 | 106.1214 | 106.1214 | 147.4617 | 174.3457 | 120.2384 | 198.3147 | 144.5722 | 198.3147 | 137.0517 | 153.8592 | 103.4252 | 106.5382 | 118.4311 | 106.7219 | 162586.6494 | 10522.649 | 4135.731 | 64885.0893 | 28735.2965 | 14169.7536 | 5235.2279 | 5177.852 | 4534.8984 | 4078.4675 | 23885.68 | 6079.8824 | 6655.784 | 4533.5589 | 6098.9119 | 154430.4 | 22383.4554 | 9391.7036 | 65692.7 | 35956.0568 | 22852.5345 | 14761.4409 | 6737.8427 | 9811.0502 | 11226.3941 | 27023.1197 | 11778.6305 | 12424.0129 | 8211.1088 | 11780.2111 | 140.71 | 140.71 | 140.71 | 205.06 | 261.5186 | 205.06 | 261.5186 | 261.5186 | 261.5186 | 205.06 | 140.71 | 205.06 | 205.06 | 140.71 | 140.71 | 0.063802 | 1.9426e-09 | 2.5429e-12 | 0.040032 | 0.079356 | 1.5177e-10 | 1.3631e-06 | 6.673e-23 | 1.7175e-10 | 2.8406e-10 | 0.010395 | 1.3174e-09 | 5.7214e-07 | 2.5246e-24 | 3.0115e-13 | 0.063802 | 0.063802 | 0.063802 | 0.10383 | 0.18319 | 0.10383 | 0.18319 | 0.18319 | 0.18319 | 0.10383 | 0.074197 | 0.063802 | 0.10383 | 0.063802 | 0.063802
792 | 153926.0698 | 15422.4538 | 5931.8826 | 66224.9548 | 36924.3638 | 15380.3168 | 12190.8296 | 2959.464 | 6270.3425 | 7970.3259 | 26003.3793 | 8041.1162 | 9958.6929 | 4010.2086 | 7297.7536 | n/a | 10934.7836 | 6692.7362 | 4603.9366 | 7500.675 | 6828.791 | 6503.0887 | 2133.1407 | 4539.0374 | 6717.7848 | 4934.4352 | 5142.0182 | 6123.8045 | 4527.3086 | 4784.575 | 110.0055 | 74.7428 | 74.7428 | 117.7692 | 147.0337 | 86.2758 | 173.146 | 114.5978 | 173.146 | 104.5926 | 126.7494 | 67.9591 | 74.4573 | 88.1533 | 75.397 | 163227.9981 | 10258.2517 | 4412.0724 | 67307.8673 | 31776.8643 | 14967.3885 | 5010.1393 | 5172.7341 | 4110.5753 | 4514.7642 | 24421.9852 | 5676.2123 | 6152.1833 | 4631.1152 | 6137.7105 | 154925.4 | 20921.2354 | 11104.8085 | 69434.3039 | 38824.1393 | 21467.0795 | 11513.2281 | 7258.5748 | 8649.6127 | 11223.749 | 27835.4204 | 10497.9305 | 11031.0878 | 8977.6239 | 10922.2855 | 141.54 | 141.54 | 141.54 | 141.54 | 141.54 | 141.54 | 259.719 | 141.54 | 259.719 | 141.54 | 141.54 | 141.54 | 141.54 | 141.54 | 141.54 | 0.07477 | 5.3106e-08 | 2.8003e-16 | 0.0063605 | 0.0078423 | 4.775e-09 | 0.1997 | 3.3307e-25 | 7.6583e-07 | 4.5452e-09 | 0.0027988 | 3.0698e-07 | 0.00054459 | 1.0939e-26 | 7.1917e-11 | 0.07477 | 0.07477 | 0.07477 | 0.081131 | 0.088973 | 0.081131 | 0.28867 | 0.088973 | 0.28867 | 0.081131 | 0.077569 | 0.074771 | 0.081675 | 0.07477 | 0.07477
793 | 153312.8295 | 15307.7894 | 5861.5355 | 65993.902 | 36783.4432 | 15560.4708 | 11791.7118 | 2880.4893 | 5956.0525 | 8098.6183 | 25919.1246 | 8337.2074 | 9909.4954 | 3874.6789 | 7065.9058 | n/a | 10690.6814 | 5897.7056 | 3989.045 | 7478.3183 | 8129.3192 | 5729.6176 | 1961.6438 | 4313.0596 | 9145.6863 | 4054.5975 | 6564.8794 | 6818.4601 | 4538.3212 | 5392.3427 | 103.4909 | 67.9492 | 67.9492 | 111.3178 | 141.0808 | 78.9201 | 167.642 | 108.0872 | 167.642 | 97.5518 | 120.8498 | 60.2884 | 67.5125 | 81.5902 | 68.6146 | 170532.665 | 10779.9171 | 4388.2136 | 72766.7704 | 33826.4161 | 14463.6532 | 5165.3814 | 5148.5388 | 4428.519 | 4702.078 | 25016.8196 | 5569.1704 | 5757.5191 | 4536.5376 | 5921.2509 | 156523.5 | 20649.4985 | 10285.9192 | 71652.5035 | 38798.1343 | 21552.7605 | 9541.599 | 7021.9826 | 7388.1786 | 13589.7643 | 28224.3172 | 11656.2498 | 12238.5792 | 7286.1612 | 11057.0936 | 71.2366 | 71.2366 | 71.2366 | 71.2366 | 71.2366 | 71.2366 | 251.463 | 71.2366 | 251.463 | 71.2366 | 71.2366 | 71.2366 | 71.2366 | 71.2366 | 71.2366 | 0.036243 | 7.0946e-08 | 2.3162e-14 | 0.0013696 | 0.0070469 | 7.3095e-09 | 5.6073 | 5.7401e-25 | 3.9446e-05 | 1.207e-13 | 0.0013687 | 8.4078e-09 | 3.5105e-06 | 1.288e-19 | 4.556e-12 | 0.036243 | 0.036243 | 0.036243 | 0.037613 | 0.04466 | 0.037613 | 5.652 | 0.04466 | 5.652 | 0.037613 | 0.037612 | 0.036243 | 0.037616 | 0.036243 | 0.036243
794 | 160177.1035 | 15903.6144 | 6249.3799 | 68698.3047 | 38177.6097 | 15807.2597 | 12185.4364 | 3064.49 | 6188.07 | 8097.0728 | 27053.4529 | 8512.2379 | 10111.689 | 4174.5735 | 7393.3236 | n/a | 11024.03 | 4911.2277 | 3485.7417 | 8755.9928 | 9914.1396 | 8825.9344 | 1943.4059 | 4188.5193 | 6889.9061 | 4408.4995 | 6423.5635 | 7968.5805 | 3465.0295 | 6143.2545 | 104.9923 | 69.9353 | 69.9353 | 112.7117 | 141.9635 | 81.0142 | 168.0668 | 109.5386 | 168.0668 | 99.3248 | 121.9241 | 62.7038 | 69.5633 | 83.3412 | 70.5892 | 167337.2118 | 11138.642 | 4293.2736 | 66643.47 | 29054.7422 | 14112.1924 | 5253.4228 | 5189.1761 | 4556.0458 | 4166.9861 | 25778.3221 | 5804.7127 | 6210.0082 | 4665.1963 | 6037.3855 | 160124.8 | 22009.372 | 9125.7013 | 66751.7672 | 36600.2905 | 23133.932 | 14301.3127 | 6782.0821 | 8707.6651 | 11056.8922 | 28776.4216 | 12151.3762 | 13802.2886 | 7671.2259 | 12013.1399 | 177.11 | 177.11 | 177.11 | 236.9928 | 237.1228 | 236.9928 | 237.1228 | 237.1228 | 237.1228 | 236.9928 | 177.11 | 236.9928 | 236.9928 | 177.11 | 177.11 | 0.10269 | 1.8683e-08 | 1.5228e-09 | 0.095975 | 0.13057 | 3.1842e-10 | 0.00012133 | 2.1142e-21 | 3.4892e-07 | 2.4032e-08 | 0.0036365 | 2.68e-09 | 2.0418e-08 | 9.0292e-19 | 4.018e-13 | 0.10269 | 0.10269 | 0.10269 | 0.19866 | 0.32923 | 0.19866 | 0.32935 | 0.32923 | 0.32935 | 0.19866 | 0.10632 | 0.10269 | 0.19866 | 0.10269 | 0.10269
795 | 150877.2292 | 15320.0556 | 5793.8959 | 64993.6964 | 36112.2711 | 15381.6346 | 11798.5658 | 2922.3919 | 5934.4321 | 7947.1004 | 25662.2187 | 7979.6099 | 9915.895 | 3933.3149 | 6915.4956 | n/a | 10294.8257 | 4772.6691 | 4814.8637 | 8453.2408 | 8552.4254 | 7165.9681 | 1905.027 | 4572.6663 | 7962.0581 | 3458.9163 | 7549.2668 | 5805.1483 | 2779.432 | 5303.224 | 97.6924 | 61.6875 | 61.6875 | 105.623 | 136.032 | 72.169 | 163.1738 | 102.3173 | 163.1738 | 91.208 | 115.7445 | 53.1302 | 61.101 | 75.6266 | 62.3674 | 164583.6098 | 10782.6761 | 4415.2833 | 69040.2617 | 31709.1828 | 13941.1131 | 5396.2048 | 5149.0117 | 4428.2129 | 4269.9245 | 23499.5605 | 5727.1868 | 7318.4753 | 4675.8738 | 6151.9844 | 154607.4 | 20798.0018 | 9123.3524 | 71048.0087 | 38963.7236 | 21679.5386 | 12382.0728 | 7054.0386 | 8913.8792 | 11417.9826 | 26009.5768 | 13276.4536 | 13041.9236 | 7432.7057 | 11455.2084 | 61.7971 | 61.7971 | 61.7971 | 61.7971 | 61.7971 | 61.7971 | 61.7971 | 61.7971 | 61.7971 | 61.7971 | 103.4802 | 61.7971 | 61.7971 | 61.7971 | 61.7971 | 0.025001 | 5.1073e-08 | 2.0494e-11 | 0.0010095 | 0.0032339 | 2.7625e-09 | 0.0078495 | 1.3793e-24 | 2.3663e-08 | 1.4904e-09 | 0.025328 | 2.7547e-13 | 1.4637e-07 | 8.469e-20 | 1.1191e-13 | 0.025001 | 0.025002 | 0.025002 | 0.026011 | 0.029245 | 0.026011 | 0.037094 | 0.029245 | 0.037094 | 0.026011 | 0.05033 | 0.025001 | 0.026011 | 0.025001 | 0.025001
796 | 152826.4608 | 15317.6643 | 5775.3856 | 65775.7775 | 36547.6221 | 15264.0883 | 12010.1017 | 2880.6669 | 6271.0779 | 7674.9427 | 26168.4738 | 7928.0367 | 9753.4198 | 3927.6709 | 6993.7946 | n/a | 11938.451 | 4261.0739 | 5163.6485 | 8321.0225 | 8051.8001 | 8134.1124 | 1946.7485 | 3075.0923 | 8491.1751 | 3375.7961 | 6781.3685 | 7978.1984 | 4368.3134 | 6134.3549 | 131.4376 | 98.1347 | 98.1347 | 138.7633 | 165.406 | 111.4636 | 189.1633 | 135.8952 | 189.1633 | 128.1285 | 145.4511 | 94.7987 | 98.4203 | 110.3358 | 98.7299 | 167394.6394 | 10667.6966 | 4159.3665 | 69031.7539 | 31388.1582 | 14577.2751 | 5304.2712 | 5103.167 | 3995.3605 | 4653.0463 | 24764.8833 | 6108.3593 | 7116.824 | 4481.5708 | 6030.9084 | 156263.7 | 22403.9476 | 8272.2404 | 71236.0023 | 37958.7806 | 22551.5752 | 12842.9836 | 6997.5155 | 6556.7527 | 13091.0215 | 26954.5793 | 12865.4278 | 14943.5224 | 8849.8843 | 11235.4087 | 87.4705 | 87.4705 | 87.4705 | 87.4705 | 87.4705 | 87.4705 | 87.4705 | 87.4705 | 87.4705 | 87.4705 | 87.4705 | 87.4705 | 87.4705 | 87.4705 | 87.4705 | 0.030998 | 9.2746e-10 | 4.3597e-09 | 0.0015327 | 0.011857 | 1.825e-10 | 0.004025 | 7.8728e-25 | 0.022125 | 4.1006e-14 | 0.013372 | 1.3566e-12 | 2.721e-11 | 5.6538e-27 | 8.4531e-13 | 0.030998 | 0.030998 | 0.030998 | 0.03253 | 0.044388 | 0.03253 | 0.048413 | 0.044388 | 0.070537 | 0.03253 | 0.04437 | 0.030998 | 0.03253 | 0.030998 | 0.030998
797 | 156986.3421 | 15752.3413 | 5914.521 | 67429.1012 | 37536.9171 | 15631.0602 | 12187.0562 | 3169.5836 | 6245.9678 | 7962.4625 | 26715.0284 | 8202.6669 | 10098.2184 | 4042.0636 | 7292.181 | n/a | 6709.7865 | 6176.1861 | 4553.5744 | 5994.8146 | 7717.3726 | 7285.8921 | 1842.5999 | 4392.2592 | 7887.534 | 4731.6162 | 6127.5294 | 9033.2359 | 3291.4509 | 4070.4961 | 115.3591 | 79.2762 | 79.2762 | 123.3028 | 153.147 | 91.3246 | 179.7751 | 120.0705 | 179.7751 | 110.0032 | 132.3099 | 72.6462 | 79.0403 | 92.9515 | 79.9433 | 164724.0456 | 11288.7337 | 4333.0447 | 66378.3336 | 29767.9146 | 14249.9861 | 5413.9146 | 5080.6737 | 4441.205 | 4651.671 | 25976.9221 | 5982.338 | 7475.5135 | 4684.7984 | 6086.9166 | 159244.4 | 17686.8202 | 10509.2307 | 68256.2 | 34046.2292 | 21403.2507 | 12658.0067 | 6903.9737 | 8791.6643 | 12274.005 | 29777.0383 | 11871.6674 | 16434.8494 | 7666.5493 | 10124.2127 | 100.44 | 100.44 | 100.44 | 118.16 | 247.7201 | 118.16 | 247.7201 | 247.7201 | 247.7201 | 118.16 | 100.44 | 118.16 | 118.16 | 100.44 | 100.44 | 0.051719 | 0.00039673 | 1.0101e-14 | 0.025119 | 0.47945 | 1.3756e-08 | 0.011285 | 7.5774e-21 | 3.4494e-07 | 2.4961e-11 | 0.00050664 | 1.2427e-09 | 6.2259e-13 | 6.1578e-20 | 5.7536e-09 | 0.051719 | 0.052116 | 0.052116 | 0.076838 | 0.55629 | 0.076838 | 0.56757 | 0.55629 | 0.56757 | 0.076838 | 0.052226 | 0.051719 | 0.076838 | 0.051719 | 0.051719
798 | 151674.8623 | 15141.9312 | 5809.7897 | 65311.8062 | 36458.7831 | 15265.2737 | 11704.4644 | 3014.9585 | 6133.7174 | 7914.8409 | 25765.0642 | 7951.2975 | 9718.384 | 3866.8489 | 7006.4523 | n/a | 12311.7607 | 5492.1456 | 5074.305 | 8027.346 | 11291.0513 | 8786.3678 | 1803.8043 | 4901.3394 | 7858.8953 | 4948.8598 | 4581.932 | 8740.1927 | 4099.8581 | 5678.8363 | 130.459 | 95.718 | 95.718 | 138.1026 | 166.1362 | 109.0338 | 191.1377 | 135.0799 | 191.1377 | 126.5714 | 145.5124 | 91.4962 | 95.8818 | 108.558 | 96.3444 | 163573.7077 | 9407.0377 | 4429.1066 | 65723.7663 | 29510.317 | 13695.6288 | 5609.683 | 5086.4644 | 4217.0793 | 3825.708 | 25239.668 | 5890.9767 | 7766.9714 | 4683.1137 | 5994.837 | 154090.5 | 21156.6985 | 9921.2523 | 68348.8713 | 36631.463 | 24855.88 | 13934.9508 | 6834.8687 | 8662.5186 | 11620.4034 | 28557.2431 | 10406.3087 | 16398.4641 | 8585.7718 | 11673.6733 | 102.4004 | 102.4004 | 102.4004 | 102.4004 | 179.7912 | 102.4004 | 179.7912 | 179.7912 | 179.7912 | 102.4004 | 102.4004 | 102.4004 | 102.4004 | 102.4004 | 102.4004 | 0.048223 | 1.1246e-08 | 1.367e-13 | 0.0068953 | 0.035295 | 4.3968e-13 | 6.873e-05 | 2.9515e-22 | 3.0186e-07 | 4.3684e-10 | 0.00064519 | 2.7082e-07 | 5.813e-14 | 2.5174e-26 | 7.565e-14 | 0.048223 | 0.048223 | 0.048223 | 0.055119 | 0.090413 | 0.055119 | 0.090482 | 0.090413 | 0.090482 | 0.055119 | 0.048869 | 0.048224 | 0.055119 | 0.048223 | 0.048223
799 | 151669.6783 | 15395.6351 | 5846.5966 | 65331.2564 | 36438.5552 | 14958.3059 | 11586.3776 | 3047.3497 | 5794.2389 | 7513.0599 | 25982.0478 | 7770.7398 | 9619.0982 | 4089.935 | 6871.6203 | n/a | 10058.7226 | 5567.8066 | 4487.9653 | 9535.6764 | 10566.3002 | 8630.6896 | 1373.9564 | 3526.5625 | 9244.1034 | 4817.8533 | 7673.3218 | 6829.1704 | 3809.9517 | 5057.8185 | 70.7833 | 33.6702 | 33.6702 | 78.965 | 111.391 | 41.8278 | 140.3496 | 75.4195 | 140.3496 | 62.1412 | 91.3455 | 21.5146 | 32.4626 | 48.5424 | 34.3957 | 165890.1072 | 10905.6005 | 4105.728 | 68224.5127 | 30814.7994 | 13530.7761 | 5636.7182 | 5041.7721 | 4513.1547 | 4642.5053 | 24471.7682 | 5685.8852 | 6790.9648 | 4663.3103 | 6229.4354 | 153474.2292 | 20162.4232 | 9609.4346 | 66162 | 37624.7758 | 22897.9763 | 13953.8077 | 6383.1285 | 7934.2172 | 13711.9087 | 28914.4215 | 13150.3069 | 13411.3352 | 8398.262 | 11254.0539 | 84.5537 | 84.5537 | 84.5537 | 84.76 | 84.76 | 84.76 | 84.76 | 84.76 | 84.76 | 84.76 | 84.5537 | 84.76 | 84.76 | 84.5537 | 84.5537 | 0.058118 | 3.1823e-07 | 1.5273e-12 | 0.024749 | 0.014411 | 2.1631e-11 | 4.3298e-05 | 1.606e-19 | 1.0204e-06 | 3.8747e-16 | 0.00054226 | 9.1044e-14 | 6.4081e-09 | 4.9699e-23 | 2.3846e-13 | 0.058118 | 0.058118 | 0.058118 | 0.082866 | 0.097278 | 0.082866 | 0.097321 | 0.097278 | 0.097322 | 0.082866 | 0.05866 | 0.058118 | 0.082866 | 0.058118 | 0.058118
800 | 155833.1515 | 15768.1152 | 6033.1489 | 66985.3119 | 37156.3239 | 15548.4473 | 11918.5368 | 2949.1014 | 5964.9427 | 7975.1403 | 26525.0034 | 8292.6354 | 9928.6967 | 4004.9495 | 7347.6693 | n/a | 11338.2326 | 5550.3836 | 4040.2052 | 8417.9197 | 9724.7258 | 4733.5405 | 2286.2571 | 4005.8263 | 10673.2423 | 3286.1797 | 6226.0427 | 6571.7693 | 3567.0661 | 5233.8727 | 70.5366 | 32.9449 | 32.9449 | 78.8242 | 111.7103 | 41.1051 | 141.0804 | 75.2276 | 141.0804 | 61.7072 | 91.4398 | 20.5032 | 31.6984 | 48.0284 | 33.6807 | 166655.1167 | 11133.6414 | 4165.1243 | 67171.2386 | 31372.2868 | 14800.6288 | 5397.7144 | 5071.7066 | 4255.8743 | 4603.0485 | 26302.4363 | 6073.457 | 6720.7295 | 4807.3319 | 6206.8673 | 158768.1 | 22471.8739 | 9715.5079 | 67623.6 | 38297.1064 | 23187.0547 | 9352.5549 | 7351.6638 | 7483.0006 | 14128.2908 | 29343.9161 | 12109.1997 | 13037.255 | 7909.198 | 11048.14 | 50.7458 | 50.7458 | 50.7458 | 105.46 | 105.46 | 105.46 | 233.1843 | 105.46 | 233.1843 | 105.46 | 50.7458 | 105.46 | 105.46 | 50.7458 | 50.7458 | 0.042121 | 3.8753e-09 | 5.3409e-12 | 0.027495 | 0.015297 | 1.0492e-10 | 7.0316 | 7.6675e-26 | 2.6484e-05 | 3.1337e-15 | 0.00069973 | 7.5149e-10 | 1.5948e-07 | 1.7645e-21 | 5.4263e-11 | 0.042121 | 0.042121 | 0.042121 | 0.069615 | 0.084912 | 0.069615 | 7.1165 | 0.084912 | 7.1165 | 0.069615 | 0.04282 | 0.042121 | 0.069615 | 0.042121 | 0.042121
801 | 154118.851 | 15422.3428 | 5826.1613 | 66283.8457 | 36743.0636 | 15446.7841 | 11797.7112 | 3026.0812 | 6219.9419 | 7987.5741 | 26070.2457 | 8208.0536 | 10035.4955 | 4189.0561 | 7049.6852 | n/a | 7110.0481 | 6406.7376 | 2734.0651 | 8857.4412 | 9412.8726 | 7835.752 | 1765.3669 | 4962.7394 | 8295.0871 | 4719.195 | 6073.8669 | 6993.0153 | 3822.9321 | 5962.5437 | 73.9765 | 32.3608 | 32.3608 | 83.1522 | 119.7072 | 41.0309 | 152.356 | 79.1517 | 152.356 | 63.9328 | 97.3859 | 18.129 | 30.8979 | 49.1282 | 33.1787 | 170621.1272 | 10485.7734 | 4257.2679 | 71333.5703 | 34084.9521 | 15167.7945 | 5172.1893 | 5019.8415 | 4243.5526 | 4898.221 | 25491.0118 | 5681.7934 | 5904.2931 | 4564.9948 | 6120.0687 | 158017.6 | 16966.4215 | 10057.9055 | 70625.1353 | 40672.9933 | 24040.6671 | 12354.6414 | 6748.2084 | 8552.992 | 12824.1081 | 28428.9068 | 11584.8604 | 12733.3084 | 8052.6269 | 12069.0124 | 46.1692 | 46.1692 | 46.1692 | 46.1692 | 46.1692 | 46.1692 | 46.1692 | 46.1692 | 46.1692 | 46.1692 | 46.1692 | 46.1692 | 46.1692 | 46.1692 | 46.1692 | 0.023578 | 0.00094284 | 6.7705e-14 | 0.0031536 | 0.0013129 | 7.7856e-12 | 0.0084652 | 1.14e-21 | 8.6653e-07 | 2.0492e-12 | 0.0012897 | 5.0138e-09 | 9.2064e-07 | 1.9229e-20 | 1.1828e-14 | 0.023578 | 0.024521 | 0.024521 | 0.026731 | 0.028044 | 0.026731 | 0.036509 | 0.028044 | 0.03651 | 0.026731 | 0.024868 | 0.023578 | 0.026732 | 0.023578 | 0.023578
802 | 152160.7382 | 15504.584 | 5892.642 | 65496.1231 | 36378.5975 | 15544.7847 | 11947.7096 | 3156.8626 | 6302.8014 | 7979.4092 | 25768.9344 | 8294.6464 | 9899.0978 | 4063.5735 | 6911.2615 | n/a | 9543.4831 | 7718.6658 | 3536.7976 | 9751.6918 | 10958.0234 | 6223.9898 | 1836.6411 | 4790.0284 | 7006.7415 | 4476.9038 | 6107.1593 | 6934.1842 | 3841.7077 | 6735.6302 | 61.3442 | 23.4139 | 23.4139 | 69.7087 | 103.2462 | 30.7782 | 133.2033 | 66.0344 | 133.2033 | 51.7919 | 83.0778 | 9.7645 | 21.958 | 38.7989 | 24.1643 | 165265.2078 | 10848.7889 | 4495.3498 | 70266.4432 | 30889.3506 | 15348.2169 | 5080.2774 | 5083.3183 | 4134.5095 | 4753.6737 | 23607.3517 | 5660.7115 | 6722.9553 | 4572.8277 | 5968.7862 | 155073.8 | 20315.172 | 12144.2156 | 69445.7942 | 37566.2958 | 26257.7402 | 9367.1207 | 6833.3594 | 7761.1379 | 11726.4153 | 26583.6 | 11753.3708 | 13315.9395 | 8197.9354 | 12704.4165 | 43.85 | 43.85 | 43.85 | 43.85 | 53.2421 | 43.85 | 230.3569 | 53.2421 | 230.3569 | 43.85 | 44.1068 | 43.85 | 43.85 | 43.85 | 43.85 | 0.041535 | 3.1045e-07 | 2.2815e-19 | 0.0039054 | 0.014367 | 3.8547e-14 | 7.0316 | 1.2453e-20 | 5.1015e-05 | 4.1351e-10 | 0.012582 | 4.0361e-09 | 4.476e-08 | 2.5496e-22 | 7.1573e-17 | 0.041535 | 0.041535 | 0.041535 | 0.04544 | 0.059808 | 0.04544 | 7.0914 | 0.059808 | 7.0914 | 0.04544 | 0.054117 | 0.041535 | 0.045441 | 0.041535 | 0.041535
803 | 154201.1755 | 15573.7339 | 5901.8867 | 66352.8032 | 36828.5767 | 15729.1737 | 12047.7937 | 2975.4325 | 6180.2748 | 8053.0066 | 26276.8976 | 7946.2204 | 9883.4345 | 4217.7734 | 7030.6138 | n/a | 13011.2449 | 5672.4993 | 4245.761 | 8735.0684 | 7658.2218 | 8300.4312 | 2143.0407 | 4026.3458 | 10082.0871 | 3314.9624 | 6541.3166 | 6594.328 | 3643.9846 | 5858.5817 | 91.3124 | 54.6746 | 54.6746 | 99.3844 | 130.6206 | 64.6241 | 158.5051 | 95.9832 | 158.5051 | 84.1841 | 110.2109 | 45.0643 | 53.9146 | 68.9953 | 55.3732 | 164893.7603 | 9245.6813 | 4054.8156 | 68494.0151 | 29401.0642 | 13794.8211 | 5037.8071 | 5254.0448 | 4278.3762 | 3861.3218 | 24496.0327 | 5792.0624 | 6506.1644 | 4534.3208 | 6157.3861 | 157202.4276 | 22243.1262 | 9713.5148 | 70408.5434 | 37428.2 | 20695.2428 | 13293.8383 | 7265.6855 | 8304.7219 | 13313.6089 | 25895.4951 | 12205.379 | 12959.0925 | 7699.4054 | 11842.9677 | 64.8451 | 64.8451 | 64.8451 | 64.8451 | 100.46 | 64.8451 | 100.46 | 100.46 | 100.46 | 64.8451 | 227.27 | 64.8451 | 64.8451 | 64.8451 | 64.8451 | 0.040767 | 3.4431e-09 | 1.4039e-12 | 0.0037757 | 0.024337 | 1.1696e-07 | 0.0012819 | 4.938e-25 | 2.1078e-06 | 3.1771e-13 | 0.074999 | 3.9551e-11 | 1.7191e-07 | 1.5677e-18 | 3.5999e-14 | 0.040767 | 0.040767 | 0.040767 | 0.044543 | 0.068879 | 0.044543 | 0.070161 | 0.068879 | 0.070163 | 0.044543 | 0.11577 | 0.040767 | 0.044543 | 0.040767 | 0.040767
804 | 153357.1258 | 15536.3081 | 5990.7999 | 65976.8873 | 36652.4857 | 15367.4063 | 11669.1118 | 3064.9424 | 6056.6177 | 8038.6498 | 26183.258 | 8230.6129 | 9654.1517 | 3895.2674 | 7334.8961 | n/a | 8295.4577 | 4143.2927 | 4340.1882 | 9112.1672 | 10779.3138 | 8363.932 | 2263.023 | 3923.7501 | 6615.7617 | 4075.1926 | 7938.4567 | 6671.4677 | 3563.1883 | 4648.6722 | 103.7125 | 68.7088 | 68.7088 | 111.4205 | 140.6682 | 79.6718 | 166.7686 | 108.247 | 166.7686 | 97.9803 | 120.6917 | 61.3634 | 68.3148 | 82.1132 | 69.3627 | 163498.3041 | 10412.2424 | 4387.5052 | 67253.5593 | 32376.8352 | 13880.9967 | 5000.5597 | 5136.4856 | 4092.7673 | 3978.7512 | 24868.2647 | 6019.903 | 6787.8896 | 4713.3769 | 5946.382 | 155387 | 18627.4001 | 8517.0978 | 67691.2434 | 40410.6983 | 24527.4105 | 13157.3916 | 7339.2087 | 7869.5174 | 10503.2129 | 27985.5573 | 13916.7596 | 12830.7574 | 8066.3652 | 9931.5543 | 98.08 | 98.08 | 98.08 | 98.08 | 98.08 | 98.08 | 98.08 | 98.08 | 98.08 | 98.08 | 98.08 | 98.08 | 98.08 | 98.08 | 98.08 | 0.054697 | 2.1704e-05 | 6.5063e-09 | 0.01597 | 0.0015137 | 1.5921e-12 | 0.00057044 | 2.7849e-24 | 7.4284e-06 | 2.4015e-07 | 0.0029798 | 9.6253e-14 | 8.4782e-08 | 2.2523e-23 | 2.3099e-08 | 0.054697 | 0.054719 | 0.054719 | 0.070667 | 0.072181 | 0.070667 | 0.072751 | 0.072181 | 0.072759 | 0.070668 | 0.057677 | 0.054697 | 0.070667 | 0.054697 | 0.054697
805 | 160186.5689 | 16084.6345 | 6290.3176 | 68696.4657 | 38093.209 | 16059.2134 | 12160.5076 | 3194.2713 | 6217.4043 | 8226.7921 | 27238.6087 | 8637.8406 | 10432.8159 | 4170.2576 | 7393.0974 | n/a | 7609.8727 | 5621.4811 | 5143.5883 | 7704.963 | 8492.0109 | 7087.3463 | 1892.9359 | 5551.9086 | 8176.8572 | 3827.796 | 6361.6864 | 7695.2722 | 3994.0144 | 3473.7677 | 103.5228 | 67.9297 | 67.9297 | 111.361 | 141.1712 | 78.906 | 167.7747 | 108.1252 | 167.7747 | 97.5673 | 120.9144 | 60.2448 | 67.49 | 81.5924 | 68.5962 | 167681.5795 | 10899.9055 | 4180.7911 | 69539.6951 | 32127.8753 | 14554.3356 | 4723.1968 | 5102.3329 | 4472.3399 | 4136.8922 | 24879.7929 | 5796.9353 | 6438.9435 | 4676.0215 | 5957.0107 | 162178.3337 | 18476.1782 | 9787.8722 | 71452.5265 | 38665.7814 | 22994.3465 | 11838.7862 | 6995.2688 | 10005.0485 | 12313.7493 | 27495.6 | 12106.6217 | 13531.4157 | 8651.9359 | 9404.7785 | 103.0556 | 103.0556 | 103.0556 | 103.0556 | 114.3754 | 103.0556 | 251.6621 | 114.3754 | 251.6621 | 103.0556 | 127.7 | 103.0556 | 103.0556 | 103.0556 | 103.0556 | 0.056778 | 0.00014779 | 4.1332e-11 | 0.010014 | 0.025337 | 1.1283e-09 | 0.10041 | 4.9324e-21 | 1.1339e-09 | 1.4296e-10 | 0.029684 | 7.3443e-09 | 3.0156e-07 | 1.8895e-23 | 6.3533e-07 | 0.056778 | 0.056925 | 0.056925 | 0.066792 | 0.092129 | 0.066792 | 0.19254 | 0.092129 | 0.19254 | 0.066792 | 0.086462 | 0.056778 | 0.066792 | 0.056778 | 0.056778
806 | 153986.8646 | 15536.9341 | 5896.5576 | 66239.7179 | 36852.1316 | 15580.4013 | 11584.7774 | 2972.0459 | 5863.1963 | 7899.6347 | 26041.4176 | 8354.7931 | 9691.547 | 4023.1334 | 7043.3787 | n/a | 9616.5448 | 4830.7644 | 3934.5861 | 9944.5207 | 9744.2143 | 8918.5721 | 1634.1101 | 2712.1444 | 8751.996 | 4011.6634 | 5975.5852 | 6976.2967 | 3775.8156 | 4517.166 | 71.5208 | 33.8893 | 33.8893 | 79.8169 | 112.7049 | 42.1386 | 142.0762 | 76.2207 | 142.0762 | 62.7415 | 92.3867 | 21.5358 | 32.6598 | 48.9734 | 34.6251 | 168312.8156 | 11123.7781 | 4375.8201 | 70371.4265 | 31431.1382 | 14716.5748 | 4850.6256 | 5085.2436 | 4045.0293 | 4322.4254 | 24781.8233 | 6018.7654 | 7168.5883 | 4611.769 | 5777.8181 | 155868.2 | 19598.5229 | 9108.1844 | 69124.897 | 38113.8432 | 24097.089 | 12833.882 | 6713.0537 | 6059.1736 | 12788.3213 | 27472.7867 | 11916.7505 | 12957.5851 | 8127.8846 | 10283.5841 | 83.46 | 83.46 | 83.46 | 83.46 | 83.46 | 83.46 | 83.46 | 83.46 | 83.46 | 83.46 | 83.46 | 83.46 | 83.46 | 83.46 | 83.46 | 0.05731 | 2.0024e-06 | 6.3402e-11 | 0.0077843 | 0.013651 | 1.1484e-11 | 0.0011059 | 3.991e-22 | 0.028777 | 1.2171e-12 | 0.0050967 | 2.806e-09 | 6.1859e-08 | 2.2381e-22 | 3.1659e-10 | 0.05731 | 0.057312 | 0.057312 | 0.065094 | 0.078745 | 0.065094 | 0.079851 | 0.078745 | 0.10863 | 0.065094 | 0.062407 | 0.05731 | 0.065094 | 0.05731 | 0.05731
807 | 150613.6275 | 15449.4192 | 5929.0533 | 64902.705 | 36183.2519 | 14947.0653 | 11472.2979 | 3060.6539 | 5700.8733 | 7601.6677 | 25477.2099 | 7964.9991 | 9856.0349 | 4032.3835 | 6898.9554 | n/a | 10019.451 | 5382.3671 | 4350.9413 | 9499.6547 | 7730.8221 | 6566.0827 | 1792.377 | 3473.8755 | 8341.236 | 3542.9091 | 5756.33 | 4507.1693 | 2571.5578 | 5476.1486 | 75.3518 | 37.6094 | 37.6094 | 83.6714 | 116.5256 | 46.2033 | 145.8646 | 80.0814 | 145.8646 | 66.7836 | 96.0426 | 25.6232 | 36.4493 | 52.677 | 38.3444 | 171203.7713 | 10310.974 | 4383.9012 | 70661.9368 | 33124.035 | 14347.1141 | 5432.0938 | 5189.9509 | 4162.9474 | 4777.575 | 26481.5166 | 5782.6797 | 5899.8368 | 4712.8838 | 6143.4146 | 154408 | 19434.7251 | 9766.2684 | 68099.1171 | 39040.6286 | 21986.3363 | 11303.0765 | 6850.7279 | 6982.9229 | 13094.311 | 27131.3257 | 11471.9098 | 10063.8061 | 7162.6416 | 11125.7632 | 47.1432 | 47.1432 | 47.1432 | 47.1432 | 47.1432 | 47.1432 | 236.3913 | 47.1432 | 236.3913 | 47.1432 | 47.1432 | 47.1432 | 47.1432 | 47.1432 | 47.1432 | 0.023809 | 2.2848e-06 | 1.334e-12 | 0.0061574 | 0.003233 | 2.3646e-10 | 0.06778 | 8.4153e-22 | 6.1328e-05 | 2.1218e-14 | 0.0034665 | 1.6314e-09 | 0.01682 | 1.466e-17 | 6.5799e-13 | 0.023809 | 0.023812 | 0.023812 | 0.029967 | 0.0332 | 0.029967 | 0.10098 | 0.0332 | 0.10104 | 0.029967 | 0.027276 | 0.023809 | 0.046787 | 0.023809 | 0.023809
808 | 158863.3312 | 16207.3613 | 6165.3455 | 68200.4667 | 37865.0776 | 16030.0183 | 12420.7282 | 3206.5136 | 6309.1112 | 8361.2174 | 26926.5462 | 8590.657 | 9911.7908 | 4217.4337 | 7502.6058 | n/a | 7783.798 | 4793.6766 | 3476.2993 | 11425.1128 | 10082.9722 | 7739.3331 | 1800.5705 | 5109.9454 | 7848.4006 | 4195.9633 | 6963.4493 | 7855.2877 | 2506.419 | 4525.0607 | 129.5878 | 96.8664 | 96.8664 | 136.7855 | 162.9468 | 110.002 | 186.2748 | 133.9695 | 186.2748 | 126.3656 | 143.3276 | 93.6384 | 97.156 | 108.8469 | 97.4509 | 161318.46 | 9370.8831 | 4194.9687 | 64416.96 | 27053.7682 | 14603.9118 | 4129.6817 | 5176.5253 | 3881.5246 | 4282.4967 | 25027.9848 | 6102.2999 | 6775.4277 | 4617.0581 | 5774.0949 | 157460.6029 | 17125.481 | 8988.6454 | 66205.8022 | 37976.3239 | 23721.384 | 12302.5577 | 6842.5958 | 8991.47 | 12052.2972 | 28594.2481 | 13034.0492 | 14572.6155 | 7068.7772 | 10027.7555 | 227.1581 | 227.1581 | 227.1581 | 237.0351 | 237.0351 | 237.0351 | 274.9168 | 237.0351 | 274.9168 | 237.0351 | 227.1581 | 237.0351 | 237.0351 | 227.1581 | 227.1581 | 0.15267 | 0.0049524 | 1.6622e-09 | 0.09891 | 0.037399 | 1.6592e-10 | 0.056852 | 3.816e-20 | 2.0951e-07 | 1.2403e-09 | 0.0038917 | 8.2005e-11 | 3.159e-10 | 1.3925e-15 | 4.6788e-08 | 0.15267 | 0.15762 | 0.15762 | 0.25158 | 0.28898 | 0.25158 | 0.34583 | 0.28898 | 0.34583 | 0.25158 | 0.15656 | 0.15267 | 0.25158 | 0.15267 | 0.15267
809 | 154391.575 | 15328.9644 | 5667.0606 | 66385.1568 | 36861.1241 | 15525.9865 | 11991.3731 | 2996.1055 | 5972.7647 | 8068.3215 | 26199.9247 | 8134.3502 | 9539.2339 | 4164.1666 | 6890.2799 | n/a | 10699.4383 | 5736.1063 | 3795.6193 | 7988.0408 | 9149.8005 | 7414.5078 | 1537.9482 | 4896.1589 | 7326.3288 | 4606.9164 | 5525.6434 | 7908.1748 | 3225.6418 | 4109.7424 | 179.4421 | 148.3716 | 148.3716 | 186.2633 | 209.067 | 165.8332 | 229.368 | 183.8496 | 229.368 | 180.0737 | 188.8042 | 151.5929 | 149.7833 | 158.7976 | 148.8802 | 162450.9609 | 10438.2557 | 4292.9164 | 64912.7965 | 29464.53 | 13148.8508 | 5409.4918 | 5027.9924 | 4631.2801 | 4118.024 | 24599.643 | 5944.9675 | 5651.8465 | 4578.2131 | 5995.0946 | 155379.3 | 21085.894 | 9993.7228 | 66035.1158 | 36411.9708 | 21246.8512 | 12735.0996 | 6520.9406 | 9527.439 | 11274.3528 | 28790.2985 | 11404.311 | 13007.9213 | 7672.4549 | 9222.237 | 185.96 | 185.96 | 185.96 | 253.0765 | 313.6005 | 253.0765 | 313.6005 | 313.6005 | 313.6005 | 253.0765 | 185.96 | 253.0765 | 253.0765 | 185.96 | 185.96 | 0.07512 | 2.5706e-08 | 1.6716e-14 | 0.044821 | 0.060862 | 1.4206e-08 | 0.0051476 | 8.0701e-21 | 1.6891e-09 | 6.9379e-09 | 0.00093192 | 7.2269e-09 | 2.1548e-08 | 7.2306e-19 | 4.3375e-08 | 0.07512 | 0.07512 | 0.07512 | 0.11994 | 0.1808 | 0.11994 | 0.18595 | 0.1808 | 0.18595 | 0.11994 | 0.076052 | 0.07512 | 0.11994 | 0.07512 | 0.07512
810 | 154166.7135 | 15510.0595 | 5980.2486 | 66304.9991 | 36898.6901 | 15753.1401 | 11878.1223 | 2848.6881 | 6029.768 | 8385.2009 | 26217.2108 | 8284.9246 | 9862.6136 | 3904.943 | 7416.9884 | n/a | 10643.8535 | 6175.2831 | 4597.9696 | 8280.609 | 10733.8851 | 8214.3891 | 1596.9552 | 2904.4856 | 9184.9284 | 3777.2159 | 7104.3496 | 6362.7555 | 3844.32 | 3670.0859 | 145.7105 | 115.9747 | 115.9747 | 152.2449 | 175.0094 | 130.384 | 195.292 | 149.8148 | 195.292 | 144.6116 | 156.3707 | 116.1566 | 116.8012 | 126.3912 | 116.4828 | 160782.0055 | 10032.7712 | 4154.1708 | 65144.8538 | 29970.2388 | 14534.7122 | 5308.7545 | 5193.4083 | 4142.1452 | 5219.7178 | 25447.7289 | 5879.326 | 6101.4041 | 4672.1361 | 5895.6948 | 153823.0055 | 20676.6247 | 10329.4539 | 68514.2235 | 37386.4478 | 25189.3973 | 13374.8437 | 6780.9635 | 7041.1308 | 14336.4462 | 27512.6447 | 12972.6756 | 12239.0596 | 8289.5561 | 9500.1807 | 191.9835 | 191.9835 | 191.9835 | 191.9835 | 191.9835 | 191.9835 | 191.9835 | 191.9835 | 191.9835 | 191.9835 | 191.9835 | 191.9835 | 191.9835 | 191.9835 | 191.9835 | 0.11221 | 1.2986e-07 | 6.5382e-14 | 0.012535 | 0.026859 | 1.4156e-12 | 0.00060058 | 4.6772e-24 | 0.00031017 | 3.501e-14 | 0.0063187 | 1.2412e-11 | 2.7768e-06 | 2.1172e-24 | 4.4563e-07 | 0.11221 | 0.11221 | 0.11221 | 0.12474 | 0.1516 | 0.12474 | 0.1522 | 0.1516 | 0.15251 | 0.12474 | 0.11852 | 0.11221 | 0.12474 | 0.11221 | 0.11221
811 | 156222.7504 | 15879.7127 | 6076.3979 | 67122.1963 | 37317.1589 | 16066.5044 | 12012.2824 | 3035.7628 | 5923.6984 | 8289.2977 | 26658.5591 | 8353.5879 | 9573.0073 | 3940.471 | 7235.0546 | n/a | 8873.3084 | 5635.2573 | 4161.8205 | 7804.284 | 8977.6566 | 8055.2817 | 1891.5594 | 4061.2628 | 8441.1133 | 3738.9993 | 6982.6131 | 7601.7908 | 3804.3568 | 4962.594 | 132.6985 | 99.7258 | 99.7258 | 139.9509 | 166.2368 | 113.1493 | 189.6745 | 137.1231 | 189.6745 | 129.59 | 146.4056 | 96.7087 | 100.0602 | 111.7627 | 100.313 | 168477.7367 | 10308.7626 | 3970.0263 | 69831.3839 | 31504.6284 | 15044.024 | 5481.1884 | 5135.0503 | 4266.873 | 4813.9353 | 26178.9981 | 5934.4718 | 6771.7733 | 4594.8459 | 5851.2828 | 159885.7 | 18851.971 | 9474.3837 | 70708.3677 | 37970.4124 | 23458.7439 | 12861.4701 | 7020.4097 | 7755.3357 | 13069.4486 | 29147.7974 | 12539.7483 | 14214.9641 | 8356.4027 | 10369.4767 | 86.44 | 86.44 | 86.44 | 86.44 | 122.8524 | 86.44 | 122.8524 | 122.8524 | 122.8524 | 86.44 | 86.44 | 86.44 | 86.44 | 86.44 | 86.44 | 0.028388 | 3.4028e-05 | 3.6655e-11 | 0.0051839 | 0.023396 | 3.6474e-10 | 0.0038473 | 5.5777e-23 | 5.6134e-06 | 6.3192e-12 | 0.0011527 | 1.534e-10 | 1.7668e-10 | 2.3372e-24 | 9.3669e-10 | 0.028388 | 0.028422 | 0.028422 | 0.033572 | 0.056968 | 0.033572 | 0.060815 | 0.056968 | 0.060821 | 0.033572 | 0.029541 | 0.028388 | 0.033572 | 0.028388 | 0.028388
812 | 157171.9459 | 15907.0173 | 5838.7148 | 67519.8833 | 37476.8875 | 15709.0427 | 11798.3958 | 3132.5983 | 5802.5451 | 8145.3263 | 26729.5983 | 8354.9123 | 9906.031 | 4328.3472 | 7274.1465 | n/a | 12678.5081 | 5673.0538 | 4974.926 | 8513.4187 | 9400.2979 | 5877.5262 | 2100.7169 | 4237.2722 | 6133.1844 | 3368.1677 | 6631.551 | 7745.1181 | 2607.5316 | 6025.2001 | 119.5612 | 86.2149 | 86.2149 | 126.8993 | 154.0121 | 98.4953 | 178.1957 | 123.9719 | 178.1957 | 115.4592 | 134.3802 | 81.5315 | 86.258 | 98.6348 | 86.8208 | 168501.5994 | 10641.2463 | 4441.5786 | 68820.2143 | 31952.3754 | 13823.2715 | 5104.7015 | 5103.8211 | 3897.6673 | 4320.1883 | 26867.6156 | 5905.1984 | 6272.6075 | 4760.2127 | 6100.2068 | 159722.1844 | 22914.5544 | 10114.6324 | 70449.5403 | 39499.494 | 21972.3693 | 10113.4278 | 7162.1381 | 8098.0395 | 9202.1728 | 28736.1833 | 12536.7494 | 13936.7256 | 7282.6443 | 11985.7068 | 92.5033 | 92.5033 | 92.5033 | 92.5033 | 92.5033 | 92.5033 | 267.2936 | 92.5033 | 267.2936 | 92.5033 | 92.5033 | 92.5033 | 92.5033 | 92.5033 | 92.5033 | 0.047553 | 2.1546e-09 | 5.4003e-14 | 0.0078381 | 0.0072313 | 4.2426e-09 | 1.7163 | 1.4556e-22 | 4.8439e-07 | 0.00023947 | 0.0023409 | 1.57e-10 | 3.8822e-09 | 1.0381e-15 | 1.594e-13 | 0.047553 | 0.047553 | 0.047553 | 0.055391 | 0.062622 | 0.055391 | 1.7789 | 0.062622 | 1.7789 | 0.055631 | 0.049894 | 0.047553 | 0.055391 | 0.047553 | 0.047553
813 | 153766.2417 | 15287.3023 | 6033.7232 | 66171.9376 | 36790.9841 | 15445.0793 | 12021.1044 | 3070.2776 | 6307.8126 | 7846.611 | 26336.517 | 7968.4365 | 9722.5251 | 4052.9394 | 7392.1283 | n/a | 9814.9453 | 4472.8006 | 4879.3092 | 7984.7838 | 11453.5302 | 6570.9046 | 2599.8756 | 4232.4065 | 7160.0259 | 5315.0486 | 6762.8133 | 7705.2545 | 3364.7793 | 5798.2268 | 125.6919 | 91.2029 | 91.2029 | 133.281 | 161.2495 | 104.084 | 186.1951 | 130.2627 | 186.1951 | 121.5825 | 140.8859 | 86.5857 | 91.2884 | 104.0142 | 91.8278 | 163541.7823 | 10045.2606 | 4204.087 | 65187.4914 | 29427.8138 | 15129.6726 | 5393.8654 | 5168.1459 | 4283.3141 | 4960.3436 | 26355.863 | 5683.2404 | 6641.8047 | 4512.1246 | 6096.8249 | 156767.4 | 19758.6059 | 8621.7876 | 66759.4005 | 36947.1976 | 26358.8028 | 11859.37 | 7678.6215 | 8470.9206 | 11999.9694 | 30642.9116 | 12342.0536 | 12403.4593 | 7680.6038 | 11895.0517 | 89.159 | 89.159 | 89.159 | 141.8959 | 177.9039 | 141.8959 | 279.2927 | 177.9039 | 279.2927 | 141.8959 | 89.159 | 141.8959 | 141.8959 | 89.159 | 89.159 | 0.040767 | 6.1191e-07 | 4.9541e-09 | 0.028092 | 0.035856 | 1.9193e-14 | 0.064893 | 5.7016e-26 | 2.1574e-06 | 4.0137e-11 | 7.6362e-05 | 2.3985e-11 | 6.9999e-07 | 6.6288e-20 | 7.5879e-13 | 0.040767 | 0.040768 | 0.040768 | 0.068859 | 0.10472 | 0.068859 | 0.16961 | 0.10472 | 0.16961 | 0.068859 | 0.040844 | 0.040767 | 0.06886 | 0.040767 | 0.040767
814 | 152128.3591 | 15313.8886 | 5714.3916 | 65511.5181 | 36506.9836 | 15459.5797 | 11730.4092 | 2928.6361 | 5899.3812 | 7970.735 | 25783.8088 | 8267.0247 | 10014.8022 | 3906.5523 | 7062.6704 | n/a | 8756.9565 | 6050.7446 | 4639.5285 | 12739.4758 | 9866.8202 | 8934.361 | 1989.0847 | 2942.2316 | 7870.3827 | 4994.6851 | 5697.606 | 6787.9822 | 3959.4245 | 5751.6961 | 88.3468 | 51.1549 | 51.1549 | 96.5418 | 128.4075 | 60.8703 | 156.8563 | 93.0691 | 156.8563 | 80.8261 | 107.815 | 40.9146 | 50.2958 | 65.7653 | 51.8676 | 163024.467 | 10521.2946 | 4261.5554 | 65318.3302 | 30750.2307 | 14959.1339 | 5489.3806 | 5262.9589 | 4355.1704 | 4269.2134 | 24038.9645 | 5926.9994 | 6818.5649 | 4480.9397 | 5950.9296 | 156475.767 | 18980.1511 | 10312.3 | 66590.6587 | 42054.8065 | 23556.1541 | 14423.7416 | 7252.0437 | 7297.402 | 11805.3961 | 27842.1496 | 11544.2054 | 13459.0471 | 8407.5642 | 11669.8257 | 50.8634 | 50.8634 | 50.8634 | 74.1858 | 74.1858 | 74.1858 | 74.1858 | 74.1858 | 74.1858 | 74.1858 | 50.8634 | 74.1858 | 74.1858 | 50.8634 | 50.8634 | 0.017079 | 4.6371e-06 | 3.5497e-15 | 0.021862 | 0.00030818 | 2.8684e-11 | 1.8532e-05 | 1.4064e-25 | 4.3526e-05 | 2.6384e-10 | 0.001947 | 8.9765e-09 | 4.7035e-08 | 5.5817e-25 | 1.3226e-13 | 0.017079 | 0.017084 | 0.017084 | 0.038941 | 0.039249 | 0.038941 | 0.039267 | 0.039249 | 0.039311 | 0.038941 | 0.019026 | 0.017079 | 0.038941 | 0.017079 | 0.017079
815 | 157049.4063 | 15583.1645 | 5795.4368 | 67468.3442 | 37627.4191 | 15822.7646 | 11953.2512 | 3026.9965 | 6404.5347 | 7864.9758 | 26535.6291 | 8378.7216 | 10052.0362 | 4219.2523 | 7299.8288 | n/a | 12737.6462 | 5981.6804 | 4159.2427 | 9737.5735 | 10619.3738 | 9138.9095 | 1834.166 | 4339.7866 | 8975.2684 | 4027.9694 | 6595.2579 | 8312.2275 | 2681.9241 | 5186.0041 | 85.8025 | 50.5326 | 50.5326 | 93.5736 | 123.7195 | 59.9248 | 150.6318 | 90.2897 | 150.6318 | 78.8028 | 104.1326 | 41.0469 | 49.7587 | 64.354 | 51.2068 | 164328.6112 | 10221.4752 | 4276.9412 | 66989.3135 | 30711.7395 | 14054.4241 | 5125.0535 | 5025.1117 | 4121.1079 | 4793.936 | 25398.4359 | 5757.9167 | 6662.5727 | 4515.7426 | 5885.3498 | 156217.6 | 22869.8215 | 10169.3215 | 67535.0562 | 38500.013 | 24651.1978 | 14263.963 | 6847.1777 | 8460.8945 | 13760.4045 | 27183.8941 | 12339.3746 | 13609.8002 | 7010.1667 | 11029.3538 | 196.17 | 196.17 | 196.17 | 196.17 | 196.17 | 196.17 | 196.17 | 196.17 | 196.17 | 196.17 | 196.17 | 196.17 | 196.17 | 196.17 | 196.17 | 0.12967 | 7.6707e-10 | 2.3253e-14 | 0.03645 | 0.019482 | 7.3023e-12 | 6.2678e-05 | 3.5368e-22 | 4.0086e-06 | 7.387e-15 | 0.016615 | 4.6289e-10 | 3.1628e-08 | 2.7054e-15 | 4.0417e-11 | 0.12967 | 0.12967 | 0.12967 | 0.16612 | 0.1856 | 0.16612 | 0.18566 | 0.1856 | 0.18567 | 0.16612 | 0.14628 | 0.12967 | 0.16612 | 0.12967 | 0.12967
816 | 152997.2894 | 15171.9367 | 5829.9501 | 65871.6766 | 36610.2917 | 15550.1254 | 11688.6341 | 3075.4941 | 5860.4376 | 8008.7865 | 26064.0068 | 8048.5986 | 9648.9528 | 4021.3933 | 7106.4774 | n/a | 10832.3249 | 5510.4984 | 4668.6696 | 9962.5922 | 7123.3606 | 7803.1484 | 1656.6626 | 4267.3174 | 8376.6167 | 4579.5973 | 7150.2535 | 5111.778 | 3771.9504 | 4948.7367 | 82.5326 | 47.2226 | 47.2226 | 90.3133 | 120.6152 | 56.3275 | 147.6687 | 87.0102 | 147.6687 | 75.3045 | 101.1036 | 37.3506 | 46.3798 | 61.1164 | 47.9003 | 164782.868 | 9353.1327 | 4279.5907 | 68365.3963 | 29397.7727 | 15392.6738 | 5259.934 | 5232.3346 | 4212.1529 | 4287.5797 | 24273.4823 | 5893.3166 | 6619.621 | 4668.7509 | 6445.6135 | 156974.668 | 17843.8576 | 9790.0891 | 70771.466 | 38187.365 | 22464.7345 | 12992.6823 | 6875.9972 | 8473.9703 | 12664.1964 | 27236.1796 | 12992.27 | 11495.699 | 7941.2013 | 11394.3502 | 50.6575 | 50.6575 | 50.6575 | 50.6575 | 50.6575 | 50.6575 | 50.6575 | 50.6575 | 50.6575 | 50.6575 | 50.6575 | 50.6575 | 50.6575 | 50.6575 | 50.6575 | 0.022019 | 5.1902e-05 | 3.9842e-13 | 0.0021868 | 0.010269 | 6.7596e-10 | 0.00097533 | 9.2489e-22 | 1.1614e-07 | 5.2757e-12 | 0.0075029 | 1.8913e-12 | 1.9774e-05 | 1.7739e-21 | 9.5856e-13 | 0.022019 | 0.022071 | 0.022071 | 0.024206 | 0.034475 | 0.024206 | 0.03545 | 0.034475 | 0.03545 | 0.024206 | 0.029522 | 0.022019 | 0.024226 | 0.022019 | 0.022019
817 | 153194.3504 | 15305.2726 | 5850.1887 | 65929.8877 | 36748.1197 | 15477.1318 | 11550.8895 | 3028.4091 | 6026.8941 | 7924.5399 | 26014.8051 | 8037.632 | 9676.4353 | 3901.1221 | 7093.5727 | n/a | 10896.3533 | 5410.8625 | 4581.8729 | 10868.0899 | 11760.1433 | 7420.2855 | 2224.8867 | 4549.0223 | 6417.0216 | 3215.0559 | 6229.9153 | 6156.8633 | 3439.8313 | 5080.481 | 111.6436 | 79.0856 | 79.0856 | 118.8095 | 145.4653 | 90.6253 | 169.2443 | 115.9278 | 169.2443 | 107.3054 | 126.445 | 73.9453 | 79.025 | 91.2977 | 79.6813 | 166330.4361 | 10738.6511 | 4176.2338 | 71956.9849 | 33465.4792 | 14330.5155 | 5337.7864 | 5175.7094 | 4319.763 | 4463.2958 | 22704.2275 | 6034.0719 | 6702.4925 | 4505.6065 | 6074.7502 | 157208.4 | 20504.5044 | 9542.4964 | 73755.0217 | 43047.9691 | 25821.9587 | 12662.3719 | 7381.3961 | 8838.5853 | 10678.0174 | 25216.9833 | 12197.5872 | 12147.3197 | 7858.3378 | 10325.0313 | 68.1859 | 68.1859 | 68.1859 | 68.1859 | 68.1859 | 68.1859 | 68.1859 | 68.1859 | 68.1859 | 68.1859 | 216.5306 | 68.1859 | 68.1859 | 68.1859 | 68.1859 | 0.021593 | 1.0098e-07 | 2.4411e-12 | 0.00035264 | 0.00016465 | 8.8421e-14 | 0.0016325 | 5.8225e-25 | 6.4824e-08 | 4.8683e-08 | 0.10589 | 8.0978e-11 | 1.57e-06 | 2.9276e-22 | 3.7963e-10 | 0.021593 | 0.021593 | 0.021593 | 0.021945 | 0.02211 | 0.021945 | 0.023743 | 0.02211 | 0.023743 | 0.021946 | 0.12749 | 0.021593 | 0.021947 | 0.021593 | 0.021593
818 | 155071.2735 | 15491.2572 | 5651.1985 | 66664.5379 | 37022.8102 | 15811.3308 | 11850.5172 | 3003.8475 | 6081.0167 | 8172.9153 | 26124.8072 | 8260.4712 | 9924.3931 | 3872.807 | 7424.2011 | n/a | 7117.7287 | 7258.6818 | 3294.1429 | 7004.3444 | 9505.0916 | 8040.5632 | 1622.3691 | 4391.5337 | 7471.0565 | 3114.0482 | 4814.454 | 7681.549 | 4148.5344 | 4550.3286 | 146.712 | 114.9619 | 114.9619 | 153.691 | 178.318 | 129.5627 | 200.2656 | 151.0554 | 200.2656 | 144.9581 | 158.6737 | 114.1675 | 115.6656 | 126.2335 | 115.5118 | 160812.6695 | 9817.0869 | 4297.0334 | 66460.528 | 29515.025 | 14757.9122 | 5618.2722 | 5244.1105 | 4432.409 | 4445.7821 | 23881.1215 | 5872.287 | 7157.873 | 4537.8876 | 5864.2989 | 155807.8695 | 16934.8156 | 11555.7152 | 67170.6708 | 35998.6693 | 24013.0037 | 13631.4354 | 6568.5796 | 8796.5427 | 11666.8386 | 26675.6697 | 10686.741 | 13110.622 | 8686.422 | 10387.9275 | 166.8757 | 166.8757 | 166.8757 | 166.8757 | 267.477 | 166.8757 | 267.477 | 267.477 | 267.477 | 166.8757 | 166.8757 | 166.8757 | 166.8757 | 166.8757 | 166.8757 | 0.080942 | 0.0012284 | 4.1815e-19 | 0.02931 | 0.092597 | 3.5035e-11 | 0.00026582 | 5.5485e-21 | 1.1419e-07 | 2.1386e-09 | 0.018911 | 4.858e-07 | 1.1634e-07 | 9.0241e-27 | 3.7118e-09 | 0.080942 | 0.082171 | 0.082171 | 0.11025 | 0.20285 | 0.11025 | 0.20312 | 0.20285 | 0.20312 | 0.11025 | 0.099853 | 0.080943 | 0.11025 | 0.080942 | 0.080942
819 | 153106.241 | 15206.7549 | 5846.4805 | 65880.7615 | 36721.9914 | 15253.3838 | 11658.3564 | 3080.5204 | 5816.6397 | 7707.3156 | 25971.8596 | 8103.0941 | 9376.4921 | 4104.342 | 6949.8892 | n/a | 7893.6582 | 6287.3531 | 5058.5676 | 6641.0206 | 13086.8119 | 7641.0506 | 1813.4815 | 3871.5513 | 7555.7119 | 4167.8695 | 6682.8793 | 6961.764 | 3575.2059 | 3631.8673 | 157.7905 | 129.035 | 129.035 | 164.1054 | 185.5094 | 144.4629 | 204.5696 | 161.8334 | 204.5696 | 157.8329 | 166.9962 | 131.093 | 130.1745 | 138.8236 | 129.5125 | 161362.2248 | 9013.2779 | 4178.1985 | 66928.8673 | 28505.9913 | 15017.3947 | 5315.4619 | 5038.1581 | 4241.7123 | 4848.6639 | 24684.238 | 5992.456 | 7049.8638 | 4875.2659 | 6185.7516 | 154466.6 | 16882.0114 | 10465.5516 | 70516.2349 | 35147.0119 | 27692.6067 | 12956.5125 | 6851.6396 | 8113.2636 | 12061.9757 | 26440.2075 | 12606.1352 | 13840.4278 | 8296.4718 | 9817.6189 | 152.67 | 152.67 | 152.67 | 152.67 | 278.2641 | 152.67 | 278.2641 | 278.2641 | 278.2641 | 152.67 | 152.67 | 152.67 | 152.67 | 152.67 | 152.67 | 0.066849 | 0.00064264 | 6.1421e-15 | 0.0025808 | 0.13584 | 2.4721e-16 | 0.00098242 | 1.411e-21 | 4.9501e-07 | 9.9637e-12 | 0.021282 | 1.8378e-11 | 2.5059e-10 | 2.1288e-22 | 2.1555e-09 | 0.066849 | 0.067492 | 0.067492 | 0.06943 | 0.20528 | 0.06943 | 0.20626 | 0.20528 | 0.20626 | 0.06943 | 0.088132 | 0.066849 | 0.06943 | 0.066849 | 0.066849
820 | 154504.5301 | 15879.0343 | 6087.9882 | 66446.0953 | 37007.8172 | 15866.2252 | 12013.5473 | 2985.889 | 6158.9197 | 7896.2938 | 26278.7789 | 8099.3643 | 10013.6221 | 3941.5115 | 7048.4932 | n/a | 7380.9161 | 4772.2332 | 3752.6833 | 9943.4326 | 9642.0047 | 9159.1769 | 2301.3996 | 3817.1893 | 7721.5971 | 4133.515 | 6650.1883 | 7300.0362 | 3043.8994 | 4558.2584 | 140.6141 | 107.4558 | 107.4558 | 147.9058 | 174.0806 | 121.5891 | 197.4152 | 145.0951 | 197.4152 | 137.9574 | 153.9301 | 105.2208 | 107.9366 | 119.4397 | 108.0404 | 169872.9404 | 11284.8259 | 4344.5181 | 71120.4028 | 30923.3304 | 13892.1128 | 5408.1087 | 5056.0029 | 4177.4536 | 4411.5432 | 25440.1615 | 5738.4512 | 6740.3762 | 4560.0725 | 6000.4215 | 157646.4 | 17309.5965 | 9004.0513 | 70955.5861 | 38921.863 | 23165.6175 | 13610.0856 | 7346.7024 | 7301.5429 | 11820.5404 | 28264.8765 | 12332.7395 | 13103.8124 | 7598.9719 | 10505.1799 | 98.048 | 98.048 | 98.048 | 98.048 | 98.048 | 98.048 | 98.048 | 98.048 | 98.048 | 98.048 | 98.048 | 98.048 | 98.048 | 98.048 | 98.048 | 0.038432 | 0.0013824 | 7.5213e-10 | 0.0028601 | 0.0077745 | 3.6538e-10 | 0.00047657 | 2.5037e-25 | 0.00018726 | 1.4192e-10 | 0.0022953 | 6.6366e-11 | 1.9052e-07 | 1.4886e-20 | 9.2607e-11 | 0.038432 | 0.039814 | 0.039814 | 0.041292 | 0.049066 | 0.041292 | 0.049543 | 0.049066 | 0.04973 | 0.041292 | 0.040727 | 0.038432 | 0.041292 | 0.038432 | 0.038432
821 | 153031.7167 | 15380.0277 | 5570.1871 | 65871.491 | 36536.4439 | 15166.2779 | 11637.6483 | 2894.3522 | 6038.1155 | 7834.8581 | 25818.0674 | 7570.83 | 9875.9566 | 3927.2341 | 7068.4231 | n/a | 9705.1307 | 6004.7048 | 4515.3531 | 12310.548 | 10651.4577 | 8512.1818 | 1868.421 | 4259.2445 | 8114.0418 | 3778.4847 | 6772.6145 | 6503.9735 | 3317.2336 | 5230.4665 | 95.4182 | 59.0307 | 59.0307 | 103.4339 | 134.2858 | 69.3306 | 161.8247 | 100.0777 | 161.8247 | 88.6481 | 113.8785 | 50.0132 | 58.3712 | 73.1738 | 59.7206 | 165360.4781 | 10782.0617 | 4181.7519 | 67569.081 | 30763.4632 | 13728.981 | 5220.5237 | 5065.4281 | 4537.6076 | 3995.4153 | 24153.302 | 5752.7437 | 6789.6232 | 4791.7917 | 5963.3484 | 154002.8 | 17980.6143 | 8939.5785 | 69257.7341 | 41673.6111 | 23946.8387 | 13142.8055 | 6888.8491 | 8272.7521 | 12068.5571 | 27202.2867 | 12132.6582 | 12899.1967 | 7749.0252 | 10664.5149 | 135.11 | 135.11 | 135.11 | 135.11 | 135.11 | 135.11 | 135.11 | 135.11 | 135.11 | 135.11 | 135.11 | 135.11 | 135.11 | 135.11 | 135.11 | 0.075471 | 6.7847e-05 | 6.5595e-12 | 0.0056338 | 0.00044432 | 3.1553e-12 | 0.00053707 | 4.7254e-24 | 9.9863e-07 | 2.6073e-11 | 0.0053702 | 2.9771e-12 | 2.1016e-07 | 1.9066e-21 | 4.4093e-11 | 0.075471 | 0.075539 | 0.075539 | 0.081105 | 0.081549 | 0.081105 | 0.082086 | 0.081549 | 0.082087 | 0.081105 | 0.080841 | 0.075471 | 0.081105 | 0.075471 | 0.075471
822 | 150214.0203 | 15118.8998 | 5646.5326 | 64750.9524 | 35985.7765 | 15031.6893 | 11617.7668 | 2903.6259 | 5924.1171 | 7673.0274 | 25540.9708 | 7934.8287 | 9864.1405 | 3864.9451 | 6869.5213 | n/a | 10032.8661 | 4760.5655 | 3931.1794 | 8835.5662 | 10062.2018 | 9315.3345 | 2511.0145 | 5029.8055 | 7512.2546 | 5941.6682 | 7266.9271 | 7764.0751 | 4018.9778 | 4986.5466 | 121.2071 | 85.4243 | 85.4243 | 129.083 | 158.433 | 97.9748 | 184.6161 | 125.909 | 184.6161 | 116.3413 | 137.572 | 79.6084 | 85.3276 | 98.8712 | 86.0803 | 164286.2314 | 10057.9862 | 4290.881 | 66713.2093 | 30137.9003 | 13354.2215 | 5417.5387 | 5149.2672 | 4342.4866 | 4219.0091 | 24027.9485 | 5775.09 | 6038.5049 | 4663.0538 | 5932.4847 | 154570.3 | 19191.2524 | 9023.3464 | 66486.7 | 36955.7 | 23083.7011 | 14502.4732 | 7603.8817 | 9359.2921 | 11559.4414 | 29230.6167 | 12881.1172 | 12932.48 | 8567.4315 | 10706.0313 | 69.0252 | 69.0252 | 69.0252 | 77.69 | 95.01 | 77.69 | 95.01 | 95.01 | 95.01 | 77.69 | 69.0252 | 77.69 | 77.69 | 69.0252 | 69.0252 | 0.016424 | 1.479e-06 | 8.4946e-12 | 0.015542 | 0.017259 | 1.7796e-11 | 9.8915e-06 | 7.6914e-28 | 2.6055e-09 | 9.7822e-11 | 0.00015964 | 1.326e-12 | 1.7282e-07 | 2.9718e-26 | 5.8953e-12 | 0.016424 | 0.016426 | 0.016426 | 0.031966 | 0.049226 | 0.031966 | 0.049236 | 0.049226 | 0.049236 | 0.031966 | 0.016584 | 0.016424 | 0.031967 | 0.016424 | 0.016424
823 | 151084.2208 | 15295.8095 | 5842.3823 | 65084.7688 | 36233.3207 | 15351.6389 | 11429.5627 | 2845.2961 | 5596.7137 | 8030.1419 | 25773.4324 | 8249.9321 | 9793.8609 | 4063.145 | 6843.0941 | n/a | 9001.4609 | 7459.2751 | 4966.7839 | 6846.0669 | 7061.9359 | 8155.5375 | 1721.7848 | 6089.7536 | 9200.7121 | 3643.6108 | 7567.9509 | 6802.4076 | 3180.228 | 5843.241 | 142.4933 | 111.2805 | 111.2805 | 149.3547 | 173.6276 | 125.4807 | 195.2607 | 146.7557 | 195.2607 | 140.6555 | 154.366 | 110.306 | 111.9373 | 122.3906 | 111.8225 | 164212.3971 | 10788.0809 | 4406.8779 | 67905.9745 | 31036.5761 | 14438.6455 | 5179.0604 | 4995.2104 | 4301.4625 | 4051.7992 | 23803.4882 | 6286.616 | 6816.9844 | 4641.8481 | 5864.1251 | 154792.6541 | 19544.5418 | 11840.153 | 69121.9154 | 36817.2 | 21250.8814 | 13107.3549 | 6286.0952 | 10315.671 | 13027.7113 | 27149.699 | 13829.667 | 12476.892 | 7794.3761 | 11336.566 | 90.51 | 90.51 | 90.51 | 90.51 | 133.32 | 90.51 | 133.32 | 133.32 | 133.32 | 90.51 | 90.51 | 90.51 | 90.51 | 90.51 | 90.51 | 0.025495 | 1.0728e-06 | 8.3078e-19 | 0.0036375 | 0.024468 | 7.5538e-09 | 0.00029885 | 2.4314e-21 | 1.4899e-12 | 1.0616e-12 | 0.0054152 | 1.6921e-13 | 7.5155e-07 | 2.3052e-20 | 1.1106e-13 | 0.025495 | 0.025496 | 0.025496 | 0.029132 | 0.0536 | 0.029132 | 0.053899 | 0.0536 | 0.053899 | 0.029132 | 0.03091 | 0.025495 | 0.029133 | 0.025495 | 0.025495
824 | 154409.8491 | 15775.7482 | 6045.6049 | 66407.6795 | 36864.0347 | 15436.8851 | 11835.2291 | 3118.1537 | 6016.4891 | 7931.9075 | 26477.2949 | 7998.6304 | 9825.71 | 4212.1906 | 7055.3825 | n/a | 8855.7095 | 5264.6707 | 3311.2189 | 5672.1843 | 9406.9026 | 6937.2367 | 2239.7969 | 4431.4961 | 7404.7919 | 4063.8082 | 5639.2353 | 7759.0495 | 2792.9128 | 5035.9286 | 153.7226 | 124.8792 | 124.8792 | 160.0579 | 181.6917 | 139.9518 | 200.9594 | 157.7579 | 200.9594 | 153.4674 | 163.2537 | 126.4363 | 125.9306 | 134.7745 | 125.3619 | 161603.5745 | 10259.5663 | 4371.919 | 67044.6993 | 32446.0179 | 14072.8584 | 4896.0862 | 5193.387 | 4160.4519 | 4172.0729 | 23549.6592 | 5740.4509 | 5963.3324 | 4506.4807 | 5946.9097 | 155828.0811 | 16996.2285 | 9636.5897 | 69271.0723 | 38261.2563 | 23201.761 | 12036.1769 | 7385.8839 | 8584.2479 | 11298.8649 | 26686.2674 | 11379.6862 | 12854.2818 | 7223.1935 | 10976.3383 | 147.4656 | 147.4656 | 147.4656 | 147.4656 | 147.4656 | 147.4656 | 150.0741 | 147.4656 | 150.0741 | 147.4656 | 162.4372 | 147.4656 | 147.4656 | 147.4656 | 147.4656 | 0.06592 | 0.0022466 | 9.8945e-12 | 0.0079261 | 0.012131 | 6.5652e-11 | 0.023357 | 7.1756e-24 | 2.0004e-07 | 2.406e-09 | 0.03151 | 3.2314e-09 | 1.9333e-07 | 2.3935e-16 | 6.5873e-12 | 0.06592 | 0.068167 | 0.068167 | 0.073846 | 0.085978 | 0.073846 | 0.10934 | 0.085978 | 0.10934 | 0.073846 | 0.09743 | 0.06592 | 0.073847 | 0.06592 | 0.06592
825 | 157079.3237 | 15875.5887 | 5894.7389 | 67445.3658 | 37420.9665 | 15986.6689 | 11831.2931 | 3066.8115 | 6240.7804 | 8222.4133 | 26793.9497 | 8220.888 | 10010.2125 | 4077.6608 | 7043.1794 | n/a | 11355.6648 | 6242.4243 | 3934.0462 | 8136.7734 | 11855.5605 | 7998.6144 | 1762.5983 | 4710.0897 | 5985.6192 | 3408.7104 | 4680.5067 | 8314.5507 | 3479.0715 | 6720.4805 | 178.7106 | 150.3071 | 150.3071 | 184.9428 | 205.259 | 167.5677 | 223.3362 | 182.804 | 223.3362 | 180.2483 | 186.3106 | 154.8873 | 151.8933 | 159.5909 | 150.7599 | 164181.8981 | 9882.2811 | 4483.9456 | 69745.1474 | 30411.1647 | 13766.2289 | 5485.6941 | 5094.6254 | 4314.0268 | 4502.0345 | 25579.7872 | 5692.7054 | 8387.1585 | 4485.6192 | 5933.04 | 158182.66 | 20529.2458 | 10120.27 | 70785.9555 | 37816.5 | 23617.9894 | 13255.4085 | 6844.2236 | 9024.1165 | 9559.2537 | 28193.3977 | 10153.0121 | 16688.9092 | 7751.3907 | 12634.6205 | 182.1043 | 182.1043 | 182.1043 | 182.1043 | 189.04 | 182.1043 | 189.04 | 189.04 | 189.04 | 182.1043 | 182.1043 | 182.1043 | 182.1043 | 182.1043 | 182.1043 | 0.073046 | 5.9697e-07 | 9.6843e-14 | 0.0060865 | 0.02925 | 1.8303e-10 | 0.00072575 | 1.0717e-21 | 1.1604e-07 | 6.644e-05 | 0.0056658 | 4.7549e-06 | 1.2927e-13 | 5.0765e-20 | 4.3044e-16 | 0.073046 | 0.073047 | 0.073047 | 0.079133 | 0.10838 | 0.079133 | 0.10911 | 0.10838 | 0.10911 | 0.079199 | 0.078712 | 0.073051 | 0.079133 | 0.073046 | 0.073046
826 | 152660.5229 | 15538.2034 | 6124.4094 | 65714.5621 | 36474.4523 | 15305.9662 | 11607.4269 | 2945.3811 | 5901.3856 | 7809.3547 | 25878.2969 | 8010.7848 | 9748.3085 | 3990.3994 | 6704.5137 | n/a | 11339.1605 | 5441.4865 | 5006.7222 | 8604.0802 | 9453.4087 | 7711.0753 | 1854.7095 | 4436.0483 | 8771.5381 | 3596.5415 | 6869.3016 | 8419.6785 | 3130.1163 | 4748.6779 | 133.0226 | 101.2621 | 101.2621 | 140.0072 | 165.1387 | 114.6524 | 187.5441 | 137.3074 | 187.5441 | 130.369 | 145.8858 | 98.936 | 101.6891 | 112.7688 | 101.8234 | 169704.6793 | 10538.7148 | 4281.8359 | 70384.5717 | 32403.4243 | 13739.5159 | 4701.0093 | 5298.934 | 3864.4661 | 4877.1341 | 26590.3062 | 5819.2077 | 8012.725 | 4741.2798 | 5826.7464 | 155358.3 | 21559.7753 | 9593.1224 | 70992.4939 | 39439.9044 | 22554.6247 | 12248.0846 | 7020.6435 | 8150.3143 | 13257.2722 | 27004.1477 | 12441.6093 | 15167.3034 | 7553.9961 | 9131.8365 | 97.9798 | 97.9798 | 97.9798 | 97.9798 | 97.9798 | 97.9798 | 97.9798 | 97.9798 | 97.9798 | 97.9798 | 97.9798 | 97.9798 | 97.9798 | 97.9798 | 97.9798 | 0.044339 | 1.6278e-08 | 2.7986e-11 | 0.0017128 | 0.0029991 | 2.128e-10 | 0.006474 | 4.1563e-24 | 7.311e-07 | 5.6192e-14 | 0.0079413 | 2.0341e-11 | 1.0618e-11 | 7.2687e-20 | 1.6692e-08 | 0.044339 | 0.044339 | 0.044339 | 0.046052 | 0.049051 | 0.046052 | 0.055525 | 0.049051 | 0.055525 | 0.046052 | 0.05228 | 0.044339 | 0.046052 | 0.044339 | 0.044339
827 | 153769.1774 | 15622.8368 | 5847.2051 | 66177.2776 | 36877.1039 | 15521.4977 | 11864.4188 | 2987.4419 | 6072.7923 | 8140.7201 | 26326.5975 | 8104.6653 | 9555.9368 | 3982.7708 | 7312.708 | n/a | 10461.3053 | 6650.1819 | 4496.2015 | 7348.4 | 9040.682 | 8513.3368 | 1788.8934 | 4026.2766 | 7940.4657 | 4768.0916 | 6937.3798 | 8374.8404 | 3958.3172 | 4990.8774 | 132.5645 | 98.8137 | 98.8137 | 139.989 | 167.0132 | 112.2651 | 191.1112 | 137.0793 | 191.1112 | 129.169 | 146.8085 | 95.3614 | 99.0902 | 111.1897 | 99.4174 | 165267.2397 | 10228.2943 | 4209.4265 | 69972.3694 | 29836.0289 | 13329.6871 | 5684.755 | 5189.8414 | 4416.4742 | 3952.0817 | 24430.4674 | 5668.5787 | 6732.0221 | 4758.1067 | 5897.5818 | 155854.9397 | 17139.8996 | 10818.7084 | 72640.7708 | 36697.1289 | 22010.8691 | 14152.4919 | 6978.7349 | 8442.7508 | 11533.0474 | 27401.059 | 12605.9584 | 14978.3625 | 8443.1239 | 10686.1592 | 116.2022 | 116.2022 | 116.2022 | 116.2022 | 225.1105 | 116.2022 | 225.1105 | 225.1105 | 225.1105 | 116.2022 | 116.2022 | 116.2022 | 116.2022 | 116.2022 | 116.2022 | 0.053686 | 0.0010578 | 6.3691e-16 | 0.00083811 | 0.048105 | 1.9554e-09 | 6.3655e-05 | 2.3666e-23 | 5.6363e-07 | 3.2591e-09 | 0.0088136 | 1.861e-11 | 6.7196e-12 | 2.4181e-24 | 3.0063e-10 | 0.053686 | 0.054744 | 0.054744 | 0.054524 | 0.10263 | 0.054524 | 0.10269 | 0.10263 | 0.10269 | 0.054524 | 0.0625 | 0.053686 | 0.054524 | 0.053686 | 0.053686
828 | 154904.5291 | 15620.687 | 5853.9707 | 66594.7931 | 37132.5876 | 15544.0921 | 12091.06 | 3118.3172 | 6065.8108 | 7753.8109 | 26288.0991 | 8025.7278 | 9884.8791 | 4145.985 | 6898.4636 | n/a | 10781.5019 | 7080.205 | 3457.564 | 9855.96 | 9517.4562 | 8419.8536 | 2053.4944 | 4107.156 | 8532.6795 | 3923.0677 | 7223.0627 | 5935.2032 | 3288.2207 | 5716.393 | 109.8584 | 75.5355 | 75.5355 | 117.4146 | 145.7985 | 87.0075 | 171.1236 | 114.3405 | 171.1236 | 104.772 | 125.9741 | 69.243 | 75.3137 | 88.5417 | 76.17 | 164474.2191 | 11084.0476 | 4273.8375 | 68238.6891 | 30533.8001 | 14755.0524 | 5077.7972 | 5080.9174 | 4420.848 | 4325.8708 | 24096.8248 | 5930.3106 | 6457.1829 | 4626.066 | 6027.8515 | 157538.9699 | 21744.2495 | 11354.0424 | 68887.404 | 39056.1109 | 23256.3086 | 13709.6016 | 7088.3118 | 8528.004 | 12615.5503 | 27086.4925 | 12380.1733 | 12339.286 | 7909.2867 | 11410.8444 | 81.9954 | 81.9954 | 81.9954 | 81.9954 | 81.9954 | 81.9954 | 81.9954 | 81.9954 | 81.9954 | 81.9954 | 81.9954 | 81.9954 | 81.9954 | 81.9954 | 81.9954 | 0.045811 | 1.3719e-08 | 2.2045e-17 | 0.012085 | 0.0077542 | 8.6351e-11 | 0.00046133 | 2.3586e-22 | 3.6158e-07 | 8.8491e-13 | 0.013202 | 3.0647e-11 | 2.0759e-06 | 3.7341e-20 | 1.2303e-13 | 0.045811 | 0.045811 | 0.045811 | 0.057896 | 0.06565 | 0.057896 | 0.066111 | 0.06565 | 0.066112 | 0.057896 | 0.059013 | 0.045811 | 0.057898 | 0.045811 | 0.045811
829 | 156824.8815 | 15935.0552 | 6090.4251 | 67381.4465 | 37413.4982 | 15694.5168 | 11885.864 | 2964.3486 | 6269.6395 | 8096.4908 | 26567.4756 | 8561.7271 | 10043.5982 | 4108.6472 | 7456.1413 | n/a | 5543.1037 | 4095.9975 | 4360.5884 | 8602.5723 | 8867.7868 | 7811.2267 | 1947.2042 | 5230.7512 | 10161.8783 | 4060.4 | 5705.6778 | 7749.9419 | 3463.3499 | 5733.4412 | 138.4552 | 104.9138 | 104.9138 | 145.8319 | 172.4459 | 118.8756 | 196.1741 | 142.9713 | 196.1741 | 135.5201 | 152.1721 | 102.2313 | 105.3239 | 117.0998 | 105.5082 | 166611.5367 | 10430.903 | 4244.2016 | 70219.601 | 30122.0261 | 14189.6699 | 5509.2996 | 5158.4644 | 4438.2895 | 4320.5051 | 23810.0206 | 5884.8484 | 7689.714 | 4595.1889 | 6102.1067 | 158768.9 | 13615.6067 | 8340.1992 | 71689.8894 | 37812.2984 | 22212.8567 | 13217.8263 | 7093.1686 | 9641.6407 | 13844.2833 | 26915.1206 | 11384.0263 | 15159.0559 | 8004.8389 | 11668.9479 | 126.34 | 234.2665 | 234.2665 | 126.34 | 158.4028 | 126.34 | 158.4028 | 158.4028 | 158.4028 | 126.34 | 130.3944 | 126.34 | 126.34 | 126.34 | 126.34 | 0.056778 | 2.732 | 4.6642e-08 | 0.003362 | 0.029166 | 2.1837e-09 | 0.00095919 | 2.9679e-24 | 8.5814e-09 | 3.4765e-14 | 0.025773 | 1.2027e-07 | 6.715e-11 | 5.9015e-21 | 4.5266e-12 | 0.056778 | 2.7888 | 2.7888 | 0.06014 | 0.089306 | 0.06014 | 0.090265 | 0.089306 | 0.090265 | 0.06014 | 0.082551 | 0.056778 | 0.06014 | 0.056778 | 0.056778
830 | 152862.667 | 15316.001 | 5779.3081 | 65782.0837 | 36559.5071 | 15339.0693 | 11509.4534 | 2825.5581 | 5764.2851 | 7868.4856 | 26006.9582 | 8223.7469 | 9802.2513 | 4119.1292 | 6977.7184 | n/a | 11536.8497 | 5810.3455 | 5385.5532 | 5902.0285 | 5990.2413 | 9091.6926 | 1577.2729 | 3695.9196 | 8751.0332 | 3523.0409 | 5529.1941 | 5564.4023 | 3134.8314 | 4217.2024 | 164.0257 | 133.0239 | 133.0239 | 170.8354 | 194.1315 | 149.1182 | 214.8804 | 168.3578 | 214.8804 | 163.6728 | 174.3485 | 134.5637 | 134.1297 | 143.6799 | 133.5437 | 166115.7245 | 10260.6377 | 4310.6878 | 67782.0693 | 32928.124 | 14063.4524 | 5402.9801 | 5250.6245 | 4486.9125 | 4572.7215 | 24966.1072 | 5755.0402 | 6394.1697 | 4495.7968 | 6235.739 | 157395.7662 | 21078.3874 | 9967.3333 | 69956.0224 | 37711.9525 | 19744.7937 | 13860.8727 | 6781.7974 | 7549.032 | 13305.3548 | 27947.7481 | 10993.7344 | 10615.7719 | 7630.6282 | 10237.3414 | 91.8268 | 91.8268 | 91.8268 | 91.8268 | 103.3333 | 91.8268 | 103.3333 | 103.3333 | 103.3333 | 91.8268 | 91.8268 | 91.8268 | 91.8268 | 91.8268 | 91.8268 | 0.015338 | 2.5054e-08 | 7.2117e-14 | 0.0034306 | 0.014898 | 3.6538e-07 | 4.3335e-05 | 2.2698e-24 | 5.5474e-06 | 7.2842e-14 | 0.0023815 | 9.0964e-08 | 0.0014481 | 4.5917e-19 | 2.3742e-10 | 0.015338 | 0.015338 | 0.015338 | 0.018769 | 0.033667 | 0.018769 | 0.03371 | 0.033667 | 0.033716 | 0.018769 | 0.01772 | 0.015339 | 0.020217 | 0.015338 | 0.015338
831 | 155526.6448 | 15661.9069 | 5908.3668 | 66840.5495 | 37245.4806 | 15711.6466 | 11568.1658 | 3209.6451 | 5946.2223 | 8182.3158 | 26487.3897 | 8435.6299 | 10085.2596 | 3877.865 | 7272.7435 | n/a | 10875.205 | 5116.396 | 4868.7526 | 8048.4457 | 10704.0143 | 5462.5415 | 1974.9965 | 4192.3895 | 8160.1075 | 3744.6284 | 6452.8814 | 8287.2233 | 3128.8412 | 4525.3831 | 150.1704 | 119.5921 | 119.5921 | 156.8898 | 180.2874 | 134.4391 | 201.1338 | 154.3925 | 201.1338 | 149.0621 | 161.111 | 119.8161 | 120.4487 | 130.2982 | 120.1144 | 166268.5244 | 10930.5722 | 4044.733 | 68297.1677 | 31032.9616 | 14539.7646 | 5404.1047 | 5136.7378 | 4276.4848 | 3913.8307 | 24598.102 | 5779.0831 | 7068.7096 | 4649.1945 | 5797.7335 | 155191.9244 | 21542.8771 | 9161.129 | 68557.5203 | 37683.9073 | 23835.4789 | 10818.7463 | 6678.2343 | 8462.6743 | 12001.0382 | 26889.1304 | 11712.0645 | 15015.9329 | 7679.2356 | 10297.1166 | 197.267 | 197.267 | 197.267 | 197.267 | 197.267 | 197.267 | 301.7007 | 197.267 | 301.7007 | 197.267 | 197.267 | 197.267 | 197.267 | 197.267 | 197.267 | 0.11221 | 2.5769e-08 | 5.082e-11 | 0.016127 | 0.02814 | 3.7443e-11 | 0.25055 | 2.6764e-19 | 2.2145e-07 | 4.6273e-10 | 0.023778 | 1.2256e-08 | 1.508e-10 | 1.3793e-21 | 1.8921e-09 | 0.11221 | 0.11221 | 0.11221 | 0.12833 | 0.15647 | 0.12833 | 0.40703 | 0.15647 | 0.40703 | 0.12833 | 0.13598 | 0.11221 | 0.12833 | 0.11221 | 0.11221
832 | 156896.2572 | 15911.0533 | 6036.3058 | 67378.1451 | 37429.2201 | 15561.0205 | 11675.7141 | 2992.7907 | 5891.1767 | 7912.3442 | 26338.2054 | 7994.8644 | 9798.0758 | 4171.4396 | 7234.5877 | n/a | 9068.2063 | 7369.528 | 4868.5639 | 8687.6724 | 9284.793 | 6813.5927 | 1479.3157 | 3903.726 | 8629.3447 | 3745.9583 | 6697.3293 | 7828.8691 | 3851.9521 | 4966.3364 | 138.9795 | 107.2587 | 107.2587 | 145.954 | 170.8328 | 121.174 | 193.0093 | 143.2857 | 193.0093 | 136.73 | 151.4266 | 105.6181 | 107.8086 | 118.6479 | 107.8143 | 165601.3929 | 10946.0736 | 4344.6716 | 67361.0747 | 29651.0874 | 14649.5057 | 4829.7667 | 4969.205 | 4118.5543 | 4333.1432 | 24856.4569 | 6071.1659 | 6759.8257 | 4757.7683 | 6259.4017 | 159323.8805 | 19612.2799 | 11700.3996 | 69996.4262 | 37905.6474 | 22720.1988 | 11629.147 | 6334.3207 | 7994.8803 | 12161.7879 | 27943.5151 | 12355.0952 | 14202.7948 | 8351.4204 | 11225.7381 | 110.4166 | 110.4166 | 110.4166 | 110.4166 | 147.1543 | 110.4166 | 255.3933 | 147.1543 | 255.3933 | 110.4166 | 110.4166 | 110.4166 | 110.4166 | 110.4166 | 110.4166 | 0.049132 | 6.008e-06 | 2.3071e-17 | 0.01044 | 0.027286 | 3.6519e-10 | 0.047225 | 7.2189e-20 | 1.4436e-06 | 2.9661e-11 | 0.004043 | 2.7467e-11 | 7.1665e-10 | 5.1275e-22 | 7.7645e-12 | 0.049132 | 0.049138 | 0.049138 | 0.059571 | 0.086858 | 0.059571 | 0.13408 | 0.086858 | 0.13408 | 0.059571 | 0.053175 | 0.049132 | 0.059571 | 0.049132 | 0.049132
833 | 156611.5511 | 15747.9303 | 5996.3733 | 67271.7882 | 37321.9348 | 15828.2691 | 11924.97 | 2959.1688 | 6267.3355 | 8136.3721 | 26586.9274 | 8138.0959 | 9744.2902 | 4221.32 | 7460.79 | n/a | 11037.2481 | 3935.8411 | 4239.4125 | 9635.6351 | 8444.9195 | 5599.8791 | 1897.0672 | 4451.5271 | 8094.1954 | 4181.2375 | 5957.543 | 7030.7064 | 3812.0209 | 6594.6194 | 99.8319 | 66.9026 | 66.9026 | 107.0825 | 134.5151 | 77.4164 | 158.9944 | 104.1076 | 158.9944 | 94.5877 | 115.6568 | 60.2451 | 66.5776 | 79.4744 | 67.5159 | 164925.8902 | 11333.0599 | 4277.6363 | 66503.8077 | 30192.2742 | 14493.2426 | 5602.9338 | 5213.7683 | 4144.612 | 4683.0608 | 23297.9791 | 5962.9028 | 6861.1263 | 4611.4184 | 6032.1582 | 155140.4 | 21452.6178 | 8128.0774 | 67756.3202 | 37696.0093 | 22674.7621 | 10841.213 | 7063.5355 | 8596.1391 | 12681.4562 | 25129.4166 | 11752.8458 | 13572.4327 | 8140.1393 | 12626.7776 | 216 | 216 | 216 | 216 | 216 | 216 | 238.4916 | 216 | 238.4916 | 216 | 216 | 216 | 216 | 216 | 216 | 0.157 | 4.2716e-08 | 7.8718e-08 | 0.02969 | 0.02977 | 1.0971e-09 | 0.47688 | 3.6721e-24 | 9.5733e-07 | 1.2788e-11 | 0.21137 | 1.4027e-09 | 6.7682e-09 | 1.4614e-20 | 2.6115e-14 | 0.157 | 0.157 | 0.157 | 0.18669 | 0.21646 | 0.18669 | 0.69334 | 0.21646 | 0.69334 | 0.18669 | 0.36837 | 0.157 | 0.18669 | 0.157 | 0.157
834 | 155298.6414 | 15415.071 | 5956.5691 | 66756.5987 | 37149.239 | 15261.0797 | 12099.6657 | 3056.8098 | 6300.478 | 8027.4946 | 26386.4219 | 7992.5432 | 9741.2735 | 4344.8732 | 7300.5998 | n/a | 11770.1143 | 6620.026 | 3038.4264 | 9911.475 | 10195.098 | 7953.0491 | 1566.4664 | 3970.5081 | 6852.865 | 5076.0099 | 6590.3781 | 7029.9739 | 3320.156 | 5672.4607 | 48.2885 | 9.3953 | 9.3953 | 56.8688 | 91.7857 | 15.6538 | 122.9826 | 53.0338 | 122.9826 | 37.5373 | 71.5286 | -6.2295 | 7.608 | 25.4171 | 10.1769 | 166140.3462 | 11327.1983 | 4511.6938 | 70191.6094 | 31114.8358 | 14587.3287 | 5246.8237 | 5141.1822 | 4427.5764 | 4497.6815 | 23426.1238 | 5724.7133 | 6671.9953 | 4654.4107 | 6065.1243 | 156948.9 | 22749.5126 | 11123.4198 | 68682.0896 | 39583.8645 | 23898.2267 | 12834.0727 | 6707.6487 | 8318.9845 | 10847.9465 | 26823.7337 | 11933.4914 | 13343.9693 | 7755.5666 | 11704.7849 | 79.3 | 79.3 | 79.3 | 79.3 | 79.3 | 79.3 | 79.3 | 79.3 | 79.3 | 79.3 | 79.3 | 79.3 | 79.3 | 79.3 | 79.3 | 0.061752 | 5.6101e-10 | 3.3343e-16 | 0.014531 | 0.0049827 | 5.3036e-12 | 0.0053818 | 4.2015e-21 | 4.0895e-06 | 4.1828e-08 | 0.022519 | 2.0969e-10 | 1.6846e-08 | 9.8664e-18 | 9.6291e-13 | 0.061752 | 0.061752 | 0.061752 | 0.076283 | 0.081266 | 0.076283 | 0.086648 | 0.081266 | 0.086652 | 0.076283 | 0.084271 | 0.061752 | 0.076283 | 0.061752 | 0.061752
835 | 153637.6458 | 15443.2649 | 5703.9176 | 66095.191 | 36728.8505 | 15725.6813 | 11613.7992 | 3023.4803 | 5789.283 | 8199.423 | 26196.1705 | 8338.3191 | 9809.7639 | 4105.2986 | 7036.5914 | n/a | 9193.6847 | 7226.5369 | 3807.9311 | 10090.2241 | 8542.2969 | 6677.3145 | 1934.7058 | 4553.4364 | 6844.5965 | 3182.1974 | 8036.0345 | 5506.7112 | 2859.589 | 6151.9567 | 123.8507 | 90.1235 | 90.1235 | 131.2719 | 158.5887 | 102.8029 | 182.9526 | 128.3245 | 182.9526 | 119.8932 | 138.6479 | 85.7126 | 90.226 | 102.636 | 90.7339 | 166073.2967 | 10321.1457 | 4375.4253 | 66430.6126 | 31220.8825 | 14250.0755 | 4874.8897 | 5181.322 | 4057.7833 | 4159.6535 | 25747.497 | 5906.5387 | 6246.9383 | 4808.7999 | 6045.2611 | 155218.4586 | 19399.1304 | 11552.1622 | 66689.1 | 40431.4628 | 21713.9724 | 11434.6042 | 6770.8278 | 8539.2196 | 10438.05 | 26449.5 | 13430.3733 | 10292.3495 | 7331.9889 | 12183.6178 | 127.3526 | 127.3526 | 127.3526 | 138.83 | 138.83 | 138.83 | 274.4289 | 138.83 | 274.4289 | 138.83 | 136.44 | 138.83 | 138.83 | 127.3526 | 127.3526 | 0.062622 | 2.4475e-06 | 8.7226e-19 | 0.027992 | 0.0016003 | 8.6801e-09 | 0.069343 | 8.0855e-22 | 5.0968e-08 | 8.9061e-07 | 0.029415 | 2.1707e-12 | 0.0055234 | 9.4326e-18 | 5.3791e-15 | 0.062622 | 0.062625 | 0.062625 | 0.090615 | 0.092215 | 0.090615 | 0.16156 | 0.092215 | 0.16156 | 0.090615 | 0.092037 | 0.062622 | 0.096138 | 0.062622 | 0.062622
836 | 158814.8686 | 15980.5949 | 5868.7381 | 68124.621 | 37976.7974 | 15864.8953 | 12278.5152 | 2993.8892 | 6440.3076 | 8310.9536 | 26727.9861 | 8183.7871 | 10065.2111 | 4316.3593 | 7592.6235 | n/a | 11236.8695 | 5574.9994 | 4386.1988 | 6923.4378 | 10295.7665 | 7542.9705 | 1499.5202 | 4041.615 | 6604.9217 | 3609.2233 | 6033.0549 | 8143.4702 | 2931.6126 | 5776.3285 | 156.7313 | 122.3037 | 122.3037 | 164.2995 | 191.0884 | 137.9276 | 214.964 | 161.4308 | 214.964 | 154.6755 | 169.8556 | 121.1798 | 123.0192 | 134.5654 | 122.9018 | 160152.2444 | 9988.0232 | 4287.2477 | 66809.5541 | 29054.5431 | 14329.1898 | 5366.5886 | 5172.3159 | 4431.7421 | 3991.2155 | 21780.3176 | 5721.1814 | 6728.1852 | 4454.9732 | 5996.6637 | 155930.2444 | 21224.8927 | 9862.2471 | 69303.4528 | 35798.581 | 24293.3562 | 12794.2591 | 6671.8361 | 8363.2571 | 10596.1372 | 24543.4408 | 11422.6364 | 14754.8554 | 7381.5858 | 11772.9922 | 257.4592 | 257.4592 | 257.4592 | 257.4592 | 286.6326 | 257.4592 | 286.6326 | 286.6326 | 286.6326 | 257.4592 | 257.4592 | 257.4592 | 257.4592 | 257.4592 | 257.4592 | 0.23671 | 1.5682e-07 | 3.8086e-13 | 0.02127 | 0.19552 | 2.1222e-11 | 0.010081 | 1.2057e-21 | 7.587e-06 | 8.257e-07 | 0.45658 | 9.2068e-09 | 3.7462e-10 | 2.9619e-16 | 8.1157e-12 | 0.23671 | 0.23671 | 0.23671 | 0.25798 | 0.4535 | 0.25798 | 0.46358 | 0.4535 | 0.46359 | 0.25798 | 0.6933 | 0.23671 | 0.25798 | 0.23671 | 0.23671
837 | 148544.8684 | 14935.7086 | 5580.1525 | 64071.267 | 35690.4849 | 15145.3487 | 11360.125 | 2840.0974 | 6008.342 | 7314.1787 | 25511.6183 | 8001.8773 | 9465.9591 | 4002.001 | 6794.5718 | n/a | 9780.1742 | 7067.9989 | 4587.2057 | 10289.0304 | 8078.7973 | 7998.1735 | 1701.4118 | 4675.9267 | 8435.3721 | 4544.3407 | 5670.1811 | 6003.1835 | 3615.7832 | 5759.413 | 183.6062 | 154.7275 | 154.7275 | 189.9422 | 210.5294 | 172.4455 | 228.8465 | 187.7764 | 228.8465 | 185.2943 | 191.2088 | 159.5968 | 156.3787 | 164.1346 | 155.1864 | 168106.6723 | 9665.5534 | 4247.4542 | 72625.9303 | 31460.4972 | 14314.3893 | 5621.1541 | 5146.2375 | 4289.6479 | 4365.7645 | 23999.0547 | 5982.5796 | 6836.0458 | 4519.5338 | 5952.0783 | 153669.5 | 19272.7277 | 11225.5531 | 68571.7775 | 37634.7484 | 21662.0866 | 12717.5276 | 6821.3494 | 8268.0746 | 12192.7366 | 27827.7954 | 11530.0607 | 11577.7293 | 8127.8171 | 11711.4914 | 89.6701 | 89.6701 | 89.6701 | 89.6701 | 89.6701 | 89.6701 | 89.6701 | 89.6701 | 89.6701 | 89.6701 | 89.6701 | 89.6701 | 89.6701 | 89.6701 | 89.6701 | 0.0095958 | 6.6311e-07 | 1.4563e-18 | 0.0025935 | 0.0071144 | 1.2012e-09 | 0.00074752 | 2.1378e-24 | 8.4213e-07 | 1.857e-13 | 0.0012741 | 1.592e-09 | 5.6343e-06 | 1.3793e-22 | 7.3788e-15 | 0.0095958 | 0.0095964 | 0.0095964 | 0.012189 | 0.019304 | 0.012189 | 0.020051 | 0.019304 | 0.020052 | 0.012189 | 0.01087 | 0.0095958 | 0.012195 | 0.0095958 | 0.0095958
838 | 153644.1434 | 15876.4013 | 5991.0188 | 66110.1819 | 36892.7098 | 15413.3646 | 11995.1197 | 2934.4088 | 6283.5992 | 7919.5723 | 26153.4024 | 8244.5118 | 9887.1709 | 4016.0888 | 7243.9977 | n/a | 9548.4245 | 4482.4502 | 4671.4202 | 9478.4822 | 9617.6426 | 10292.1467 | 1962.874 | 4594.7981 | 7032.3105 | 3444.4087 | 6185.5014 | 7529.628 | 3586.5389 | 5691.1368 | 172.9433 | 142.9938 | 142.9938 | 179.5184 | 201.5003 | 159.8232 | 221.0697 | 177.1917 | 221.0697 | 173.5504 | 181.9693 | 146.0961 | 144.354 | 153.044 | 143.484 | 167788.5782 | 10434.4426 | 4246.8845 | 70307.6822 | 31144.6075 | 13883.6374 | 5349.4042 | 5133.608 | 4156.8795 | 4115.4033 | 25062.4174 | 5603.7316 | 7039.0073 | 4744.2375 | 6073.2703 | 156125.9 | 19441.6671 | 8679.5347 | 70585.5024 | 39034.6897 | 22108.98 | 15529.1509 | 6619.4819 | 8649.6776 | 9810.9139 | 26498.3 | 11733.7331 | 14423.8353 | 7957.0764 | 11553.3071 | 132.62 | 132.62 | 132.62 | 132.62 | 132.62 | 132.62 | 132.62 | 132.62 | 132.62 | 132.62 | 154.43 | 132.62 | 132.62 | 132.62 | 132.62 | 0.047553 | 8.1702e-06 | 2.3481e-09 | 0.0028804 | 0.006339 | 1.0187e-09 | 2.0883e-06 | 4.44e-22 | 8.3147e-07 | 3.3861e-06 | 0.025672 | 3.1676e-09 | 4.9594e-10 | 1.3165e-21 | 1.3518e-12 | 0.047553 | 0.047561 | 0.047561 | 0.050433 | 0.056772 | 0.050433 | 0.056775 | 0.056772 | 0.056775 | 0.050437 | 0.073225 | 0.047553 | 0.050433 | 0.047553 | 0.047553
839 | 153126.3796 | 15461.3474 | 6066.3801 | 65897.5914 | 36693.3432 | 15494.5649 | 11831.8205 | 2976.5518 | 6230.148 | 7951.2604 | 26004.1006 | 8459.2284 | 9890.6344 | 4038.8146 | 6893.5114 | n/a | 9492.7031 | 5296.0663 | 4006.9882 | 9428.4374 | 8223.9525 | 9156.2863 | 1327.7663 | 4746.0145 | 8704.5932 | 4546.5196 | 7870.6488 | 6440.9053 | 1879.0613 | 3908.6702 | 167.5186 | 138.4926 | 138.4926 | 173.8911 | 195.1986 | 154.7949 | 214.1677 | 171.6357 | 214.1677 | 168.101 | 176.2724 | 141.4889 | 139.809 | 148.2345 | 138.9678 | 166212.0014 | 9702.5058 | 4108.9039 | 71340.3337 | 32967.1439 | 14622.4537 | 4920.5333 | 4964.6322 | 3958.8695 | 4523.4891 | 23599.7302 | 5993.7809 | 6967.2445 | 4547.2139 | 5897.9921 | 153448.8 | 18891.8089 | 9397.0702 | 71271.4219 | 40050.1812 | 21764.7062 | 13661.6196 | 6194.3985 | 8693.984 | 12271.9823 | 25989.5498 | 13738.8297 | 13191.0498 | 5711.6751 | 9336.3623 | 193.46 | 193.46 | 193.46 | 193.46 | 193.46 | 193.46 | 193.46 | 193.46 | 193.46 | 193.46 | 216.5495 | 193.46 | 193.46 | 193.46 | 193.46 | 0.091809 | 9.0535e-06 | 5.3761e-11 | 0.001628 | 0.0021608 | 3.3435e-09 | 0.00022955 | 2.6387e-19 | 4.862e-07 | 2.316e-11 | 0.043702 | 1.2874e-12 | 7.0518e-08 | 2.0558e-10 | 2.2769e-08 | 0.091809 | 0.091818 | 0.091818 | 0.093437 | 0.095598 | 0.093437 | 0.095828 | 0.095598 | 0.095828 | 0.093437 | 0.13551 | 0.091809 | 0.093437 | 0.091809 | 0.091809
840 | 157283.4021 | 15756.5706 | 5864.3411 | 67519.9043 | 37562.906 | 15737.6563 | 11720.6284 | 3063.5995 | 5836.2484 | 8003.6863 | 26525.1241 | 8106.9502 | 10142.288 | 3873.9306 | 7232.5791 | n/a | 12590.9069 | 4278.276 | 4036.6345 | 9002.8222 | 8244.309 | 8103.2042 | 1645.9946 | 3506.4366 | 7981.5726 | 4346.7184 | 5286.0443 | 7920.693 | 3933.063 | 4860.4433 | 193.6299 | 164.7895 | 164.7895 | 199.9552 | 220.1442 | 183.3923 | 238.1002 | 197.8396 | 238.1002 | 195.9878 | 200.5517 | 170.7969 | 166.6454 | 174.0111 | 165.2393 | 165530.9586 | 10418.825 | 4375.1729 | 66689.5991 | 30168.7248 | 13419.5534 | 5528.6904 | 5040.9873 | 4397.1433 | 4514.7013 | 25139.8001 | 5694.5648 | 7282.2635 | 4602.421 | 6154.9146 | 159575.8 | 22595.6319 | 8595.5489 | 68170.2 | 38480.4469 | 21275.5623 | 13517.9946 | 6686.9819 | 7903.5799 | 12326.2739 | 28351.9934 | 10762.3091 | 14559.9565 | 8535.484 | 10979.7578 | 156.92 | 156.92 | 156.92 | 189.35 | 189.35 | 189.35 | 189.35 | 189.35 | 189.35 | 189.35 | 156.92 | 189.35 | 189.35 | 156.92 | 156.92 | 0.051239 | 2.7596e-09 | 1.2391e-09 | 0.027402 | 0.018722 | 2.7561e-08 | 0.00023979 | 6.4223e-21 | 1.566e-06 | 2.6373e-11 | 0.0029753 | 1.305e-07 | 1.2468e-09 | 5.4612e-26 | 3.0213e-11 | 0.051239 | 0.051239 | 0.051239 | 0.078641 | 0.097363 | 0.078641 | 0.097602 | 0.097363 | 0.097604 | 0.078641 | 0.054214 | 0.051239 | 0.078641 | 0.051239 | 0.051239
841 | 153849.0275 | 15345.4281 | 5712.4275 | 66191.5093 | 36797.9939 | 15316.5089 | 11652.5669 | 3148.3089 | 5952.5075 | 7976.682 | 26195.3437 | 7802.3925 | 9813.116 | 4084.9624 | 7123.696 | n/a | 9542.8669 | 5553.2636 | 5163.116 | 7936.64 | 8664.752 | 6423.0279 | 1703.9072 | 5336.7879 | 7383.519 | 4236.956 | 7025.6959 | 6047.3093 | 2738.9441 | 4521.6299 | 168.5808 | 138.9096 | 138.9096 | 175.0955 | 196.9727 | 155.3389 | 216.4507 | 172.7777 | 216.4507 | 169.002 | 177.703 | 141.6759 | 140.2017 | 148.9129 | 139.3976 | 160946.4307 | 9695.4306 | 4092.8519 | 67820.7716 | 30427.8881 | 14716.3827 | 5004.7686 | 5104.5763 | 4145.5621 | 5009.8512 | 22441.194 | 5625.0515 | 7219.4391 | 4645.7236 | 6100.8277 | 154227.6 | 19072.0975 | 9546.5155 | 69154.6596 | 36977 | 23354.7347 | 11183.1966 | 6643.9835 | 9482.3499 | 12393.3703 | 25537.3499 | 12624.3474 | 12268.3484 | 7384.6677 | 10315.7576 | 193.04 | 193.04 | 193.04 | 193.04 | 212.46 | 193.04 | 324.6761 | 212.46 | 324.6761 | 193.04 | 266.5544 | 193.04 | 193.04 | 193.04 | 193.04 | 0.090112 | 4.066e-06 | 5.4036e-13 | 0.007406 | 0.035149 | 2.747e-11 | 0.13692 | 9.0525e-20 | 1.7951e-09 | 1.5492e-11 | 0.11305 | 1.6327e-12 | 1.9254e-06 | 3.5043e-18 | 5.1334e-10 | 0.090112 | 0.090116 | 0.090116 | 0.097518 | 0.13267 | 0.097518 | 0.26959 | 0.13267 | 0.26959 | 0.097518 | 0.20316 | 0.090112 | 0.09752 | 0.090112 | 0.090112
842 | 153049.0572 | 15398.2157 | 5936.9517 | 65890.8239 | 36687.689 | 15196.3004 | 11643.4827 | 2896.7219 | 6044.3702 | 7781.1448 | 25971.2371 | 8043.0044 | 9754.6406 | 4024.2343 | 7339.8194 | n/a | 9990.8717 | 5494.7322 | 3227.2679 | 7817.37 | 10476.1651 | 8700.7713 | 2042.601 | 3783.5042 | 6568.2576 | 3907.1037 | 6440.6026 | 6617.2806 | 4168.9455 | 5585.2913 | 171.8487 | 141.2545 | 141.2545 | 178.5666 | 201.1958 | 158.02 | 221.3446 | 176.1675 | 221.3446 | 172.1536 | 181.3838 | 143.8865 | 142.5469 | 151.6022 | 141.7592 | 167331.3725 | 9896.4878 | 4251.2147 | 71545.8834 | 30092.6128 | 14118.6869 | 4889.691 | 4912.0829 | 4255.52 | 3913.388 | 22831.4194 | 5579.6605 | 6896.9975 | 4600.9502 | 6057.7194 | 156866.8548 | 18744.4595 | 9625.4469 | 71546.2336 | 36661.6828 | 24397.6521 | 13524.3623 | 6954.6839 | 7972.9242 | 10481.6455 | 26437.0231 | 11823.063 | 13458.1781 | 8539.2957 | 11590.9108 | 108.1437 | 108.1437 | 108.1437 | 108.1437 | 247.9976 | 108.1437 | 247.9976 | 247.9976 | 247.9976 | 108.1437 | 132.8979 | 108.1437 | 108.1437 | 108.1437 | 108.1437 | 0.024518 | 1.0774e-05 | 3.5396e-12 | 0.0013648 | 0.042059 | 1.0921e-12 | 0.00018215 | 2.2109e-24 | 4.244e-06 | 4.9459e-08 | 0.021363 | 5.1455e-10 | 1.1413e-08 | 2.2024e-24 | 2.5513e-12 | 0.024518 | 0.024528 | 0.024528 | 0.025882 | 0.067941 | 0.025882 | 0.068123 | 0.067941 | 0.068128 | 0.025882 | 0.045881 | 0.024518 | 0.025882 | 0.024518 | 0.024518
843 | 155706.7023 | 15690.1057 | 5714.1393 | 66922.0396 | 37242.1129 | 15845.2704 | 11916.19 | 3101.2615 | 6009.9403 | 8232.5702 | 26333.6492 | 8443.9176 | 10052.548 | 4035.5619 | 7540.1982 | n/a | 9159.6691 | 5643.1016 | 4504.4339 | 8986.981 | 10841.0442 | 8324.1285 | 1827.0414 | 3569.8846 | 7011.985 | 4793.6612 | 5298.798 | 6822.9736 | 2764.8814 | 6990.3117 | 147.228 | 115.9566 | 115.9566 | 154.1013 | 178.2585 | 130.5786 | 199.7857 | 151.518 | 199.7857 | 145.6791 | 158.8313 | 115.4782 | 116.7047 | 127.0123 | 116.4959 | 166153.6683 | 9910.2969 | 4244.1008 | 66823.8256 | 30704.2765 | 13842.8975 | 5766.2119 | 5108.3189 | 4383.3664 | 4867.0334 | 25265.9504 | 5578.6209 | 6873.4219 | 4506.9521 | 6036.1453 | 158585 | 18923.2661 | 9866.5024 | 69045.6919 | 38640.3575 | 24434.2417 | 13957.9404 | 6935.3603 | 7934.751 | 11709.0184 | 28050.3117 | 10797.7189 | 13512.1955 | 7031.0335 | 11667.4563 | 106.6765 | 106.6765 | 106.6765 | 106.6765 | 106.6765 | 106.6765 | 106.6765 | 106.6765 | 106.6765 | 106.6765 | 106.6765 | 106.6765 | 106.6765 | 106.6765 | 106.6765 | 0.042714 | 1.655e-05 | 6.6825e-14 | 0.013209 | 0.012272 | 1.3789e-11 | 0.00013106 | 9.0597e-22 | 4.1014e-06 | 2.6222e-09 | 0.0034313 | 8.6901e-07 | 4.6588e-08 | 6.8778e-17 | 9.2435e-12 | 0.042714 | 0.042731 | 0.042731 | 0.055923 | 0.068195 | 0.055923 | 0.068326 | 0.068195 | 0.06833 | 0.055923 | 0.046146 | 0.042715 | 0.055923 | 0.042714 | 0.042714
844 | 155056.6163 | 15603.6802 | 5939.0541 | 66674.2487 | 37056.1049 | 15475.5003 | 11744.7238 | 2932.2747 | 5762.0317 | 7639.011 | 26356.0267 | 8084.9171 | 9946.7144 | 4045.1012 | 7119.0912 | n/a | 8268.7449 | 6169.1786 | 4988.65 | 8600.545 | 9322.4928 | 8151.5112 | 1733.9782 | 4675.3057 | 6979.516 | 4976.5155 | 5549.6281 | 8916.6345 | 3634.2056 | 4892.4628 | 114.0456 | 80.9981 | 80.9981 | 121.3191 | 148.3495 | 92.7753 | 172.4622 | 118.3974 | 172.4622 | 109.6895 | 129.0222 | 75.8612 | 80.9512 | 93.3816 | 81.6022 | 165000.2464 | 10507.4205 | 4237.9565 | 69385.7901 | 29818.9424 | 13792.5846 | 5014.9424 | 5180.0207 | 4151.0677 | 4499.1441 | 22926.7914 | 5501.4014 | 7131.3838 | 4638.5824 | 6020.8464 | 154291 | 18534.3654 | 10407.1351 | 69904.2654 | 36438.6128 | 22001.4774 | 12484.6789 | 6858.5989 | 8128.8734 | 10654.0601 | 26460.7069 | 10762.0296 | 15929.7183 | 7672.888 | 10733.8093 | 200.24 | 200.24 | 200.24 | 200.24 | 231.0884 | 200.24 | 231.0884 | 231.0884 | 231.0884 | 200.24 | 200.24 | 200.24 | 200.24 | 200.24 | 200.24 | 0.12727 | 3.3199e-05 | 2.5443e-14 | 0.0063648 | 0.070303 | 1.6928e-09 | 0.0049807 | 2.1224e-23 | 3.151e-07 | 7.7001e-09 | 0.036673 | 1.1354e-07 | 1.7432e-12 | 6.118e-20 | 4.5922e-11 | 0.12727 | 0.1273 | 0.1273 | 0.13364 | 0.20394 | 0.13364 | 0.20892 | 0.20394 | 0.20892 | 0.13364 | 0.16394 | 0.12727 | 0.13364 | 0.12727 | 0.12727
845 | 154593.9096 | 15762.3343 | 5817.3289 | 66465.6994 | 36994.3326 | 15410.9278 | 11347.9282 | 2983.0894 | 5681.7334 | 8232.8405 | 26153.0391 | 8057.0671 | 9773.9994 | 3887.5631 | 7181.37 | n/a | 8987.6717 | 7039.037 | 4071.815 | 7799.7116 | 9172.6942 | 8070.6414 | 1756.2204 | 3188.4548 | 9267.3969 | 4091.8224 | 7340.1687 | 5724.2595 | 3625.8536 | 4296.0751 | 123.5837 | 89.4011 | 89.4011 | 131.1056 | 158.8613 | 102.0801 | 183.6178 | 128.1095 | 183.6178 | 119.4459 | 138.7074 | 84.7145 | 89.4659 | 102.1153 | 90.0213 | 165355.8135 | 10188.206 | 4359.8482 | 67470.2829 | 30459.0391 | 13950.6294 | 5531.0358 | 5083.4277 | 4346.4119 | 4017.8863 | 23658.2126 | 5878.3648 | 7059.3906 | 4523.3513 | 6212.9397 | 157061.7 | 18314.3776 | 11385.0853 | 69013.7845 | 37731.6507 | 22833.7236 | 13492.2772 | 6833.4482 | 7451.3666 | 12995.6832 | 26517.6349 | 13218.5335 | 12638.4501 | 7907.6049 | 10404.4148 | 97.0106 | 97.0106 | 97.0106 | 97.0106 | 111.7196 | 97.0106 | 111.7196 | 111.7196 | 111.7196 | 97.0106 | 117.1551 | 97.0106 | 97.0106 | 97.0106 | 97.0106 | 0.047999 | 8.9233e-05 | 1.1382e-17 | 0.010621 | 0.021639 | 1.5411e-10 | 7.2531e-05 | 1.2392e-22 | 5.2656e-06 | 5.8784e-12 | 0.024934 | 6.7825e-13 | 3.5244e-07 | 1.1959e-22 | 4.9868e-10 | 0.047999 | 0.048088 | 0.048088 | 0.05862 | 0.080259 | 0.05862 | 0.080331 | 0.080259 | 0.080337 | 0.05862 | 0.072933 | 0.047999 | 0.058621 | 0.047999 | 0.047999
846 | 152014.0541 | 15365.275 | 5644.2982 | 65476.6089 | 36493.4148 | 15058.6273 | 11691.7753 | 2966.9617 | 5784.4678 | 7893.4261 | 25668.3396 | 8181.2044 | 9823.9365 | 4032.5949 | 7013.1263 | n/a | 9462.1419 | 4756.8754 | 4499.9836 | 8540.1656 | 5953.9159 | 8463.9141 | 1857.8275 | 4844.075 | 7526.6409 | 3718.4249 | 5188.3573 | 5845.463 | 4439.6357 | 5010.419 | 121.9928 | 87.591 | 87.591 | 129.5635 | 157.5832 | 100.1405 | 182.5767 | 126.5371 | 182.5767 | 117.6724 | 137.3692 | 82.6086 | 87.6082 | 100.4268 | 88.2172 | 169574.9418 | 10732.6786 | 4090.0637 | 70015.3293 | 32043.6642 | 15566.339 | 5712.6286 | 5243.8145 | 4524.3406 | 4729.2276 | 24153.2475 | 6117.6084 | 6061.6222 | 4611.0095 | 5986.8665 | 154396.9 | 19120.6205 | 8797.1391 | 68233.671 | 38735.4298 | 20458.7132 | 13885.5427 | 7014.3421 | 9362.2156 | 11481.9268 | 26344.9724 | 11018.3657 | 10396.4852 | 8769.6452 | 10767.0854 | 97.44 | 97.44 | 97.44 | 97.44 | 97.44 | 97.44 | 97.44 | 97.44 | 97.44 | 97.44 | 97.44 | 97.44 | 97.44 | 97.44 | 97.44 | 0.048675 | 3.8321e-06 | 3.7524e-11 | 0.0082631 | 0.0056859 | 2.1074e-08 | 7.5845e-05 | 8.4654e-24 | 8.7084e-10 | 7.4177e-10 | 0.015419 | 6.1762e-08 | 0.0038539 | 2.0057e-25 | 1.5077e-11 | 0.048675 | 0.048679 | 0.048679 | 0.056938 | 0.062624 | 0.056938 | 0.0627 | 0.062624 | 0.0627 | 0.056938 | 0.064094 | 0.048675 | 0.060792 | 0.048675 | 0.048675
847 | 155443.5975 | 15414.8825 | 5757.3209 | 66818.3323 | 37161.9357 | 15520.8731 | 11719.3562 | 3053.3634 | 5859.0872 | 8073.2364 | 26287.1887 | 8101.1695 | 9790.7979 | 3990.3356 | 7253.924 | n/a | 10163.8294 | 6928.7399 | 3445.2241 | 8606.5132 | 8922.7734 | 8888.1935 | 1959.5265 | 5067.0285 | 6828.5107 | 5493.137 | 6368.7182 | 8696.8081 | 3270.7371 | 4664.8846 | 148.9258 | 115.5948 | 115.5948 | 156.2536 | 182.2909 | 130.4722 | 205.4983 | 153.4633 | 205.4983 | 146.7514 | 161.8159 | 114.1932 | 116.2309 | 127.5134 | 116.1762 | 163676.6148 | 9879.0457 | 4335.7585 | 67694.6622 | 32357.7431 | 13733.6218 | 5362.8973 | 5077.2151 | 4390.0122 | 3871.0762 | 24383.8478 | 5972.7314 | 6785.2145 | 4664.9586 | 5801.6187 | 157397.4 | 19181.8751 | 11264.4984 | 68506.5715 | 38940.4666 | 22536.0952 | 13686.8011 | 7024.1416 | 8908.9407 | 10699.5869 | 29472.3848 | 12221.1496 | 15251.2226 | 7935.6957 | 10466.5033 | 132.72 | 132.72 | 132.72 | 132.72 | 132.72 | 132.72 | 132.72 | 132.72 | 132.72 | 132.72 | 132.72 | 132.72 | 132.72 | 132.72 | 132.72 | 0.05625 | 3.8367e-06 | 1.1618e-17 | 0.016353 | 0.0088038 | 5.0449e-10 | 0.00014722 | 8.6829e-23 | 1.4014e-08 | 1.1559e-07 | 0.00039317 | 1.1486e-10 | 9.8794e-12 | 9.3926e-22 | 6.3396e-10 | 0.05625 | 0.056254 | 0.056254 | 0.072603 | 0.081407 | 0.072603 | 0.081554 | 0.081407 | 0.081554 | 0.072603 | 0.056643 | 0.05625 | 0.072603 | 0.05625 | 0.05625
848 | 155998.7284 | 15923.8836 | 6279.4046 | 67013.5637 | 37359.2193 | 15492.0753 | 11987.0595 | 3057.1551 | 6257.1339 | 8020.8551 | 26581.324 | 8175.3259 | 9941.2372 | 4049.9171 | 7334.4385 | n/a | 9336.5022 | 5922.3648 | 5792.5187 | 8294.4077 | 9870.8565 | 8712.0429 | 1662.4718 | 4364.3073 | 8447.0969 | 3941.8698 | 7501.3824 | 6816.5299 | 2197.0959 | 6248.1007 | 191.9889 | 164.6103 | 164.6103 | 197.9916 | 216.8619 | 182.9933 | 233.6396 | 196.021 | 233.6396 | 194.7623 | 198.0258 | 171.2244 | 166.537 | 173.2268 | 165.0307 | 168557.4885 | 10690.5791 | 4360.0661 | 70089.1563 | 31209.273 | 14544.4437 | 4919.06 | 5059.3998 | 4325.814 | 4703.5443 | 25195.6805 | 6066.1067 | 6645.1684 | 4639.6927 | 6178.0631 | 159957.7 | 19752.3532 | 10066.8028 | 71644.2145 | 39218.0297 | 23536.0002 | 13971.4519 | 6670.6717 | 8684.6212 | 12646.8412 | 28011.7503 | 13191.9891 | 11950.1888 | 6463.3886 | 12154.7638 | 119.5918 | 119.5918 | 119.5918 | 119.5918 | 119.5918 | 119.5918 | 119.5918 | 119.5918 | 119.5918 | 119.5918 | 119.5918 | 119.5918 | 119.5918 | 119.5918 | 119.5918 | 0.023349 | 4.4609e-06 | 7.0067e-12 | 0.0027185 | 0.0082823 | 3.4332e-11 | 0.00015923 | 6.5969e-21 | 6.0168e-07 | 6.2997e-12 | 0.0053291 | 1.9353e-12 | 1.2949e-05 | 5.3196e-14 | 1.0851e-13 | 0.023349 | 0.023353 | 0.023353 | 0.026067 | 0.034349 | 0.026067 | 0.034509 | 0.034349 | 0.034509 | 0.026067 | 0.028678 | 0.023349 | 0.02608 | 0.023349 | 0.023349
849 | 157701.6761 | 15981.3261 | 5860.9931 | 67716.133 | 37618.5273 | 15963.682 | 11844.4131 | 3054.46 | 5969.826 | 7869.6833 | 26866.5842 | 8568.8486 | 9940.8874 | 4171.7586 | 7194.8785 | n/a | 8821.4886 | 4109.9486 | 4092.4942 | 6663.4252 | 7764.7282 | 9972.3275 | 1622.2389 | 3923.7222 | 5838.5794 | 4815.4852 | 7306.6091 | 8735.2574 | 3132.8411 | 4664.6979 | 201.2527 | 172.4692 | 172.4692 | 207.5636 | 227.4234 | 191.7435 | 245.0813 | 205.4891 | 245.0813 | 204.13 | 207.6377 | 179.3572 | 174.4829 | 181.5378 | 172.9116 | 164760.0894 | 11439.2871 | 4195.6542 | 68080.985 | 28961.9464 | 14470.1823 | 5035.7775 | 5091.4989 | 4358.4845 | 4330.3857 | 25236.8637 | 5973.168 | 6530.0739 | 4507.0746 | 5911.2803 | 160366.9713 | 19829.7506 | 8305.6027 | 71298.8862 | 35878.3785 | 21323.5105 | 15261.112 | 6713.7378 | 8282.2067 | 9386.9651 | 28654.3489 | 13150.3771 | 15219.3313 | 7523.4157 | 10534.5782 | 150.5243 | 150.5243 | 150.5243 | 150.5243 | 341.1351 | 150.5243 | 341.1351 | 341.1351 | 341.1351 | 150.5243 | 150.5243 | 150.5243 | 150.5243 | 150.5243 | 150.5243 | 0.046025 | 4.3959e-06 | 7.7365e-09 | 0.005296 | 0.14786 | 5.253e-08 | 2.568e-06 | 3.6725e-21 | 6.1218e-07 | 2.0419e-05 | 0.0032562 | 4.1642e-11 | 2.8476e-11 | 4.2709e-18 | 2.6774e-10 | 0.046025 | 0.046029 | 0.046029 | 0.051321 | 0.19919 | 0.051321 | 0.19919 | 0.19919 | 0.19919 | 0.051341 | 0.049281 | 0.046025 | 0.051321 | 0.046025 | 0.046025
850 | 157607.5737 | 15665.1511 | 5858.1608 | 67685.6376 | 37725.4237 | 15706.0538 | 12138.6317 | 3051.9032 | 5995.7371 | 7928.9933 | 26771.7412 | 8232.9998 | 9997.6716 | 4123.457 | 7282.1828 | n/a | 10619.5832 | 4121.6745 | 3599.2197 | 8231.477 | 9344.2491 | 9021.4106 | 1433.3189 | 2951.0702 | 7848.8499 | 4064.428 | 5994.4733 | 8174.347 | 2974.0162 | 5771.904 | 218.9764 | 192.5995 | 192.5995 | 224.7515 | 241.7024 | 213.3188 | 256.7506 | 223.0099 | 256.7506 | 223.8746 | 222.5703 | 202.7632 | 195.1413 | 200.3278 | 192.9765 | 165095.9531 | 10760.0156 | 4278.1882 | 68978.0012 | 32976.9007 | 14386.1018 | 5299.3493 | 5109.3293 | 4162.2144 | 4617.1736 | 25560.7172 | 5829.3128 | 7150.5736 | 4746.3483 | 6066.2051 | 157732.4531 | 20444.0987 | 8335.4627 | 68832.1209 | 38096.0777 | 23510.6509 | 13537.7599 | 6542.6482 | 6373.2846 | 12430.3235 | 28724.6452 | 11639.7861 | 14962.5206 | 7645.3645 | 11838.109 | 260.833 | 260.833 | 260.833 | 260.833 | 260.833 | 260.833 | 260.833 | 260.833 | 260.833 | 260.833 | 260.833 | 260.833 | 260.833 | 260.833 | 260.833 | 0.09755 | 3.7858e-07 | 6.2225e-09 | 0.021528 | 0.02996 | 8.3749e-11 | 0.00086148 | 2.6646e-20 | 0.015169 | 8.9662e-12 | 0.0025414 | 4.5682e-09 | 1.1116e-10 | 4.2639e-19 | 3.8959e-13 | 0.09755 | 0.097551 | 0.097551 | 0.11908 | 0.14904 | 0.11908 | 0.1499 | 0.14904 | 0.16507 | 0.11908 | 0.10009 | 0.09755 | 0.11908 | 0.09755 | 0.09755
851 | 154732.6775 | 15786.9789 | 5937.8165 | 66537.1151 | 37007.6144 | 16026.058 | 11826.6927 | 3125.9444 | 6168.4685 | 8250.0015 | 26148.9381 | 8646.9604 | 9612.975 | 4081.0063 | 6936.6776 | n/a | 9946.1675 | 5236.8549 | 3595.202 | 8428.1881 | 9005.9856 | 6617.6146 | 1781.7688 | 3343.3696 | 5798.5267 | 4690.8741 | 6462.0426 | 8699.9618 | 3433.4395 | 4463.1548 | 153.2589 | 122.5471 | 122.5471 | 160.0071 | 183.4188 | 137.6741 | 204.2765 | 157.51 | 204.2765 | 152.305 | 164.0883 | 123.0433 | 123.4565 | 133.2589 | 123.0696 | 160908.7657 | 10137.4966 | 4272.7528 | 65368.8937 | 30387.0567 | 14125.72 | 5168.4136 | 5077.6306 | 4333.7838 | 4473.8202 | 24873.5484 | 5800.3049 | 6847.7652 | 4635.8306 | 5862.3558 | 154903.3 | 20034.2641 | 9509.6077 | 66634.2 | 37854.4491 | 22923.8056 | 11786.0282 | 6859.3993 | 7677.1535 | 10064.4469 | 28733.6526 | 12262.3475 | 15230.127 | 7952.8701 | 10325.5106 | 184.97 | 184.97 | 184.97 | 187.65 | 187.65 | 187.65 | 267.1985 | 187.65 | 267.1985 | 187.65 | 184.97 | 187.65 | 187.65 | 184.97 | 184.97 | 0.096194 | 1.4971e-06 | 7.4457e-12 | 0.035889 | 0.019676 | 1.1951e-09 | 0.046361 | 4.1992e-21 | 3.5085e-05 | 7.0787e-06 | 0.00093277 | 3.863e-09 | 3.442e-12 | 5.779e-21 | 9.9913e-11 | 0.096194 | 0.096196 | 0.096196 | 0.13208 | 0.15176 | 0.13208 | 0.19812 | 0.15176 | 0.19815 | 0.13209 | 0.097127 | 0.096194 | 0.13208 | 0.096194 | 0.096194
852 | 153828.3666 | 15484.038 | 5930.2869 | 66178.31 | 36944.0718 | 15240.7771 | 11639.6668 | 3005.788 | 5895.6757 | 7819.6104 | 26051.5777 | 8112.0076 | 9677.3595 | 4067.3469 | 7218.684 | n/a | 9381.6403 | 5062.7821 | 3188.4732 | 6986.0599 | 11299.6512 | 7149.0244 | 1912.571 | 3467.5953 | 8053.081 | 3715.8823 | 5034.6754 | 6984.9628 | 3644.5483 | 4001.0753 | 104.2877 | 69.3816 | 69.3816 | 111.974 | 141.109 | 80.3905 | 167.1084 | 108.8134 | 167.1084 | 98.628 | 121.1632 | 62.153 | 69.006 | 82.734 | 70.0329 | 164862.8009 | 9837.3861 | 4214.3147 | 67259.4689 | 29980.4224 | 13632.7979 | 5527.1204 | 5176.9855 | 4607.0092 | 4351.3938 | 23572.3659 | 5891.474 | 6990.0998 | 4606.0725 | 5824.1668 | 156405.9 | 17432.1264 | 7509.0968 | 67383.9422 | 36635.7823 | 23750.2491 | 12676.1449 | 7089.5565 | 8074.6045 | 12360.6748 | 25916.7481 | 9787.7494 | 12815.2626 | 8110.3207 | 9746.9421 | 78.25 | 78.25 | 78.25 | 81.5744 | 226.1831 | 81.5744 | 226.1831 | 226.1831 | 226.1831 | 81.5744 | 199.0779 | 81.5744 | 81.5744 | 78.25 | 78.25 | 0.04624 | 0.00035373 | 2.2709e-06 | 0.020638 | 0.053782 | 7.1928e-12 | 0.0020774 | 1.0356e-23 | 1.0131e-06 | 5.3924e-12 | 0.05225 | 1.4366e-05 | 1.0249e-07 | 7.3892e-22 | 2.6912e-08 | 0.04624 | 0.046594 | 0.046596 | 0.066878 | 0.12066 | 0.066878 | 0.12274 | 0.12066 | 0.12274 | 0.066878 | 0.09849 | 0.046255 | 0.066878 | 0.04624 | 0.04624
853 | 163990.9697 | 16658.4223 | 6351.0425 | 70239.1313 | 39056.1595 | 16298.2399 | 12598.9865 | 3142.2829 | 6474.0462 | 8359.1332 | 27626.3049 | 8532.1972 | 10315.6613 | 4338.9345 | 7496.7622 | n/a | 9025.5655 | 4817.5971 | 3770.1033 | 7977.348 | 11468.3554 | 10006.9157 | 2300.1513 | 4643.6654 | 7557.5101 | 4942.5876 | 6859.3825 | 9880.6906 | 3538.6976 | 5924.9868 | 63.9126 | 24.4957 | 24.4957 | 72.6049 | 107.4509 | 32.1632 | 138.5766 | 68.7874 | 138.5766 | 53.9967 | 86.4873 | 10.3297 | 22.9861 | 40.4809 | 25.2754 | 163573.5231 | 10457.4911 | 4080.6636 | 63523.8946 | 30059.1477 | 15679.6946 | 5750.4502 | 5004.8235 | 4463.6257 | 4313.1384 | 24556.0994 | 6060.705 | 5575.991 | 4619.3088 | 6047.7274 | 159632.0231 | 19365.0566 | 8898.2607 | 65923.6978 | 37888.2957 | 27133.9501 | 15729.0658 | 7304.9748 | 9107.2911 | 11870.6485 | 28256.087 | 12905.9875 | 14259.0816 | 8151.9064 | 11972.7142 | 237.3514 | 237.3514 | 237.3514 | 239.3359 | 239.4673 | 239.3359 | 239.4673 | 239.4673 | 239.4673 | 239.3359 | 237.3514 | 239.3359 | 239.3359 | 237.3514 | 237.3514 | 0.35029 | 8.7311e-05 | 1.4148e-08 | 0.28631 | 0.097967 | 1.0192e-13 | 9.8458e-06 | 3.5754e-23 | 3.5321e-07 | 2.8572e-09 | 0.017699 | 9.811e-11 | 1.0293e-08 | 1.3898e-19 | 1.2381e-12 | 0.35029 | 0.35038 | 0.35038 | 0.6366 | 0.73457 | 0.6366 | 0.73458 | 0.73457 | 0.73458 | 0.6366 | 0.36799 | 0.35029 | 0.6366 | 0.35029 | 0.35029
854 | 151321.2584 | 15406.0751 | 5654.2969 | 65194.8529 | 36309.7953 | 15268.922 | 11912.38 | 3015.4726 | 6122.7234 | 7790.9114 | 25908.642 | 8437.92 | 10012.6814 | 3957.7301 | 6891.4084 | n/a | 8706.6886 | 6708.4566 | 3976.1455 | 9498.1049 | 7026.5727 | 7163.0811 | 1972.4068 | 4150.9019 | 7587.841 | 4458.114 | 7923.7025 | 6730.9479 | 3715.4708 | 6694.1643 | 78.8444 | 40.8056 | 40.8056 | 87.2288 | 120.2361 | 49.7236 | 149.7105 | 83.6239 | 149.7105 | 70.3988 | 99.5083 | 29.0486 | 39.6948 | 55.9427 | 41.544 | 159171.5889 | 9853.0606 | 4266.9722 | 68908.6243 | 30494.8633 | 14691.2374 | 5112.3389 | 5030.6848 | 4061.0605 | 4555.12 | 19197.6418 | 6025.3897 | 6583.107 | 4587.696 | 6256.908 | 151287.6 | 18448.6492 | 10897.3287 | 68471.2809 | 38500.0682 | 21303.8212 | 12259.82 | 6922.4916 | 8211.9624 | 11883.261 | 23254.0558 | 13794.8033 | 11932.2549 | 7844.5668 | 12951.0724 | 170.77 | 170.77 | 170.77 | 170.77 | 170.77 | 170.77 | 170.77 | 170.77 | 170.77 | 170.77 | 228.3375 | 170.77 | 170.77 | 170.77 | 170.77 | 0.10221 | 2.2954e-05 | 3.5008e-17 | 0.0059073 | 0.0058936 | 4.8733e-09 | 0.015513 | 1.0349e-22 | 2.2639e-06 | 4.7007e-11 | 0.82627 | 8.4827e-13 | 1.9525e-05 | 1.2702e-21 | 1.3575e-17 | 0.10221 | 0.10223 | 0.10223 | 0.10812 | 0.11401 | 0.10812 | 0.12952 | 0.11401 | 0.12953 | 0.10812 | 0.92848 | 0.10221 | 0.10814 | 0.10221 | 0.10221
855 | 156287.3728 | 16048.1675 | 6013.907 | 67156.5724 | 37456.9962 | 16222.1236 | 12123.9458 | 3027.3611 | 5967.9255 | 8346.9024 | 26799.6742 | 8537.4664 | 10237.474 | 3982.1227 | 7468.7402 | n/a | 8184.7452 | 4672.0615 | 4091.5728 | 7921.787 | 9967.2176 | 8105.0585 | 2129.9093 | 4159.6385 | 9105.0822 | 3818.0372 | 6442.7768 | 8094.1911 | 4065.9828 | 4727.1366 | 78.5596 | 41.6879 | 41.6879 | 86.6862 | 118.6037 | 50.5212 | 147.1037 | 83.2018 | 147.1037 | 70.5129 | 98.45 | 30.5296 | 40.6543 | 56.3247 | 42.4019 | 168190.3556 | 10137.0183 | 4350.0709 | 70771.7545 | 30079.3439 | 14325.3471 | 5150.6336 | 5129.3818 | 4083.7937 | 4514.0786 | 24996.5424 | 5709.8545 | 6351.1395 | 4567.3003 | 6123.8595 | 157840.7 | 16763.4635 | 7740.7324 | 71025.7717 | 36893.2309 | 23158.0647 | 13191.1921 | 7259.2911 | 8204.8322 | 12642.4608 | 27990.2795 | 11994.8314 | 14238.6306 | 8124.3831 | 10799.8961 | 102.25 | 102.25 | 102.25 | 102.25 | 233.4182 | 102.25 | 233.4182 | 233.4182 | 233.4182 | 102.25 | 102.25 | 102.25 | 102.25 | 102.25 | 102.25 | 0.063802 | 0.0078512 | 1.0332e-06 | 0.0043628 | 0.066746 | 1.3391e-09 | 0.0021497 | 2.4659e-24 | 8.732e-07 | 7.1227e-11 | 0.0076634 | 6.4392e-09 | 7.3337e-09 | 9.0483e-23 | 5.5835e-10 | 0.063802 | 0.071653 | 0.071654 | 0.068165 | 0.13491 | 0.068165 | 0.13706 | 0.13491 | 0.13706 | 0.068165 | 0.071465 | 0.063802 | 0.068165 | 0.063802 | 0.063802
856 | 154335.7131 | 15665.4685 | 5930.8085 | 66392.7283 | 36874.4973 | 15688.1153 | 11556.523 | 3044.6939 | 5978.6537 | 8193.5946 | 26032.9663 | 8434.9187 | 9665.9009 | 4214.7446 | 7157.0505 | n/a | 9837.8877 | 5733.9129 | 3159.3532 | 9485.1556 | 9574.5905 | 10685.5343 | 2025.7498 | 5091.5485 | 7630.3217 | 2879.0083 | 7082.984 | 8158.5665 | 3266.0723 | 3000.0369 | 117.4224 | 82.9475 | 82.9475 | 125.0104 | 153.2644 | 95.0963 | 178.4694 | 121.9554 | 178.4694 | 112.7767 | 133.1471 | 77.416 | 82.8673 | 95.892 | 83.5789 | 163388.0474 | 9268.734 | 4236.6533 | 67104.824 | 29113.5963 | 15265.7231 | 5158.65 | 5022.5162 | 4141.3547 | 4979.4931 | 26548.772 | 5714.0875 | 7378.6626 | 4596.6266 | 5763.9791 | 155149.5 | 18532.9217 | 9897.8662 | 66603.9772 | 36427.2519 | 24617.3136 | 15657.7843 | 7000.9659 | 9173.0032 | 12425.3148 | 29088.3803 | 12758.5715 | 15213.429 | 7769.8514 | 8596.516 | 151.58 | 151.58 | 151.58 | 166.986 | 240.2931 | 166.986 | 240.2931 | 240.2931 | 240.2931 | 166.986 | 151.58 | 166.986 | 166.986 | 151.58 | 151.58 | 0.079076 | 3.9837e-05 | 5.8911e-13 | 0.033904 | 0.060752 | 4.665e-12 | 2.7607e-07 | 9.0264e-23 | 9.487e-09 | 6.6295e-11 | 0.0004555 | 9.8232e-11 | 5.197e-12 | 6.91e-19 | 1.1227e-05 | 0.079076 | 0.079116 | 0.079116 | 0.11298 | 0.17373 | 0.11298 | 0.17373 | 0.17373 | 0.17373 | 0.11298 | 0.079531 | 0.079076 | 0.11298 | 0.079076 | 0.079087
857 | 152018.2434 | 15321.5028 | 5846.3739 | 65442.6554 | 36380.919 | 15459.4854 | 11656.5753 | 2991.1596 | 5903.8557 | 7989.2388 | 25865.3149 | 7850.373 | 9741.1584 | 4001.9288 | 6815.0603 | n/a | 8058.6277 | 4694.6877 | 4869.6411 | 7727.7907 | 7560.9362 | 7797.0525 | 1811.8609 | 4268.4042 | 8005.5242 | 3488.5516 | 7521.4996 | 8075.514 | 3765.6202 | 4851.3341 | 110.0056 | 76.5891 | 76.5891 | 117.3615 | 144.8858 | 88.0278 | 169.442 | 114.3827 | 169.442 | 105.2531 | 125.4966 | 70.8026 | 76.4346 | 89.2005 | 77.2043 | 162187.2125 | 9885.7714 | 4205.4597 | 67681.2652 | 30114.9842 | 12886.1838 | 5166.3594 | 5202.1981 | 4472.9031 | 3909.6237 | 23303.2226 | 5851.6975 | 7331.6194 | 4598.913 | 5904.9461 | 155456.2 | 17826.5991 | 8900.1473 | 69841.0181 | 37423.6867 | 19508.72 | 12822.7236 | 7014.0589 | 8481.7073 | 11085.5478 | 25865.3742 | 13264.397 | 14475.7334 | 8301.2332 | 10750.9802 | 73.0061 | 73.0061 | 73.0061 | 73.0061 | 83.232 | 73.0061 | 83.232 | 83.232 | 83.232 | 73.0061 | 171.858 | 73.0061 | 73.0061 | 73.0061 | 73.0061 | 0.030696 | 8.3967e-05 | 1.4698e-10 | 0.0029386 | 0.016335 | 1.0042e-06 | 0.0014361 | 1.709e-23 | 1.5128e-07 | 1.0172e-08 | 0.042762 | 1.0085e-13 | 1.689e-10 | 1.9214e-23 | 2.7274e-12 | 0.030696 | 0.03078 | 0.03078 | 0.033635 | 0.04997 | 0.033636 | 0.051406 | 0.04997 | 0.051406 | 0.033636 | 0.073459 | 0.030697 | 0.033635 | 0.030696 | 0.030696
858 | 150922.8018 | 15485.1261 | 5711.3154 | 65040.7626 | 36273.182 | 15331.8039 | 11119.8588 | 2882.7003 | 5723.0812 | 7936.6126 | 25595.4555 | 8174.546 | 9507.8033 | 3895.5748 | 6704.3737 | n/a | 10057.067 | 6629.6573 | 4485.1988 | 6465.4835 | 11909.0518 | 7478.1833 | 1695.8967 | 5190.0349 | 8376.7213 | 4007.9051 | 5938.2933 | 6570.5439 | 3677.0601 | 4044.175 | 132.0242 | 100.3291 | 100.3291 | 138.9946 | 164.1006 | 113.6278 | 186.4836 | 136.297 | 186.4836 | 129.3287 | 144.9083 | 97.927 | 100.7407 | 111.8244 | 100.8899 | 164925.522 | 10153.2376 | 4274.3874 | 67125.0753 | 30373.926 | 14571.0239 | 4908.8554 | 5152.3898 | 4102.9191 | 4121.6956 | 26122.3044 | 6021.759 | 6539.6468 | 4613.6853 | 6152.3677 | 154397.2 | 19957.0046 | 10827.8447 | 68003.3741 | 36238.3095 | 26020.2757 | 12359.6388 | 6842.0864 | 9265.554 | 12470.9169 | 28530.5095 | 11527.7523 | 11233.1907 | 8218.3454 | 9904.7427 | 86.8289 | 86.8289 | 86.8289 | 86.8289 | 203.4183 | 86.8289 | 203.4183 | 203.4183 | 203.4183 | 86.8289 | 86.8289 | 86.8289 | 86.8289 | 86.8289 | 86.8289 | 0.02952 | 7.0468e-07 | 1.1425e-16 | 0.0071708 | 0.042402 | 2.8024e-14 | 0.00097773 | 6.015e-24 | 8.593e-10 | 7.7875e-12 | 0.00050559 | 5.2533e-09 | 2.9295e-05 | 3.853e-24 | 1.5709e-10 | 0.02952 | 0.02952 | 0.02952 | 0.03669 | 0.079092 | 0.03669 | 0.08007 | 0.079092 | 0.08007 | 0.03669 | 0.030025 | 0.02952 | 0.03672 | 0.02952 | 0.02952
859 | 153984.2049 | 15447.023 | 5869.454 | 66215.551 | 36823.8079 | 15193.167 | 11809.9233 | 2966.581 | 5646.7186 | 8067.959 | 26231.54 | 8168.9861 | 10105.1737 | 4002.7359 | 6896.7939 | n/a | 7076.5005 | 6223.6754 | 3989.0033 | 9882.7763 | 12298.7314 | 9563.9073 | 2397.0004 | 3794.4782 | 7579.1732 | 3516.6699 | 6407.1594 | 5582.5341 | 3092.4176 | 4617.8241 | 104.5304 | 68.5778 | 68.5778 | 112.4478 | 142.5605 | 79.6616 | 169.4339 | 109.1791 | 169.4339 | 98.5123 | 122.1002 | 60.811 | 68.1328 | 82.3791 | 69.251 | 167047.5108 | 10163.1177 | 4131.1791 | 68885.4341 | 31754.7865 | 13424.4405 | 5173.3808 | 5193.7761 | 4436.1428 | 3945.3475 | 26120.4025 | 6086.9617 | 6872.0171 | 4558.4211 | 6239.5093 | 156470.2 | 17040.1183 | 10354.8545 | 70259.3266 | 40863.2521 | 25140.6719 | 14442.1773 | 7590.7764 | 8064.1102 | 10952.4207 | 27848.1724 | 12483.721 | 11514.1512 | 7537.9387 | 10833.1335 | 82.0564 | 82.0564 | 82.0564 | 82.0564 | 82.0564 | 82.0564 | 82.0564 | 82.0564 | 82.0564 | 82.0564 | 82.0564 | 82.0564 | 82.0564 | 82.0564 | 82.0564 | 0.047775 | 0.00084044 | 1.627e-14 | 0.0037841 | 0.001202 | 1.5263e-13 | 2.3221e-05 | 6.8916e-27 | 1.927e-07 | 3.2871e-08 | 0.0039381 | 5.3583e-11 | 0.00015487 | 1.1371e-19 | 3.5888e-12 | 0.047775 | 0.048616 | 0.048616 | 0.051559 | 0.052762 | 0.051559 | 0.052785 | 0.052762 | 0.052785 | 0.05156 | 0.051713 | 0.047775 | 0.051714 | 0.047775 | 0.047775
860 | 157554.488 | 15934.9705 | 6099.137 | 67641.0495 | 37565.7214 | 15762.1195 | 11964.2076 | 3136.058 | 6009.597 | 8109.7982 | 26515.3942 | 8280.1683 | 10067.6804 | 4040.1476 | 7145.6577 | n/a | 7830.4867 | 6372.7261 | 3806.367 | 9030.9294 | 11436.1242 | 6601.4648 | 2249.1331 | 4100.5668 | 6450.121 | 4894.1799 | 5340.9569 | 8519.0898 | 2773.8035 | 5590.2569 | 88.1575 | 50.2659 | 50.2659 | 96.5071 | 129.0392 | 60.0003 | 158.084 | 92.9606 | 158.084 | 80.3741 | 108.113 | 39.6265 | 49.3533 | 65.1824 | 50.9935 | 168266.1595 | 9791.3549 | 4147.539 | 68976.6018 | 30054.7846 | 14099.9899 | 4917.0528 | 5148.4504 | 4273.63 | 3706.193 | 26257.6768 | 6102.0409 | 6675.0475 | 4752.0235 | 6094.893 | 159163.8 | 15981.6 | 10470.4651 | 70685.6548 | 37600.7 | 25419.1141 | 11604.3017 | 7347.6836 | 8374.1967 | 10091.314 | 28712.0527 | 11390.9978 | 15004.6373 | 7388.5271 | 11685.1499 | 108.4 | 136.73 | 136.73 | 108.4 | 182.39 | 108.4 | 243.598 | 182.39 | 243.598 | 108.4 | 108.4 | 108.4 | 108.4 | 108.4 | 108.4 | 0.062915 | 0.038465 | 9.7275e-14 | 0.0073317 | 0.039895 | 8.1992e-13 | 0.10648 | 1.8361e-23 | 5.1456e-07 | 2.7298e-06 | 0.0017327 | 2.0083e-08 | 1.4223e-10 | 1.3488e-18 | 2.6361e-13 | 0.062915 | 0.10138 | 0.10138 | 0.070247 | 0.11014 | 0.070247 | 0.21662 | 0.11014 | 0.21662 | 0.07025 | 0.064648 | 0.062915 | 0.070247 | 0.062915 | 0.062915
861 | 152490.2867 | 15538.04 | 5617.3404 | 65648.9468 | 36476.6668 | 15085.7319 | 11727.7683 | 2945.0725 | 5899.1002 | 7786.2776 | 25849.5819 | 7868.2885 | 9866.8382 | 4127.0565 | 7024.788 | n/a | 6940.5791 | 4998.6459 | 4287.7221 | 8095.2097 | 10730.7942 | 9715.33 | 1701.1604 | 5957.3801 | 10227.4754 | 4350.0834 | 7141.5755 | 6901.5274 | 3010.8898 | 4419.4695 | 117.7476 | 83.1327 | 83.1327 | 125.3664 | 153.7405 | 95.3175 | 179.0529 | 122.2983 | 179.0529 | 113.0732 | 133.546 | 77.5619 | 83.0492 | 96.1323 | 83.7669 | 159760.0316 | 10797.7925 | 4295.0061 | 66020.0193 | 30014.241 | 14068.106 | 5450.293 | 4967.8529 | 4257.6609 | 4164.624 | 23995.5714 | 5944.2007 | 6357.0905 | 4733.56 | 6144.6061 | 153353.2316 | 17423.9716 | 9293.652 | 67649.3414 | 36920.3507 | 24686.7002 | 14250.323 | 6580.9133 | 9340.441 | 14321.4994 | 27495.6548 | 13044.1762 | 13184.418 | 7744.4498 | 10564.0756 | 149.9578 | 149.9578 | 149.9578 | 149.9578 | 149.9578 | 149.9578 | 149.9578 | 149.9578 | 149.9578 | 149.9578 | 149.9578 | 149.9578 | 149.9578 | 149.9578 | 149.9578 | 0.077614 | 0.00041899 | 1.0145e-12 | 0.013771 | 0.027787 | 3.1727e-13 | 3.0166e-05 | 9.659e-22 | 2.3591e-09 | 2.2213e-16 | 0.0036378 | 3.4756e-13 | 6.3758e-08 | 1.5411e-19 | 5.3819e-11 | 0.077614 | 0.078033 | 0.078033 | 0.091385 | 0.11917 | 0.091385 | 0.1192 | 0.11917 | 0.1192 | 0.091385 | 0.081252 | 0.077614 | 0.091385 | 0.077614 | 0.077614
862 | 150214.0501 | 15171.7194 | 5921.0587 | 64724.9038 | 36025.5654 | 14958.5391 | 11390.7541 | 3016.9917 | 5860.0149 | 7731.196 | 25501.2806 | 7617.2581 | 9720.5677 | 3942.049 | 7062.3676 | n/a | 11055.6778 | 5942.0498 | 3799.0174 | 7505.1389 | 11989.7631 | 7017.7307 | 2101.4521 | 3279.9841 | 8192.0634 | 4024.5828 | 7461.3048 | 7142.8897 | 3732.8402 | 4403.8674 | 130.466 | 96.5946 | 96.5946 | 137.9176 | 165.1313 | 109.8665 | 189.3998 | 134.9857 | 189.3998 | 126.89 | 144.9289 | 92.8432 | 96.8202 | 109.0581 | 97.2025 | 162745.525 | 9967.744 | 4115.7502 | 69245.1115 | 31068.4661 | 14144.5567 | 5010.6769 | 5048.8058 | 4249.3407 | 4423.0806 | 21718.848 | 5773.6781 | 5643.1659 | 4724.5914 | 6214.0699 | 154313 | 20753.8218 | 9999.5 | 71010.3038 | 37235.6 | 25681.3998 | 11730.6076 | 7063.4579 | 7512.2248 | 12322.3441 | 24141.1308 | 13074.863 | 12673.1556 | 8412.3316 | 10563.1374 | 77.59 | 77.59 | 77.59 | 77.59 | 82.87 | 77.59 | 105.526 | 82.87 | 105.526 | 77.59 | 232.105 | 77.59 | 77.59 | 77.59 | 77.59 | 0.019392 | 3.4395e-08 | 2.7829e-13 | 0.00085766 | 0.013939 | 1.2755e-14 | 0.015168 | 1.9568e-23 | 1.216e-05 | 3.2308e-12 | 0.20258 | 3.5554e-14 | 2.3089e-07 | 1.2747e-24 | 7.4797e-11 | 0.019392 | 0.019392 | 0.019392 | 0.02025 | 0.034189 | 0.02025 | 0.049357 | 0.034189 | 0.04937 | 0.02025 | 0.22197 | 0.019392 | 0.02025 | 0.019392 | 0.019392
863 | 153718.5788 | 15542.8678 | 5763.2762 | 66149.1162 | 36755.9369 | 15285.0114 | 11723.161 | 2951.0366 | 5763.4264 | 7862.8261 | 26213.7841 | 8026.1925 | 9747.5152 | 4088.6643 | 7203.8339 | n/a | 9227.3694 | 6186.3364 | 4894.2932 | 9098.6216 | 10494.1342 | 4915.0296 | 2110.3452 | 5967.4577 | 9002.0084 | 4409.271 | 6060.1739 | 6404.6231 | 2477.2209 | 5336.354 | 151.7939 | 119.1003 | 119.1003 | 158.9802 | 184.3129 | 134.1989 | 206.889 | 156.2696 | 206.889 | 150.0352 | 164.0639 | 118.3627 | 119.8395 | 130.6946 | 119.6659 | 165161.9712 | 11324.6996 | 4217.6594 | 67301.3328 | 32663.0635 | 14145.2076 | 5295.7491 | 5010.8774 | 4353.9877 | 4469.3622 | 25201.6748 | 5909.1205 | 6311.0857 | 4595.805 | 6079.355 | 155674.9 | 20336.369 | 10339.5959 | 69499.026 | 40714.9851 | 24123.6418 | 10169.0787 | 7121.2226 | 10321.4454 | 13116.4706 | 27734.5747 | 11808.4944 | 11924.5087 | 6898.3258 | 11232.9091 | 133.48 | 133.48 | 133.48 | 133.48 | 133.48 | 133.48 | 310.3335 | 133.48 | 310.3335 | 133.48 | 133.48 | 133.48 | 133.48 | 133.48 | 133.48 | 0.055988 | 3.3333e-07 | 5.2855e-15 | 0.0058142 | 0.0012813 | 3.2445e-12 | 1.333 | 1.4132e-24 | 6.5679e-12 | 1.7746e-13 | 0.0045293 | 4.8989e-10 | 5.5794e-06 | 8.4088e-16 | 5.7045e-12 | 0.055988 | 0.055989 | 0.055989 | 0.061803 | 0.063084 | 0.061803 | 1.3961 | 0.063084 | 1.3961 | 0.061803 | 0.060518 | 0.055988 | 0.061808 | 0.055988 | 0.055988
864 | 151286.0322 | 15344.8494 | 5906.8402 | 65161.7303 | 36277.5411 | 15273.2489 | 11543.0043 | 3122.9027 | 6017.0239 | 7740.1705 | 25890.1208 | 7946.9281 | 9731.853 | 3931.3317 | 6930.328 | n/a | 8910.337 | 6716.2565 | 4771.0411 | 10181.0568 | 11178.9975 | 8306.0568 | 1843.7111 | 3076.4215 | 5991.0554 | 3210.2564 | 4990.9598 | 7405.4735 | 2843.936 | 5956.2095 | 128.7575 | 96.7462 | 96.7462 | 135.7986 | 161.3207 | 109.772 | 184.0775 | 133.0529 | 184.0775 | 125.735 | 142.0697 | 93.809 | 97.0694 | 108.4333 | 97.3163 | 166756.0513 | 9733.5776 | 4075.2677 | 67852.8341 | 31437.3955 | 13759.1223 | 5344.4334 | 5083.5349 | 4059.3241 | 4530.4431 | 26148.5682 | 5761.6901 | 7005.1239 | 4581.6326 | 6069.0467 | 151828 | 17450.0146 | 10650.5242 | 64921.8 | 37629.5771 | 23623.7198 | 12936.0903 | 6927.246 | 6589.2456 | 10134.4985 | 28425.8247 | 10640.7499 | 13326.1974 | 6900.0686 | 11513.1562 | 161.8 | 161.8 | 161.8 | 200.52 | 200.52 | 200.52 | 200.52 | 200.52 | 200.52 | 200.52 | 161.8 | 200.52 | 200.52 | 161.8 | 161.8 | 0.085604 | 0.00022915 | 3.7611e-15 | 0.042528 | 0.012381 | 1.1434e-11 | 0.00071804 | 1.7554e-21 | 0.00756 | 2.1571e-07 | 0.00096601 | 8.3676e-08 | 1.7183e-08 | 3.8303e-17 | 9.2092e-14 | 0.085604 | 0.085833 | 0.085833 | 0.12813 | 0.14051 | 0.12813 | 0.14123 | 0.14051 | 0.14879 | 0.12813 | 0.08657 | 0.085604 | 0.12813 | 0.085604 | 0.085604
865 | 154842.6312 | 15580.4456 | 5847.2517 | 66564.1999 | 37013.9318 | 15773.1002 | 11759.6394 | 2932.1697 | 6223.9949 | 8068.2772 | 26134.0471 | 8263.8929 | 9984.8404 | 3980.0672 | 7097.996 | n/a | 10262.9653 | 4875.4274 | 3590.281 | 8110.0161 | 10859.6185 | 11057.3463 | 1542.1149 | 4711.888 | 7809.4168 | 4403.6124 | 5887.1724 | 5729.4731 | 2598.5385 | 4873.8594 | 173.1716 | 142.6649 | 142.6649 | 179.8698 | 202.3688 | 159.543 | 222.4004 | 177.486 | 222.4004 | 173.5944 | 182.5609 | 145.4916 | 143.9902 | 152.9525 | 143.1667 | 168808.372 | 10713.7108 | 4290.7653 | 68328.6025 | 32244.4509 | 13597.1627 | 5493.4689 | 5255.9931 | 4510.428 | 4157.3572 | 25273.0696 | 5709.5949 | 6858.9639 | 4542.3532 | 5919.7733 | 158575.5 | 20518.6697 | 9101.7927 | 68208.8 | 39446.6671 | 23769.0812 | 16535.1152 | 6776.8081 | 9222.316 | 11445.6739 | 27964.7909 | 11430.1673 | 11888.3535 | 7113.1918 | 10751.6326 | 111.1159 | 111.1159 | 111.1159 | 113.82 | 113.82 | 113.82 | 113.82 | 113.82 | 113.82 | 113.82 | 111.1159 | 113.82 | 113.82 | 111.1159 | 111.1159 | 0.026511 | 2.4058e-07 | 4.0452e-11 | 0.016658 | 0.0049525 | 5.6109e-11 | 4.9473e-08 | 5.8655e-23 | 4.2111e-08 | 3.0271e-09 | 0.0028426 | 1.5035e-08 | 2.0373e-05 | 8.923e-18 | 3.4606e-11 | 0.026511 | 0.026511 | 0.026511 | 0.043169 | 0.048121 | 0.043169 | 0.048121 | 0.048121 | 0.048121 | 0.043169 | 0.029354 | 0.026511 | 0.043189 | 0.026511 | 0.026511
866 | 150390.1312 | 15283.6106 | 5730.8904 | 64804.0011 | 36075.1482 | 15358.6229 | 11544.4624 | 3081.481 | 5710.9728 | 7993.3024 | 25626.7887 | 7991.273 | 9660.9794 | 3935.0902 | 6983.9986 | n/a | 13010.4673 | 5302.3126 | 3296.7139 | 10942.4654 | 10078.6269 | 6657.8177 | 1439.9242 | 4280.031 | 5555.8183 | 3748.8145 | 6374.1714 | 7074.9276 | 4357.1752 | 4029.6215 | 194.4372 | 167.8539 | 167.8539 | 200.2636 | 218.2957 | 186.4128 | 234.3229 | 198.3873 | 234.3229 | 197.6553 | 199.7744 | 175.1705 | 169.8864 | 176.0849 | 168.2554 | 162272.2613 | 10579.6483 | 4368.8294 | 65411.5246 | 31183.0891 | 13850.2103 | 5029.7876 | 5128.1876 | 4252.3013 | 4276.0504 | 25791.176 | 5905.9937 | 5859.3708 | 4538.5816 | 6073.048 | 151429.7 | 23389.0157 | 9642.342 | 64915.4 | 39495.3028 | 23188.2372 | 11854.6535 | 6225.3118 | 8509.0323 | 9132.3687 | 27864.7678 | 12239.0651 | 12720.5984 | 8685.1568 | 9721.4695 | 198.73 | 198.73 | 198.73 | 233.42 | 233.42 | 233.42 | 233.42 | 233.42 | 233.42 | 233.42 | 198.73 | 233.42 | 233.42 | 198.73 | 198.73 | 0.073388 | 7.0021e-11 | 3.5257e-13 | 0.035582 | 0.0019415 | 5.0072e-11 | 0.016757 | 2.438e-18 | 3.3366e-08 | 0.00014554 | 0.0014566 | 4.7007e-11 | 1.3823e-07 | 4.5968e-26 | 4.9741e-09 | 0.073388 | 0.073388 | 0.073388 | 0.10897 | 0.11091 | 0.10897 | 0.12767 | 0.11091 | 0.12767 | 0.10912 | 0.074844 | 0.073388 | 0.10897 | 0.073388 | 0.073388
867 | 153959.2955 | 15836.068 | 5930.3575 | 66234.8214 | 36995.9042 | 15519.571 | 11791.1681 | 2924.9444 | 6342.8715 | 7887.7183 | 26235.8361 | 8029.1125 | 9863.7993 | 3975.4619 | 7300.1167 | n/a | 9916.356 | 5659.79 | 4221.8589 | 9749.639 | 10486.9393 | 9108.5234 | 2414.438 | 4744.8 | 7252.3734 | 3459.6188 | 7427.3665 | 7916.3453 | 3825.4379 | 3382.635 | 224.7822 | 201.8044 | 201.8044 | 229.805 | 243.342 | 222.8637 | 255.3348 | 228.4448 | 255.3348 | 231.2763 | 225.6899 | 214.4513 | 204.7045 | 207.9635 | 202.1049 | 167442.2448 | 10200.0206 | 4470.4026 | 69537.0051 | 31728.0363 | 13864.776 | 5811.6488 | 5205.1461 | 4374.8157 | 4479.0483 | 25318.3506 | 5626.7875 | 7059.9585 | 4673.0687 | 6124.6542 | 156820.3 | 19800.2652 | 10072.2927 | 69403.964 | 38843.2753 | 23874.7153 | 14821.9722 | 7191.0841 | 9050.9156 | 11599.1217 | 26434.5 | 12709.454 | 14018.6037 | 7940.1449 | 9507.2892 | 162.5466 | 162.5466 | 162.5466 | 162.5466 | 162.5466 | 162.5466 | 162.5466 | 162.5466 | 162.5466 | 162.5466 | 226.56 | 162.5466 | 162.5466 | 162.5466 | 162.5466 | 0.042515 | 3.057e-06 | 1.9366e-13 | 0.0065235 | 0.0082346 | 1.5981e-11 | 7.3761e-06 | 2.6873e-25 | 1.9916e-07 | 3.9853e-10 | 0.031903 | 6.3849e-12 | 2.2013e-09 | 6.3655e-22 | 1.8686e-07 | 0.042515 | 0.042519 | 0.042519 | 0.049039 | 0.057274 | 0.049039 | 0.057281 | 0.057274 | 0.057281 | 0.049039 | 0.074419 | 0.042515 | 0.049039 | 0.042515 | 0.042516
868 | 151933.5587 | 15326.2707 | 5711.1739 | 65435.321 | 36380.9185 | 15405.8374 | 11673.1424 | 2983.4289 | 5736.6745 | 7966.1685 | 26016.1905 | 8137.0512 | 9845.7314 | 3914.6135 | 6950.1168 | n/a | 10606.6747 | 5648.4526 | 4381.4355 | 7089.351 | 10709.8176 | 6690.024 | 1916.1988 | 3733.2306 | 7342.0964 | 3643.3646 | 7446.7317 | 7553.9648 | 3032.2578 | 3713.8653 | 216.923 | 191.294 | 191.294 | 222.5333 | 238.8533 | 211.7935 | 253.3385 | 220.8603 | 253.3385 | 221.9543 | 220.1434 | 201.6327 | 193.8475 | 198.7331 | 191.6569 | 167233.0664 | 10866.0141 | 4425.1481 | 66543.9266 | 29361.2184 | 15294.2769 | 5598.2425 | 5236.3363 | 4341.3437 | 4463.1579 | 24557.3103 | 6073.6574 | 7385.1534 | 4521.3157 | 6301.984 | 158162.6 | 20157.0121 | 10073.6007 | 66940.9 | 35134.5694 | 25718.0944 | 12206.0666 | 7152.535 | 7992.3743 | 11664.4542 | 27798.1749 | 13375.1892 | 14867.8182 | 7432.7735 | 9989.8493 | 85.1472 | 85.1472 | 85.1472 | 146.3921 | 358.28 | 146.3921 | 358.28 | 358.28 | 358.28 | 146.3921 | 85.1472 | 146.3921 | 146.3921 | 85.1472 | 85.1472 | 0.0050844 | 2.5726e-07 | 1.6488e-14 | 0.017618 | 0.10932 | 8.5028e-14 | 0.0089183 | 2.509e-24 | 5.1843e-07 | 5.0929e-10 | 0.0030192 | 6.0067e-13 | 6.5178e-11 | 5.6144e-20 | 7.9231e-10 | 0.0050844 | 0.0050846 | 0.0050846 | 0.022703 | 0.13202 | 0.022703 | 0.14094 | 0.13202 | 0.14094 | 0.022703 | 0.0081035 | 0.0050844 | 0.022703 | 0.0050844 | 0.0050844
869 | 150730.6215 | 15194.7574 | 5694.0277 | 64942.456 | 36130.2647 | 15263.0551 | 11564.2857 | 2921.9524 | 5834.9651 | 7943.5134 | 25744.4411 | 7961.6982 | 9456.2302 | 4082.1955 | 7138.367 | n/a | 11808.9894 | 5502.5189 | 4937.9562 | 9809.3491 | 8184.8743 | 8429.2457 | 2285.5422 | 4126.904 | 5314.0463 | 4404.5786 | 7051.3103 | 9050.8053 | 3863.8375 | 4889.6518 | 165.6882 | 134.8553 | 134.8553 | 172.4601 | 195.5369 | 151.088 | 216.0888 | 170.0078 | 216.0888 | 165.5045 | 175.7877 | 136.6717 | 136.0066 | 145.4101 | 135.3702 | 166999.6837 | 9849.5471 | 4216.3062 | 71950.9057 | 29376.0487 | 14834.6873 | 5133.1688 | 5096.0927 | 4200.1351 | 4254.674 | 22002.6105 | 6114.5438 | 7757.5937 | 4575.2293 | 6006.5928 | 153665.2 | 20115.2365 | 9712.7251 | 72127.2229 | 36998.1588 | 22071.8615 | 12740.6755 | 7381.6349 | 7650.3391 | 8896.6203 | 26070.5891 | 12890.254 | 16636.899 | 7847.2668 | 9691.5999 | 117.6491 | 117.6491 | 117.6491 | 117.6491 | 125.7145 | 117.6491 | 125.7145 | 125.7145 | 125.7145 | 117.6491 | 151.7141 | 117.6491 | 117.6491 | 117.6491 | 117.6491 | 0.040767 | 1.8506e-07 | 1.4686e-13 | 0.00049139 | 0.018968 | 6.3838e-10 | 0.0013572 | 2.2602e-26 | 5.3167e-06 | 0.0003506 | 0.026192 | 1.5691e-12 | 3.3572e-15 | 1.9216e-20 | 1.9916e-08 | 0.040767 | 0.040767 | 0.040767 | 0.041259 | 0.060227 | 0.041259 | 0.061584 | 0.060227 | 0.061589 | 0.041609 | 0.06696 | 0.040767 | 0.041259 | 0.040767 | 0.040767
870 | 158687.5141 | 15808.8723 | 5970.3822 | 68079.3796 | 37872.0133 | 15861.9989 | 11946.6643 | 3121.955 | 6159.7482 | 8126.0349 | 26829.8968 | 8313.1799 | 10148.9366 | 4100.5698 | 7223.1717 | n/a | 12519.2678 | 6574.0985 | 3759.2818 | 9164.6476 | 10878.9162 | 7748.3834 | 2396.759 | 4113.3851 | 7836.503 | 3651.3134 | 5314.8912 | 7786.9146 | 3349.0379 | 5795.2666 | 151.712 | 121.5404 | 121.5404 | 158.3412 | 181.2996 | 136.5029 | 201.7527 | 155.8933 | 201.7527 | 150.85 | 162.2758 | 122.1559 | 122.4569 | 132.0445 | 122.0528 | 163402.2999 | 8318.0423 | 4273.4371 | 68342.9597 | 30196.6403 | 14366.0164 | 5085.8292 | 5081.7233 | 3994.64 | 4281.366 | 24811.576 | 5889.5008 | 6618.6732 | 4608.4834 | 6033.5095 | 158739.5 | 20500.0101 | 10824.6356 | 70534.2415 | 38865.9879 | 24632.3326 | 12834.2126 | 7360.0823 | 8108.0251 | 11505.2691 | 28222.2895 | 11204.392 | 14086.2878 | 7877.5213 | 11290.5761 | 185.81 | 185.81 | 185.81 | 185.81 | 185.81 | 185.81 | 185.81 | 185.81 | 185.81 | 185.81 | 185.81 | 185.81 | 185.81 | 185.81 | 185.81 | 0.099853 | 5.2019e-07 | 2.5834e-15 | 0.011451 | 0.017657 | 8.9329e-12 | 0.0034093 | 1.0785e-23 | 4.5914e-06 | 3.3701e-09 | 0.0057392 | 5.9416e-08 | 8.219e-09 | 2.0326e-20 | 4.8897e-12 | 0.099853 | 0.099853 | 0.099853 | 0.1113 | 0.12896 | 0.1113 | 0.13237 | 0.12896 | 0.13237 | 0.1113 | 0.10559 | 0.099853 | 0.1113 | 0.099853 | 0.099853
871 | 158504.8798 | 15756.2279 | 5830.5892 | 68046.2775 | 37802.5367 | 15839.0746 | 12060.03 | 3134.5584 | 6096.1359 | 8024.1297 | 26656.9348 | 8231.5741 | 9783.3248 | 4139.2661 | 7346.9739 | n/a | 9717.2585 | 6923.9142 | 3966.053 | 10442.2932 | 7127.9812 | 5830.5235 | 2004.1251 | 4308.374 | 7637.3805 | 4855.4622 | 8117.1789 | 6862.2838 | 3248.5806 | 4173.4119 | 175.4823 | 146.7079 | 146.7079 | 181.7972 | 202.5797 | 163.7019 | 221.0755 | 179.6048 | 221.0755 | 176.676 | 183.5449 | 150.7279 | 148.2027 | 156.2067 | 147.1712 | 165949.45 | 10993.8003 | 4470.3607 | 68302.291 | 30279.3418 | 14727.6726 | 4539.0059 | 5049.4814 | 3940.9103 | 4554.3852 | 25060.953 | 5752.7616 | 6151.9327 | 4690.0692 | 5844.3215 | 160468.15 | 20691.2588 | 11394.2749 | 71218.4439 | 40343.1349 | 21462.2539 | 10202.8294 | 7053.6065 | 8207.9844 | 12053.4658 | 29198.8152 | 13614.8405 | 12940.1166 | 7740.0498 | 9717.0334 | 152.8201 | 152.8201 | 152.8201 | 152.8201 | 152.8201 | 152.8201 | 331.6133 | 152.8201 | 331.6133 | 152.8201 | 152.8201 | 152.8201 | 152.8201 | 152.8201 | 152.8201 | 0.056778 | 2.7747e-07 | 1.2683e-17 | 0.0068623 | 0.0047217 | 2.432e-08 | 2.2613 | 5.4372e-22 | 1.9536e-06 | 1.1594e-10 | 0.0010677 | 4.0348e-13 | 1.0911e-07 | 2.0801e-19 | 8.2376e-08 | 0.056778 | 0.056778 | 0.056778 | 0.06364 | 0.068362 | 0.06364 | 2.3297 | 0.068362 | 2.3297 | 0.06364 | 0.057845 | 0.056778 | 0.06364 | 0.056778 | 0.056778
872 | 152260.2269 | 15470.0903 | 6119.23 | 65553.8824 | 36383.7233 | 15262.9398 | 11417.1392 | 2945.4682 | 5863.799 | 8005.2371 | 26056.1934 | 8362.6373 | 9818.0918 | 3981.9107 | 6920.0778 | n/a | 8134.4181 | 5005.4977 | 3655.7956 | 10230.286 | 10357.8942 | 9569.9819 | 2002.9703 | 4355.7877 | 5391.293 | 4001.2062 | 7008.9197 | 8319.2637 | 3242.4303 | 6253.1635 | 192.1297 | 165.5754 | 165.5754 | 197.9503 | 216.0385 | 183.9288 | 232.1169 | 196.0663 | 232.1169 | 195.2072 | 197.598 | 172.6504 | 167.5634 | 173.8327 | 165.9782 | 166112.6178 | 10676.5111 | 4197.8171 | 68391.0793 | 27750.6416 | 14456.7447 | 5183.113 | 5436.3691 | 4055.5295 | 4819.0349 | 24228.0465 | 5791.2781 | 6929.4522 | 4587.8498 | 6231.3351 | 156145.8 | 18482.3292 | 9203.3148 | 70595.9473 | 37320.3 | 24623.1389 | 14576.9673 | 7439.3394 | 8377.9896 | 10159.0279 | 26916.6527 | 12659.9978 | 15121.5159 | 7633.98 | 11570.4195 | 119.2787 | 119.2787 | 119.2787 | 119.2787 | 133.414 | 119.2787 | 133.414 | 133.414 | 133.414 | 119.2787 | 119.2787 | 119.2787 | 119.2787 | 119.2787 | 119.2787 | 0.023121 | 2.552e-05 | 2.9321e-10 | 0.0019703 | 0.017946 | 8.0074e-13 | 3.8041e-06 | 2.3085e-26 | 1.8913e-07 | 1.0401e-06 | 0.011914 | 9.3442e-11 | 1.9791e-11 | 2.4284e-20 | 5.9644e-14 | 0.023121 | 0.023147 | 0.023147 | 0.025092 | 0.043038 | 0.025092 | 0.043042 | 0.043038 | 0.043042 | 0.025093 | 0.035036 | 0.023121 | 0.025092 | 0.023121 | 0.023121
873 | 158789.66 | 15876.2943 | 5824.8406 | 68144.5758 | 37920.6573 | 16268.2423 | 12057.776 | 3049.6212 | 6157.9537 | 8201.7079 | 26877.9598 | 8499.7732 | 10168.9369 | 4311.6465 | 7475.3928 | n/a | 9296.6528 | 4718.2134 | 3190.1948 | 9556.7102 | 10291.816 | 9650.2876 | 2320.8822 | 5326.452 | 8791.8857 | 3368.4397 | 7302.8147 | 6875.8183 | 3284.1079 | 4587.3361 | 143.7551 | 112.1828 | 112.1828 | 150.6957 | 175.262 | 126.5129 | 197.1568 | 148.065 | 197.1568 | 141.8713 | 155.7895 | 111.1546 | 112.8395 | 123.4272 | 112.7313 | 163442.1179 | 10346.7206 | 4389.6463 | 65935.3632 | 29074.7075 | 14164.4542 | 5053.0539 | 5171.5366 | 4252.8925 | 3986.9008 | 25054.0726 | 6019.1465 | 6240.1074 | 4767.5221 | 5653.4331 | 158907.1897 | 19541.4735 | 9072.5597 | 67516.1299 | 38061.7895 | 24404.2702 | 14385.1134 | 7492.4187 | 9088.9444 | 12778.7865 | 28026.6124 | 13269.9612 | 12747.3257 | 7876.93 | 10240.7692 | 183.5294 | 183.5294 | 183.5294 | 219.73 | 219.73 | 219.73 | 219.73 | 219.73 | 219.73 | 219.73 | 183.5294 | 219.73 | 219.73 | 183.5294 | 183.5294 | 0.098006 | 6.4257e-06 | 3.9e-11 | 0.051064 | 0.036467 | 7.3693e-11 | 6.3306e-05 | 2.8598e-25 | 4.9594e-08 | 1.3065e-11 | 0.0081814 | 1.4844e-11 | 1.6857e-06 | 1.4691e-18 | 1.2131e-08 | 0.098006 | 0.098013 | 0.098013 | 0.14907 | 0.18554 | 0.14907 | 0.1856 | 0.18554 | 0.1856 | 0.14907 | 0.10619 | 0.098006 | 0.14907 | 0.098006 | 0.098006
874 | 152364.7129 | 15423.4887 | 5917.0945 | 65609.4568 | 36562.5449 | 15366.8844 | 11678.1157 | 2968.7967 | 5873.0427 | 7904.0074 | 26107.8851 | 8174.3462 | 9463.5644 | 3851.3496 | 6739.4383 | n/a | 6715.3131 | 4675.0464 | 3763.4921 | 8304.5147 | 8693.6326 | 8499.3875 | 2055.4251 | 4402.4412 | 6321.1588 | 3614.2665 | 6504.2195 | 6672.338 | 2845.9003 | 4920.9294 | 136.6853 | 102.2707 | 102.2707 | 144.2554 | 171.7564 | 116.1206 | 196.2787 | 141.2956 | 196.2787 | 133.3221 | 151.1105 | 98.9193 | 102.5832 | 114.8646 | 102.8851 | 171862.1531 | 11275.4643 | 4164.8075 | 73571.4668 | 31420.8103 | 14988.9876 | 5038.3397 | 5222.4166 | 4332.9747 | 4174.1492 | 24227.815 | 5868.9078 | 7251.8131 | 4575.1377 | 6185.7367 | 154793.7 | 16563.9919 | 7471.3684 | 69897.1291 | 37486.6 | 22157.9202 | 13425.8272 | 6852.2022 | 8669.4159 | 9786.108 | 25738.5815 | 12373.1273 | 12270.1656 | 6049.8714 | 10948.4661 | 106.8848 | 106.8848 | 106.8848 | 106.8848 | 107.2523 | 106.8848 | 107.2523 | 107.2523 | 107.2523 | 106.8848 | 237.7983 | 106.8848 | 106.8848 | 106.8848 | 106.8848 | 0.048223 | 0.0025596 | 2.596e-06 | 0.0031723 | 0.018219 | 7.5417e-10 | 0.00027146 | 6.5737e-23 | 4.9357e-08 | 3.4798e-06 | 0.073934 | 9.4254e-11 | 3.0681e-07 | 1.6636e-13 | 4.0715e-13 | 0.048223 | 0.050783 | 0.050786 | 0.051396 | 0.069614 | 0.051396 | 0.069886 | 0.069614 | 0.069886 | 0.051399 | 0.12216 | 0.048223 | 0.051396 | 0.048223 | 0.048223
875 | 153720.6082 | 15408.5009 | 5490.8724 | 66113.1901 | 36638.2866 | 15374.6456 | 11805.8182 | 2945.9465 | 6212.728 | 7726.2628 | 26535.4971 | 8167.4408 | 9941.1684 | 3960.7303 | 6979.8191 | n/a | 9222.1415 | 6780.8902 | 4142.5132 | 9413.1156 | 11222.9685 | 8243.594 | 1754.5667 | 3048.2864 | 7606.3264 | 4223.2964 | 5385.4637 | 6541.5634 | 3050.5104 | 4629.2609 | 149.0219 | 116.8835 | 116.8835 | 156.0862 | 180.9958 | 131.7085 | 203.1949 | 153.4208 | 203.1949 | 147.2803 | 161.0963 | 116.1368 | 117.6062 | 128.2842 | 117.4396 | 164990.7085 | 11007.2984 | 4097.0849 | 64427.3943 | 30927.7066 | 13863.9185 | 5433.4572 | 5123.3213 | 4560.3751 | 4631.2299 | 25915.9798 | 5591.2128 | 6169.6942 | 4710.4623 | 5753.2014 | 156089.8 | 19777.54 | 10870.2751 | 66786.8075 | 38834.3222 | 24997.587 | 13482.6513 | 6877.888 | 7542.5615 | 12237.5563 | 28860.7762 | 10887.3765 | 12568.3576 | 7733.9727 | 10375.9623 | 118.22 | 118.22 | 118.22 | 147.7227 | 147.7227 | 147.7227 | 147.7227 | 147.7227 | 147.7227 | 147.7227 | 118.22 | 147.7227 | 147.7227 | 118.22 | 118.22 | 0.049362 | 8.6059e-07 | 4.8591e-18 | 0.026902 | 0.0059669 | 4.8329e-13 | 0.00035063 | 2.4843e-23 | 8.3391e-05 | 4.7659e-12 | 0.0014398 | 1.0547e-07 | 1.1026e-06 | 4.8379e-21 | 1.0821e-10 | 0.049362 | 0.049362 | 0.049362 | 0.076264 | 0.08223 | 0.076264 | 0.082581 | 0.08223 | 0.082664 | 0.076264 | 0.050801 | 0.049362 | 0.076265 | 0.049362 | 0.049362
876 | 159460.895 | 15923.906 | 5900.0647 | 68420.4434 | 38063.5761 | 15647.7445 | 12236.2153 | 3137.505 | 6050.4602 | 8062.5372 | 26967.8343 | 8681.7753 | 10115.3864 | 4126.9196 | 7468.6111 | n/a | 10400.5257 | 6360.1833 | 3341.1936 | 11829.8104 | 10499.585 | 7777.5618 | 1855.7925 | 4522.9231 | 6823.0282 | 5080.0189 | 5219.2313 | 7161.0967 | 3298.6885 | 5486.8987 | 176.8172 | 147.872 | 147.872 | 183.1695 | 204.0647 | 164.9928 | 222.6606 | 180.9655 | 222.6606 | 178.0372 | 184.9085 | 151.9486 | 149.3817 | 157.4222 | 148.3379 | 162524.8974 | 10245.0565 | 4205.3794 | 66058.9379 | 31643.5674 | 13191.1413 | 5234.4658 | 5164.5326 | 4145.3155 | 4082.1111 | 24001.6242 | 5962.0652 | 6963.1558 | 4617.4311 | 6032.9401 | 157974.0974 | 20613.3822 | 10565.5627 | 66405.7315 | 42200.1779 | 23537.0263 | 12867.2276 | 7014.0252 | 8602.1386 | 10773.2393 | 28790.9431 | 11159.4965 | 12886.1525 | 7704.9197 | 11519.8388 | 260.0302 | 260.0302 | 260.0302 | 274.7542 | 274.7542 | 274.7542 | 274.7542 | 274.7542 | 274.7542 | 274.7542 | 260.0302 | 274.7542 | 274.7542 | 260.0302 | 260.0302 | 0.15627 | 5.6678e-07 | 5.9838e-15 | 0.099562 | 0.0012422 | 6.2647e-11 | 0.0073118 | 9.3151e-22 | 2.3087e-07 | 7.5543e-08 | 0.0031252 | 6.7145e-07 | 7.5258e-07 | 2.3751e-19 | 1.1286e-11 | 0.15627 | 0.15627 | 0.15627 | 0.25584 | 0.25708 | 0.25584 | 0.26439 | 0.25708 | 0.26439 | 0.25584 | 0.1594 | 0.15627 | 0.25584 | 0.15627 | 0.15627
877 | 157085.8048 | 15698.5013 | 5816.0723 | 67467.0836 | 37683.342 | 15551.9896 | 12206.3826 | 3246.2361 | 6137.1486 | 7901.4946 | 26670.5191 | 7928.7963 | 10160.4058 | 4156.9904 | 7011.7537 | n/a | 10552.4187 | 5274.9066 | 5523.43 | 10313.5716 | 9936.3616 | 6550.2823 | 1373.6896 | 3896.5385 | 9620.1302 | 3709.0328 | 5870.5265 | 6912.6453 | 4025.1995 | 5046.6259 | 150.5286 | 121.8675 | 121.8675 | 156.8244 | 178.4018 | 136.6482 | 197.6206 | 154.5287 | 197.6206 | 150.1295 | 160.1447 | 123.167 | 122.8674 | 131.7377 | 122.349 | 169859.9949 | 10308.0089 | 4248.0172 | 67394.3904 | 31667.8494 | 14602.8371 | 5573.7841 | 5103.76 | 4446.095 | 4810.0177 | 26887.0987 | 5943.4804 | 6488.1581 | 4549.113 | 6243.272 | 158855.2 | 18822.7276 | 9406.9238 | 68680.3255 | 40541.921 | 24038.3987 | 12062.1664 | 6375.4496 | 8280.7335 | 14073.4479 | 30217.9316 | 11669.9068 | 12345.4034 | 8487.3124 | 10761.798 | 135.76 | 135.76 | 135.76 | 135.76 | 135.76 | 135.76 | 296.4309 | 135.76 | 296.4309 | 135.76 | 135.76 | 135.76 | 135.76 | 135.76 | 135.76 | 0.059768 | 2.1658e-05 | 4.0959e-12 | 0.020798 | 0.0035737 | 1.1928e-11 | 0.061418 | 1.9076e-17 | 1.8016e-06 | 2.1566e-15 | 0.00024865 | 4.7872e-10 | 7.7474e-06 | 8.4588e-23 | 1.5356e-11 | 0.059768 | 0.059789 | 0.059789 | 0.080566 | 0.08414 | 0.080566 | 0.14556 | 0.08414 | 0.14556 | 0.080566 | 0.060016 | 0.059768 | 0.080574 | 0.059768 | 0.059768
878 | 157400.1039 | 15971.7957 | 6074.9271 | 67590.4188 | 37496.6806 | 16131.8289 | 12338.7704 | 3075.7468 | 6237.1722 | 8257.7276 | 26753.0005 | 8301.0245 | 10132.0204 | 3869.3702 | 7281.1486 | n/a | 9982.5234 | 5034.2478 | 4279.483 | 10173.573 | 8923.9919 | 5981.0923 | 1675.5434 | 4449.8514 | 9808.4485 | 3347.381 | 7468.3285 | 9133.9352 | 2487.1017 | 4626.2732 | 126.5792 | 94.4432 | 94.4432 | 133.6483 | 159.3666 | 107.2826 | 182.2999 | 130.8795 | 182.2999 | 123.3695 | 140.1183 | 91.1959 | 94.7136 | 106.221 | 95.0177 | 165679.124 | 10466.1268 | 4086.7339 | 70644.9365 | 31045.7335 | 14877.7176 | 5539.786 | 5040.728 | 4532.9302 | 5025.0761 | 23119.7141 | 5808.9342 | 6762.8111 | 4688.5228 | 6167.3207 | 159521.3 | 19700.1502 | 9031.6817 | 71951.7196 | 39531.6065 | 23645.6094 | 11520.8783 | 6573.7714 | 8982.7817 | 14751.9246 | 26459.9951 | 13202.7626 | 15832.7463 | 7131.2245 | 10793.5939 | 111.34 | 111.34 | 111.34 | 111.34 | 111.34 | 111.34 | 273.4499 | 111.34 | 273.4499 | 111.34 | 221.5491 | 111.34 | 111.34 | 111.34 | 111.34 | 0.053937 | 5.8243e-06 | 5.622e-10 | 0.0032821 | 0.0071618 | 2.9077e-10 | 0.26002 | 3.3793e-20 | 1.3675e-07 | 1.7516e-15 | 0.06534 | 4.7563e-12 | 8.1254e-12 | 7.0685e-19 | 1.2807e-10 | 0.053937 | 0.053943 | 0.053943 | 0.057219 | 0.064381 | 0.057219 | 0.3244 | 0.064381 | 0.3244 | 0.057219 | 0.11928 | 0.053937 | 0.057219 | 0.053937 | 0.053937
879 | 151385.2074 | 15157.9123 | 5718.1493 | 65210.5226 | 36306.7542 | 15158.5832 | 11666.6357 | 2833.1953 | 6225.5146 | 7906.0264 | 25655.053 | 7941.7283 | 9856.2465 | 3858.0369 | 7055.3063 | n/a | 11136.1795 | 5566.3866 | 3328.942 | 10187.6389 | 9959.2825 | 7392.7633 | 1610.9394 | 4454.2818 | 5142.666 | 3363.6566 | 6314.4896 | 6503.7394 | 4430.5439 | 4995.1873 | 111.2025 | 76.1224 | 76.1224 | 118.9256 | 147.9746 | 87.7519 | 173.8937 | 115.7787 | 173.8937 | 105.9332 | 127.7442 | 69.5708 | 75.8739 | 89.4336 | 76.7718 | 163875.2216 | 11179.821 | 4207.443 | 66280.3717 | 30101.1827 | 13348.8531 | 5316.0695 | 5211.1127 | 4211.9174 | 4201.7327 | 24589.4007 | 5700.2194 | 6027.9776 | 4559.3984 | 5958.3562 | 154890.4216 | 21779.8005 | 9715.7296 | 67464.4138 | 39030.2216 | 22925.2355 | 12218.4328 | 6809.5521 | 8175.7993 | 9077.4987 | 26197.4573 | 11898.709 | 12276.117 | 8862.5423 | 10953.5435 | 72.9162 | 72.9162 | 72.9162 | 72.9162 | 72.9162 | 72.9162 | 72.9162 | 72.9162 | 72.9162 | 72.9162 | 87.5536 | 72.9162 | 72.9162 | 72.9162 | 72.9162 | 0.028948 | 2.4786e-09 | 1.8881e-13 | 0.012031 | 0.0036723 | 4.5177e-11 | 0.0084396 | 2.0099e-24 | 5.0018e-06 | 0.00011663 | 0.018869 | 1.715e-10 | 2.3178e-06 | 7.6712e-28 | 7.5022e-12 | 0.028948 | 0.028948 | 0.028948 | 0.040979 | 0.044651 | 0.040979 | 0.053091 | 0.044651 | 0.053096 | 0.041095 | 0.047818 | 0.028948 | 0.040981 | 0.028948 | 0.028948
880 | 153598.138 | 15383.5643 | 6059.2293 | 66104.9179 | 36877.9764 | 15428.0861 | 11613.4283 | 2948.1451 | 5868.1651 | 8217.8403 | 26107.445 | 8275.2889 | 9672.59 | 4096.5616 | 7056.6097 | n/a | 7971.3247 | 5440.3189 | 3714.8452 | 10659.5898 | 11299.6213 | 6075.3608 | 1852.3206 | 4516.9686 | 6818.0197 | 2933.3734 | 5563.3673 | 7217.9403 | 2928.418 | 4554.233 | 97.0952 | 63.6894 | 63.6894 | 104.4518 | 132.4325 | 73.9854 | 157.4032 | 101.4145 | 157.4032 | 91.5014 | 113.4224 | 56.4694 | 63.2754 | 76.5136 | 64.315 | 167357.505 | 10588.3689 | 4194.2152 | 69107.1654 | 29585.2808 | 14925.1011 | 5443.8668 | 5152.9083 | 4161.6712 | 4569.7558 | 24211.7174 | 6103.7635 | 6824.4613 | 4576.4723 | 6101.935 | 156434 | 17313.5937 | 9634.5341 | 69920.5106 | 39084.3707 | 25747.1224 | 11508.6276 | 6923.929 | 8678.6398 | 11133.0756 | 26391.1 | 11444.2308 | 13561.8016 | 7035.7903 | 10627.168 | 70.3841 | 70.3841 | 70.3841 | 70.3841 | 70.3841 | 70.3841 | 230.176 | 70.3841 | 230.176 | 70.3841 | 113.04 | 70.3841 | 70.3841 | 70.3841 | 70.3841 | 0.042714 | 0.00035851 | 1.147e-11 | 0.0043439 | 0.0059878 | 8.6834e-14 | 0.055924 | 1.496e-23 | 4.5591e-08 | 3.6634e-08 | 0.028086 | 1.5155e-08 | 4.6965e-09 | 2.1213e-16 | 4.9316e-11 | 0.042714 | 0.043073 | 0.043073 | 0.047058 | 0.053046 | 0.047058 | 0.10897 | 0.053046 | 0.10897 | 0.047058 | 0.0708 | 0.042714 | 0.047058 | 0.042714 | 0.042714
881 | 155157.7754 | 15299.9367 | 5668.7177 | 66737.5041 | 37119.2702 | 15531.92 | 11806.1976 | 3012.2139 | 5989.6038 | 7899.1427 | 26452.4585 | 8158.6432 | 9790.4003 | 4044.3162 | 7149.6503 | n/a | 8776.9387 | 4876.9323 | 4913.0866 | 9675.6511 | 12014.4453 | 8298.0246 | 1462.2298 | 3942.0901 | 6100.8651 | 4272.2442 | 6158.9917 | 7993.9769 | 3056.6109 | 5467.0198 | 88.7111 | 54.5741 | 54.5741 | 96.2311 | 125.204 | 64.1657 | 151.0661 | 93.0789 | 151.0661 | 82.307 | 106.0823 | 46.0245 | 53.9391 | 67.856 | 55.222 | 164466.952 | 10050.2343 | 4059.281 | 71018.3773 | 30443.7622 | 14586.8646 | 5315.0415 | 5133.2138 | 4108.6039 | 4689.0027 | 22546.7166 | 5912.7024 | 6953.1004 | 4594.2006 | 6068.9205 | 156821.6 | 18228.8731 | 8936.2133 | 73312.3119 | 39475.5612 | 26038.4099 | 13551.1661 | 6480.4437 | 8050.6941 | 10565.8678 | 26474.0608 | 11732.7941 | 14548.8773 | 7177.5115 | 11179.6403 | 101.14 | 101.14 | 101.14 | 101.14 | 101.14 | 101.14 | 101.14 | 101.14 | 101.14 | 101.14 | 158.2188 | 101.14 | 101.14 | 101.14 | 101.14 | 0.061465 | 2.8922e-05 | 1.918e-11 | 0.00080934 | 0.005324 | 6.4094e-14 | 0.00028891 | 2.0186e-20 | 2.0861e-06 | 7.156e-08 | 0.041436 | 1.7777e-09 | 1.6892e-10 | 1.574e-17 | 4.7806e-12 | 0.061465 | 0.061493 | 0.061493 | 0.062274 | 0.067598 | 0.062274 | 0.067887 | 0.067598 | 0.067889 | 0.062274 | 0.1029 | 0.061465 | 0.062274 | 0.061465 | 0.061465
882 | 154445.3945 | 15793.0286 | 5903.3672 | 66414.0727 | 37029.3312 | 15469.8594 | 11772.2402 | 3104.5076 | 6287.3555 | 7687.7632 | 26054.3902 | 7964.1938 | 9537.7205 | 3903.5114 | 7084.9713 | n/a | 9620.3798 | 6466.003 | 4671.385 | 9338.2672 | 12793.854 | 6164.789 | 1973.5983 | 5246.8602 | 8586.3347 | 4230.3607 | 6087.8321 | 6412.6143 | 3439.6183 | 5217.0338 | 114.5107 | 80.5317 | 80.5317 | 121.9898 | 149.8816 | 92.3976 | 174.7642 | 118.9731 | 174.7642 | 109.8518 | 130.0892 | 74.9435 | 80.428 | 93.3106 | 81.155 | 166805.9595 | 10352.8214 | 4108.0359 | 68170.3742 | 30291.8068 | 14289.1893 | 5410.6781 | 5160.2638 | 4257.6007 | 4118.4663 | 26961.2231 | 5702.2624 | 6439.2825 | 4624.8738 | 5941.3605 | 159067.4003 | 19397.5012 | 10439.4389 | 68222.9 | 38020.1 | 25026.2433 | 11303.4671 | 7090.562 | 9477.0609 | 11486.201 | 30222.8837 | 11685.4945 | 12720.1968 | 8053.4921 | 10820.7943 | 63.6478 | 63.6478 | 63.6478 | 72.6464 | 90.32 | 72.6464 | 262.1463 | 90.32 | 262.1463 | 72.6464 | 63.6478 | 72.6464 | 72.6464 | 63.6478 | 63.6478 | 0.015042 | 7.1031e-06 | 1.3893e-14 | 0.015323 | 0.017369 | 6.695e-13 | 0.13538 | 1.5872e-22 | 2.0385e-08 | 1.5884e-10 | 8.7514e-05 | 5.7208e-10 | 7.0569e-08 | 3.1919e-23 | 2.0829e-11 | 0.015042 | 0.015049 | 0.015049 | 0.030365 | 0.047734 | 0.030365 | 0.18311 | 0.047734 | 0.18311 | 0.030365 | 0.015129 | 0.015042 | 0.030365 | 0.015042 | 0.015042
883 | 152551.1451 | 15488.7504 | 5759.9594 | 65701.9563 | 36466.1531 | 15278.6137 | 11615.2668 | 3007.9873 | 5879.8862 | 7909.068 | 26062.4866 | 7844.7346 | 9852.5458 | 4128.0151 | 7029.3099 | n/a | 10992.3075 | 5533.0822 | 3754.4443 | 9464.2864 | 9608.465 | 6616.2549 | 2036.7883 | 4458.3843 | 8609.0499 | 3516.711 | 4572.0332 | 5458.8957 | 3467.461 | 4954.3823 | 110.4869 | 75.7028 | 75.7028 | 118.1448 | 146.9408 | 87.2539 | 172.6339 | 115.0255 | 172.6339 | 105.2767 | 126.8745 | 69.2312 | 75.4609 | 88.898 | 76.3464 | 165895.4951 | 10339.4005 | 4245.2094 | 67501.2114 | 30723.9397 | 14704.3249 | 5195.346 | 5210.8948 | 3997.734 | 4536.7511 | 25350.4984 | 5620.1521 | 7922.6773 | 4576.4885 | 5942.6375 | 156460.7 | 21254.108 | 9729.8916 | 67342.1 | 38515.1704 | 23117.59 | 11618.1009 | 7127.183 | 8377.2183 | 13025.1009 | 27626.47 | 9972.8853 | 12937.773 | 7968.9494 | 10391.9198 | 68.42 | 68.42 | 68.42 | 74.32 | 74.32 | 74.32 | 208.2474 | 74.32 | 208.2474 | 74.32 | 68.42 | 74.32 | 74.32 | 68.42 | 68.42 | 0.022897 | 2.919e-08 | 2.7386e-13 | 0.016517 | 0.0067324 | 4.3916e-11 | 0.040969 | 6.9823e-24 | 2.1209e-07 | 4.0775e-13 | 0.0041929 | 1.1619e-06 | 1.5915e-07 | 1.3274e-20 | 1.5077e-10 | 0.022897 | 0.022897 | 0.022897 | 0.039414 | 0.046146 | 0.039414 | 0.087115 | 0.046146 | 0.087115 | 0.039414 | 0.02709 | 0.022898 | 0.039414 | 0.022897 | 0.022897
884 | 151614.6058 | 14849.5906 | 5578.1336 | 65301.2686 | 36333.4198 | 15071.1213 | 11399.5072 | 2966.9668 | 5719.7123 | 7840.0185 | 25690.1425 | 7661.7092 | 9570.9134 | 3893.8059 | 6967.4226 | n/a | 10850.179 | 4448.0544 | 3382.514 | 7204.9796 | 10935.2548 | 9885.4317 | 1822.5201 | 5454.4682 | 5036.8424 | 3885.8069 | 6248.3423 | 6298.2199 | 3370.459 | 4837.8149 | 131.4272 | 99.5476 | 99.5476 | 138.4385 | 163.74 | 112.8029 | 186.2981 | 135.7189 | 186.2981 | 128.6266 | 144.4756 | 96.9792 | 99.934 | 111.1328 | 100.1127 | 163257.1741 | 10319.5466 | 4404.5685 | 63413.7092 | 29551.4421 | 13169.399 | 5331.2074 | 5078.4241 | 4249.467 | 4259.7074 | 26114.8759 | 5507.8256 | 6698.2957 | 4642.0224 | 6209.2116 | 153136.6 | 20282.0256 | 8774.623 | 64789.6233 | 36018.1217 | 24045.2539 | 14601.3391 | 6900.9442 | 9088.6352 | 9286.1498 | 28998.0827 | 11707.1679 | 12625.2156 | 7418.3814 | 10768.2524 | 131.51 | 131.51 | 131.51 | 221.336 | 237.8765 | 221.336 | 237.8765 | 237.8765 | 237.8765 | 221.336 | 131.51 | 221.336 | 221.336 | 131.51 | 131.51 | 0.063505 | 3.7261e-08 | 2.1774e-11 | 0.048778 | 0.054362 | 1.6317e-12 | 3.3134e-06 | 3.4231e-23 | 2.0107e-09 | 2.8286e-05 | 0.00029306 | 5.3949e-11 | 1.2557e-07 | 4.1878e-20 | 9.9631e-12 | 0.063505 | 0.063505 | 0.063505 | 0.11228 | 0.16665 | 0.11228 | 0.16665 | 0.16665 | 0.16665 | 0.11231 | 0.063798 | 0.063505 | 0.11228 | 0.063505 | 0.063505
885 | 156881.1752 | 15940.6073 | 5905.39 | 67380.1126 | 37469.0378 | 15604.306 | 12199.1812 | 3073.3069 | 6438.3228 | 7952.6074 | 26633.0151 | 8200.325 | 10195.0914 | 4003.6927 | 6977.237 | n/a | 10807.0129 | 6039.7562 | 4646.0617 | 8122.5105 | 8736.9356 | 6456.6484 | 2186.3481 | 3682.7336 | 7020.8551 | 3859.1194 | 5577.0941 | 6663.0337 | 3691.6996 | 5052.1534 | 161.3196 | 132.5996 | 132.5996 | 167.6259 | 188.8689 | 148.3379 | 207.7834 | 165.3738 | 207.7834 | 161.6057 | 170.2707 | 135.0701 | 133.8128 | 142.3135 | 133.0734 | 164201.3409 | 10213.2433 | 4489.1075 | 70644.0675 | 31279.9173 | 15167.612 | 5452.9897 | 5279.8621 | 4243.9056 | 4603.8889 | 22546.025 | 5767.8127 | 7188.0524 | 4465.7112 | 6040.6492 | 155574.3 | 20979.0562 | 10528.8637 | 73271.4884 | 38854.187 | 23793.5475 | 11809.9381 | 7453.2101 | 7926.6392 | 11603.744 | 24511.1444 | 11254.9069 | 13763.586 | 8078.3108 | 11092.8026 | 232.81 | 232.81 | 232.81 | 232.81 | 232.81 | 232.81 | 311.6751 | 232.81 | 311.6751 | 232.81 | 255.406 | 232.81 | 232.81 | 232.81 | 232.81 | 0.14915 | 2.4874e-07 | 8.0359e-15 | 0.0012775 | 0.012502 | 2.7471e-11 | 0.11138 | 9.1079e-25 | 5.1325e-05 | 6.2241e-10 | 0.43042 | 2.2743e-08 | 3.6931e-08 | 2.5157e-22 | 1.6565e-12 | 0.14915 | 0.14915 | 0.14915 | 0.15043 | 0.16293 | 0.15043 | 0.27431 | 0.16293 | 0.27436 | 0.15043 | 0.57957 | 0.14915 | 0.15043 | 0.14915 | 0.14915
886 | 158001.2276 | 15934.3956 | 5863.2804 | 67781.8501 | 37827.0733 | 15474.857 | 11993.5417 | 3087.24 | 6191.4109 | 8140.3397 | 26813.4581 | 8102.2842 | 9770.5866 | 4056.6291 | 7189.7213 | n/a | 11868.1939 | 6209.3962 | 4304.6544 | 9792.8995 | 7102.8127 | 7128.5111 | 2292.7271 | 4091.7491 | 6993.7025 | 3513.8103 | 5267.2444 | 6344.1149 | 3635.678 | 4688.1396 | 180.7907 | 150.0013 | 150.0013 | 187.5495 | 210.0395 | 167.5679 | 230.0594 | 185.1714 | 230.0594 | 181.6111 | 189.8739 | 153.5248 | 151.4601 | 160.2829 | 150.5029 | 169525.3728 | 9824.3516 | 4294.1412 | 73621.8965 | 32355.8822 | 15059.5242 | 5193.8763 | 5184.3769 | 4030.0785 | 4453.75 | 24898.4095 | 6190.4067 | 6231.398 | 4554.9554 | 6134.5195 | 160174.3728 | 21465.8455 | 10299.7373 | 74357.0509 | 40449.0817 | 21530.9369 | 12091.6874 | 7444.504 | 8121.8276 | 11184.5524 | 26940.2198 | 11089.1511 | 12379.0129 | 7986.1334 | 10822.6591 | 150.6115 | 150.6115 | 150.6115 | 150.6115 | 150.6115 | 150.6115 | 227.0613 | 150.6115 | 227.0613 | 150.6115 | 205.5258 | 150.6115 | 150.6115 | 150.6115 | 150.6115 | 0.053187 | 7.6032e-08 | 2.1615e-14 | 0.00086135 | 0.0044118 | 5.6932e-09 | 0.031382 | 1.5064e-24 | 5.2167e-06 | 1.7296e-08 | 0.035616 | 2.6414e-08 | 9.9102e-07 | 2.3381e-21 | 5.0716e-11 | 0.053187 | 0.053188 | 0.053188 | 0.054049 | 0.058461 | 0.054049 | 0.089843 | 0.058461 | 0.089848 | 0.054049 | 0.088803 | 0.053187 | 0.05405 | 0.053187 | 0.053187
887 | 158167.3924 | 16104.9695 | 6147.0624 | 67881.9012 | 37681.3396 | 15674.1301 | 11888.8906 | 3014.5562 | 6221.8886 | 8021.2169 | 26908.8705 | 8205.6282 | 10145.9857 | 4130.0543 | 7380.2369 | n/a | 9970.2376 | 4870.3335 | 3916.7433 | 8752.4198 | 9764.5409 | 7832.3222 | 1766.1831 | 4083.398 | 8388.2267 | 3180.3895 | 5186.0896 | 8387.1625 | 3321.2681 | 3961.4265 | 197.3984 | 168.3352 | 168.3352 | 203.7719 | 224.0346 | 187.2828 | 242.0547 | 201.6505 | 242.0547 | 199.9233 | 204.225 | 174.6425 | 170.2514 | 177.5898 | 168.7867 | 161400.7979 | 11047.9737 | 4375.7889 | 65032.6145 | 29006.4143 | 13228.3338 | 5756.3139 | 5189.7694 | 4700.0724 | 4098.7213 | 25133.1484 | 5870.1609 | 6165.1135 | 4646.1758 | 5903.8421 | 157224.8 | 20837.0113 | 9231.6224 | 66266.8578 | 36179.4341 | 22813.0747 | 12973.3361 | 6645.0525 | 8168.1704 | 12486.948 | 27642.2379 | 10876.4505 | 13801.276 | 7908.8461 | 9858.4686 | 271.95 | 271.95 | 271.95 | 305.6578 | 336.0519 | 305.6578 | 336.0519 | 336.0519 | 336.0519 | 305.6578 | 271.95 | 305.6578 | 305.6578 | 271.95 | 271.95 | 0.13397 | 5.8141e-07 | 3.186e-10 | 0.082608 | 0.12587 | 4.3909e-10 | 0.0019315 | 2.916e-21 | 5.0676e-06 | 1.3758e-11 | 0.014895 | 1.4135e-07 | 2.4609e-08 | 2.6857e-20 | 4.8282e-08 | 0.13397 | 0.13397 | 0.13397 | 0.21658 | 0.34245 | 0.21658 | 0.34438 | 0.34245 | 0.34438 | 0.21658 | 0.14887 | 0.13397 | 0.21658 | 0.13397 | 0.13397
888 | 153492.0517 | 15865.335 | 5918.7156 | 66047.0218 | 36717.5121 | 15487.4345 | 11877.1292 | 3115.7162 | 5742.1125 | 8003.8148 | 26130.2514 | 8262.8752 | 9558.2503 | 4090.4425 | 6957.3713 | n/a | 12345.801 | 7620.7861 | 3367.7376 | 10849.8037 | 6729.4693 | 8688.156 | 2308.8519 | 4779.8564 | 9192.2014 | 4355.411 | 6765.307 | 6539.9204 | 3799.866 | 4059.6437 | 152.7241 | 122.2582 | 122.2582 | 159.418 | 182.6173 | 137.3253 | 203.2852 | 156.9442 | 203.2852 | 151.8231 | 163.4215 | 122.8276 | 123.1742 | 132.8726 | 122.776 | 159144.9639 | 10689.1019 | 4294.8376 | 65116.0376 | 29933.1232 | 13965.7662 | 6153.6006 | 5181.2575 | 4592.6361 | 4379.1027 | 23165.7895 | 5767.4975 | 6178.1218 | 4500.7103 | 6028.4736 | 154022.4888 | 22164.4028 | 11861.0237 | 65806.5 | 40336.3268 | 19785.1356 | 14701.3565 | 7490.1094 | 9351.1925 | 13436.0041 | 26907.1005 | 12491.6045 | 12433.9422 | 7923.2763 | 10036.9173 | 173.4817 | 173.4817 | 173.4817 | 209.42 | 209.42 | 209.42 | 209.42 | 209.42 | 209.42 | 209.42 | 173.4817 | 209.42 | 209.42 | 173.4817 | 173.4817 | 0.086004 | 1.1329e-08 | 1.9468e-18 | 0.042471 | 0.0017206 | 5.3898e-07 | 1.4079e-05 | 1.9744e-24 | 6.5547e-10 | 1.176e-13 | 0.013534 | 1.0139e-10 | 2.5886e-07 | 9.8489e-21 | 6.4025e-10 | 0.086004 | 0.086004 | 0.086004 | 0.12848 | 0.1302 | 0.12848 | 0.13021 | 0.1302 | 0.13021 | 0.12848 | 0.099538 | 0.086004 | 0.12848 | 0.086004 | 0.086004
889 | 155643.4287 | 15718.0045 | 6031.5308 | 66900.5066 | 37159.3915 | 15648.3059 | 11769.2824 | 2862.7887 | 6110.1571 | 8065.3127 | 26351.8556 | 8013.8078 | 9771.0335 | 4090.757 | 7086.0776 | n/a | 8762.4376 | 4659.0629 | 4028.2147 | 9846.8213 | 11276.1963 | 5990.4989 | 2326.2567 | 3868.3625 | 9297.7289 | 4136.2756 | 7719.7753 | 5291.4377 | 3092.7225 | 6157.938 | 208.1263 | 184.2819 | 184.2819 | 213.3445 | 228.3003 | 203.912 | 241.57 | 211.8171 | 241.57 | 213.2202 | 210.7104 | 194.6039 | 186.7847 | 191.0967 | 184.6143 | 166940.9228 | 9726.9458 | 4134.5069 | 68925.5525 | 31737.4876 | 13625.4039 | 5285.8679 | 5147.1974 | 4196.8289 | 4069.4004 | 24543.6617 | 5954.9131 | 6723.0064 | 4673.0225 | 5853.3705 | 160786.1 | 18321.3834 | 8767.5697 | 70536.0672 | 40750.9089 | 24741.1002 | 11085.1668 | 7448.3541 | 8054.2914 | 13269.0293 | 28644.3373 | 13612.2884 | 10989.3441 | 7685.745 | 11993.1085 | 106.12 | 106.12 | 106.12 | 106.12 | 106.12 | 106.12 | 362.355 | 106.12 | 362.355 | 106.12 | 106.12 | 106.12 | 106.12 | 106.12 | 106.12 | 0.011111 | 7.7417e-05 | 1.955e-09 | 0.0049922 | 0.0018295 | 2.899e-12 | 0.21263 | 1.4303e-27 | 4.3519e-06 | 4.3505e-13 | 0.0014756 | 7.1218e-14 | 0.00027772 | 1.3881e-19 | 2.604e-14 | 0.011111 | 0.011188 | 0.011188 | 0.016103 | 0.017932 | 0.016103 | 0.23056 | 0.017932 | 0.23056 | 0.016103 | 0.012586 | 0.011111 | 0.01638 | 0.011111 | 0.011111
890 | 157430.6657 | 15961.2023 | 5743.1597 | 67610.6379 | 37646.2289 | 15684.2804 | 12014.9776 | 3074.6757 | 5997.914 | 8024.218 | 26712.2389 | 8573.3832 | 9792.5022 | 4091.6454 | 7308.7015 | n/a | 11497.5957 | 4510.799 | 3518.9056 | 11578.4304 | 10328.1396 | 7085.6664 | 1780.3003 | 3399.0499 | 9816.3372 | 2510.0423 | 6586.4365 | 5532.1697 | 3769.3045 | 4424.2918 | 158.2144 | 129.7588 | 129.7588 | 164.4631 | 185.5691 | 145.2089 | 204.3626 | 162.2242 | 204.3626 | 158.3919 | 167.189 | 132.026 | 130.9282 | 139.4105 | 130.2296 | 164069.17 | 9572.4733 | 4195.1035 | 68863.1343 | 30087.8587 | 15215.5631 | 5107.7912 | 5075.6327 | 4129.5238 | 4652.7606 | 24894.3351 | 5826.7421 | 6455.3553 | 4585.0283 | 6319.4088 | 157500.4 | 20714.269 | 8705.9025 | 68798.6399 | 39904.289 | 25142.1026 | 11320.9576 | 6766.333 | 7528.5737 | 14469.0978 | 26747 | 12011.5787 | 11944.125 | 8050.2328 | 10743.7006 | 189.98 | 189.98 | 189.98 | 189.98 | 189.98 | 189.98 | 306.5439 | 189.98 | 306.5439 | 189.98 | 196.79 | 189.98 | 189.98 | 189.98 | 189.98 | 0.099388 | 4.998e-07 | 1.8748e-10 | 0.021083 | 0.0059587 | 1.2062e-12 | 0.21072 | 3.3329e-21 | 2.5962e-05 | 9.1111e-16 | 0.040666 | 7.5025e-09 | 6.4388e-06 | 2.4671e-21 | 2.1165e-10 | 0.099388 | 0.099388 | 0.099388 | 0.12047 | 0.12643 | 0.12047 | 0.33715 | 0.12643 | 0.33718 | 0.12047 | 0.14005 | 0.099388 | 0.12048 | 0.099388 | 0.099388
891 | 151829.3073 | 15369.5981 | 5659.577 | 65396.2676 | 36359.6601 | 15561.3551 | 11596.5193 | 3028.1738 | 6045.7035 | 7914.7316 | 25867.5356 | 7976.9892 | 9765.2267 | 3996.3921 | 7091.7271 | n/a | 10542.7556 | 3822.0379 | 4817.698 | 8936.8762 | 11393.3876 | 5249.0481 | 2057.5253 | 2885.3194 | 7618.8056 | 4440.4519 | 6893.0591 | 6651.8558 | 3406.6757 | 5091.9969 | 147.7987 | 116.972 | 116.972 | 154.5736 | 178.291 | 131.6218 | 199.4247 | 152.0393 | 199.4247 | 146.4463 | 159.0629 | 116.7974 | 117.7632 | 127.8256 | 117.5015 | 164548.1756 | 10070.7601 | 4189.1676 | 66660.5862 | 30797.4017 | 14715.1756 | 4209.4709 | 5078.6161 | 4005.1072 | 4256.8641 | 24856.4832 | 5886.5232 | 6499.8865 | 4541.6186 | 6299.7381 | 152101.8 | 20529.9157 | 7947.0055 | 67529.8437 | 38871.8142 | 25686.3633 | 9736.5553 | 7085.6414 | 6890.4266 | 11546.2697 | 25864.7 | 12686.7823 | 12240.3423 | 7515.2943 | 11213.4351 | 178.87 | 178.87 | 178.87 | 178.87 | 178.87 | 178.87 | 299.1371 | 178.87 | 299.1371 | 178.87 | 193.42 | 178.87 | 178.87 | 178.87 | 178.87 | 0.093103 | 1.1742e-07 | 1.2589e-08 | 0.012826 | 0.0044437 | 1.797e-13 | 2.6475 | 2.0535e-23 | 0.00068628 | 6.2923e-10 | 0.042948 | 4.7703e-12 | 1.692e-06 | 1.2842e-19 | 2.3513e-12 | 0.093103 | 0.093103 | 0.093103 | 0.10593 | 0.11037 | 0.10593 | 2.7579 | 0.11037 | 2.7585 | 0.10593 | 0.13605 | 0.093103 | 0.10593 | 0.093103 | 0.093103
892 | 157567.8839 | 16002.3474 | 5964.0123 | 67635.4892 | 37486.4804 | 15788.6181 | 12247.0694 | 2971.0985 | 6232.6113 | 8225.6926 | 26624.543 | 8416.1733 | 10017.6677 | 4068.5025 | 7605.2058 | n/a | 9860.7105 | 5992.4338 | 4208.8765 | 7999.5843 | 8469.4796 | 9167.8722 | 1924.6857 | 5397.3943 | 8082.6041 | 4698.8057 | 6493.8305 | 7287.544 | 3180.6264 | 5554.9684 | 108.6155 | 74.5752 | 74.5752 | 116.1095 | 144.272 | 85.9227 | 169.3997 | 113.0592 | 169.3997 | 103.5488 | 124.6207 | 68.2967 | 74.3484 | 87.4799 | 75.2047 | 171746.865 | 10324.3793 | 4169.0898 | 72597.2878 | 32512.8026 | 13628.839 | 5106.911 | 5243.2466 | 4242.8662 | 4035.428 | 25091.4555 | 6062.4481 | 7339.8832 | 4624.1413 | 6012.0282 | 160101.3 | 20159.9897 | 10161.5237 | 72309.8774 | 38286.1 | 21607.9186 | 14164.4832 | 7167.9323 | 9632.5605 | 11832.6321 | 28411.4612 | 12351.2786 | 13676.9272 | 7291.3677 | 10769.1182 | 85.2348 | 85.2348 | 85.2348 | 85.2348 | 98.48 | 85.2348 | 98.48 | 98.48 | 98.48 | 85.2348 | 85.2348 | 85.2348 | 85.2348 | 85.2348 | 85.2348 | 0.047775 | 2.1285e-06 | 1.5816e-13 | 0.0027172 | 0.020685 | 1.4147e-08 | 0.00021529 | 1.4431e-24 | 6.9021e-09 | 1.3921e-09 | 0.0031848 | 5.6522e-10 | 2.0179e-08 | 7.1266e-18 | 1.8792e-09 | 0.047775 | 0.047778 | 0.047778 | 0.050493 | 0.071177 | 0.050493 | 0.071392 | 0.071177 | 0.071392 | 0.050493 | 0.05096 | 0.047775 | 0.050493 | 0.047775 | 0.047775
893 | 158772.9975 | 15854.4255 | 5834.9175 | 68150.0549 | 37953.4026 | 15757.7888 | 11774.6206 | 3009.0972 | 6143.3409 | 8344.8204 | 27082.1146 | 8155.2846 | 10263.9029 | 4099.3251 | 7362.9867 | n/a | 10759.0228 | 6360.4095 | 4244.0326 | 8668.2953 | 6612.95 | 8481.084 | 1915.0477 | 4227.8924 | 8147.7488 | 4977.6958 | 6281.0853 | 6681.8617 | 3992.0123 | 4758.7863 | 151.8654 | 120.9669 | 120.9669 | 158.6552 | 182.2933 | 135.9801 | 203.354 | 156.1322 | 203.354 | 150.7535 | 162.9126 | 121.2069 | 121.8349 | 131.783 | 121.4945 | 165688.0969 | 10503.1674 | 4171.7749 | 69439.9715 | 30731.117 | 14991.1399 | 5351.6227 | 5207.8716 | 4396.0699 | 4683.8578 | 25061.2103 | 6164.6973 | 6631.064 | 4395.9241 | 5629.7296 | 160130.4969 | 20048.6901 | 9370.2844 | 72130.2041 | 38703.5123 | 21554.6898 | 13819.8067 | 7056.5193 | 8616.2623 | 12826.1066 | 29816.9061 | 12401.8826 | 13213.7257 | 8339.0364 | 10388.5159 | 151.0202 | 151.0202 | 151.0202 | 151.0202 | 151.0202 | 151.0202 | 151.0202 | 151.0202 | 151.0202 | 151.0202 | 151.0202 | 151.0202 | 151.0202 | 151.0202 | 151.0202 | 0.068109 | 1.7768e-06 | 6.3168e-12 | 0.0042235 | 0.021755 | 1.4548e-08 | 0.00012111 | 1.7008e-23 | 3.9791e-07 | 2.972e-11 | 0.00085878 | 7.1626e-11 | 4.412e-07 | 1.1868e-22 | 2.3108e-09 | 0.068109 | 0.068111 | 0.068111 | 0.072332 | 0.094087 | 0.072332 | 0.094208 | 0.094087 | 0.094209 | 0.072332 | 0.068968 | 0.068109 | 0.072333 | 0.068109 | 0.068109
894 | 157321.8626 | 15876.9762 | 5959.1888 | 67555.757 | 37550.8883 | 15844.9691 | 11812.8438 | 2835.0661 | 5839.6816 | 8134.2023 | 26892.5229 | 8439.9528 | 10074.5903 | 4228.4955 | 7089.3576 | n/a | 10499.3869 | 4742.371 | 3429.9202 | 9340.677 | 12111.4028 | 7508.2783 | 1783.5972 | 4665.3817 | 5545.8583 | 4304.6643 | 6385.6492 | 7530.2934 | 4246.2913 | 4361.7558 | 198.0332 | 172.8365 | 172.8365 | 203.5524 | 220.1475 | 191.6428 | 234.888 | 201.8374 | 234.888 | 201.9827 | 202.1944 | 181.303 | 175.0399 | 180.4067 | 173.2058 | 164907.4061 | 9960.7238 | 4358.1725 | 66793.6061 | 30997.1119 | 13728.4642 | 5077.1267 | 5054.7023 | 4143.5743 | 4138.6162 | 25362.7205 | 5916.7849 | 6220.4694 | 4665.2058 | 5939.2718 | 159722.0061 | 20441.7106 | 9100.5436 | 68211.1263 | 39577.6889 | 25015.767 | 12585.4049 | 6793.6995 | 8808.956 | 8912.4745 | 27947.8848 | 12250.3341 | 13509.0627 | 8863.1971 | 10301.0276 | 156.757 | 156.757 | 156.757 | 192.3638 | 192.3638 | 192.3638 | 192.3638 | 192.3638 | 192.3638 | 192.3638 | 156.757 | 192.3638 | 192.3638 | 156.757 | 156.757 | 0.049592 | 7.3992e-07 | 1.2263e-10 | 0.027339 | 0.0072301 | 3.1768e-12 | 0.0045956 | 2.6129e-24 | 1.9734e-08 | 0.00090571 | 0.0093653 | 1.0565e-09 | 5.2993e-08 | 7.1482e-24 | 4.2039e-10 | 0.049592 | 0.049593 | 0.049593 | 0.076931 | 0.084161 | 0.076931 | 0.088757 | 0.084161 | 0.088757 | 0.077837 | 0.058958 | 0.049592 | 0.076931 | 0.049592 | 0.049592
895 | 152286.4535 | 15274.1297 | 5709.2341 | 65574.4819 | 36533.5987 | 15395.1694 | 11607.3484 | 2891.6751 | 5889.3131 | 7895.6684 | 25922.1799 | 8079.9271 | 9731.5261 | 4137.7938 | 7083.1177 | n/a | 8401.1248 | 3786.0219 | 4538.8423 | 9078.4926 | 12260.012 | 7086.1757 | 1744.0386 | 4081.4177 | 8453.3582 | 3477.0068 | 6590.6724 | 8304.1524 | 4139.0488 | 4277.8363 | 229.1586 | 203.54 | 203.54 | 234.7637 | 250.6319 | 225.1214 | 264.7069 | 233.1483 | 264.7069 | 234.9945 | 231.5726 | 215.2483 | 206.3408 | 210.7685 | 203.8926 | 161238.6254 | 11134.6348 | 4256.4507 | 61624.6867 | 26561.1829 | 13822.0054 | 5244.6591 | 5035.5252 | 4011.8919 | 4242.8759 | 26117.7362 | 6123.9591 | 6874.0867 | 4581.3621 | 6023.8045 | 154757.8 | 19357.1597 | 7992.2726 | 64278.9291 | 35248.0755 | 25848.4174 | 12330.8348 | 6779.5637 | 8093.3096 | 12531.4341 | 29202.0431 | 12645.8315 | 14040.1391 | 8555.9109 | 10301.6408 | 175.24 | 175.24 | 175.24 | 352.1455 | 375.9479 | 352.1455 | 375.9479 | 375.9479 | 375.9479 | 352.1455 | 175.24 | 352.1455 | 352.1455 | 175.24 | 175.24 | 0.047553 | 1.5987e-06 | 1.4794e-08 | 0.072305 | 0.11191 | 5.7883e-14 | 0.0050946 | 1.7354e-23 | 8.878e-07 | 4.2e-12 | 0.00031954 | 1.2767e-11 | 9.3822e-10 | 2.5889e-23 | 3.9778e-10 | 0.047553 | 0.047555 | 0.047555 | 0.11986 | 0.23176 | 0.11986 | 0.23686 | 0.23176 | 0.23686 | 0.11986 | 0.047873 | 0.047553 | 0.11986 | 0.047553 | 0.047553
896 | 155422.6566 | 15768.2339 | 6074.4699 | 66822.5487 | 37236.7203 | 15821.4485 | 12245.1251 | 3173.0032 | 6230.0969 | 8051.4769 | 26438.0635 | 8376.2101 | 9802.3757 | 4032.7478 | 7150.223 | n/a | 11481.4703 | 5704.342 | 4149.2833 | 8287.6173 | 8983.7367 | 8756.6256 | 1539.7542 | 5258.4404 | 8159.5062 | 4271.7618 | 6456.4539 | 8631.834 | 3337.6415 | 4886.0683 | 176.311 | 148.6017 | 148.6017 | 182.3905 | 202.139 | 165.6146 | 219.7099 | 180.313 | 219.7099 | 177.9399 | 183.5967 | 153.2894 | 150.1889 | 157.6255 | 149.0419 | 164611.372 | 10911.8091 | 4369.7649 | 66958.8066 | 30851.4723 | 14289.2715 | 5314.5886 | 5069.2026 | 4291.3326 | 4154.3522 | 24410.8532 | 6101.1182 | 6976.0222 | 4760.1017 | 6144.9572 | 158088.8821 | 22160.7793 | 9984.8069 | 68010.7 | 37323.5 | 22902.1083 | 13360.2142 | 6564.3568 | 8838.7729 | 12008.3584 | 27367.015 | 12492.1721 | 14956.4559 | 7906.3432 | 11031.0255 | 131.2095 | 131.2095 | 131.2095 | 134.0495 | 232.19 | 134.0495 | 232.19 | 232.19 | 232.19 | 134.0495 | 131.2095 | 134.0495 | 134.0495 | 131.2095 | 131.2095 | 0.045385 | 8.2305e-09 | 1.5194e-12 | 0.020938 | 0.038138 | 6.0271e-10 | 0.0019414 | 4.1291e-19 | 2.5145e-07 | 1.7609e-10 | 0.010979 | 2.2394e-10 | 3.4967e-11 | 3.3828e-21 | 1.1141e-11 | 0.045385 | 0.045385 | 0.045385 | 0.066323 | 0.10446 | 0.066323 | 0.1064 | 0.10446 | 0.1064 | 0.066323 | 0.056364 | 0.045385 | 0.066323 | 0.045385 | 0.045385
897 | 152033.7267 | 15302.6671 | 5801.2039 | 65442.777 | 36295.0401 | 15065.1619 | 11160.3651 | 2988.7698 | 5656.8756 | 7550.7776 | 25958.359 | 8087.5496 | 9650.7638 | 4040.3456 | 7102.2282 | n/a | 8971.5298 | 5438.971 | 4651.9693 | 9117.1708 | 8784.0532 | 10162.4339 | 1511.0599 | 4363.9289 | 6682.7019 | 4432.5841 | 6762.0247 | 9562.7971 | 2939.129 | 6647.6655 | 116.7891 | 83.688 | 83.688 | 124.0738 | 151.0556 | 95.7106 | 175.1236 | 121.1591 | 175.1236 | 112.5934 | 131.6229 | 78.8279 | 83.6926 | 96.0485 | 84.2909 | 162237.3855 | 10451.7606 | 4333.4776 | 66085.4666 | 28976.402 | 15012.4629 | 5004.3972 | 4932.5788 | 4218.0969 | 5029.2592 | 25888.4015 | 5886.8612 | 6594.4094 | 4499.246 | 6317.8065 | 152556.6 | 18747.4904 | 9166.3485 | 67038.0359 | 36832.2728 | 23319.6161 | 15105.0311 | 6070.8387 | 8582.0257 | 11249.3611 | 28947.5856 | 12634.5859 | 15152.6066 | 6885.5749 | 12944.672 | 157.81 | 157.81 | 157.81 | 157.81 | 157.81 | 157.81 | 157.81 | 157.81 | 157.81 | 157.81 | 157.81 | 157.81 | 157.81 | 157.81 | 157.81 | 0.086406 | 8.0009e-06 | 1.6705e-11 | 0.01684 | 0.025524 | 1.0908e-11 | 2.8969e-07 | 1.6319e-18 | 1.5449e-08 | 1.8759e-10 | 0.00049621 | 1.4271e-11 | 6.0492e-12 | 3.8794e-16 | 1.3454e-16 | 0.086406 | 0.086414 | 0.086414 | 0.10325 | 0.12877 | 0.10325 | 0.12877 | 0.12877 | 0.12877 | 0.10325 | 0.086902 | 0.086406 | 0.10325 | 0.086406 | 0.086406
898 | 151512.6817 | 15324.2635 | 5758.7579 | 65263.5244 | 36169.0302 | 15420.5643 | 11314.3031 | 2912.6046 | 5827.0688 | 8045.9523 | 25829.4581 | 8171.9811 | 9562.5388 | 4125.2119 | 7038.4614 | n/a | 8841.2229 | 5356.7806 | 3985.9618 | 11619.9463 | 10512.1794 | 7670.938 | 2419.1698 | 4601.6802 | 8782.6282 | 4532.1129 | 6478.9429 | 5506.011 | 3235.4816 | 4099.6557 | 101.5307 | 67.146 | 67.146 | 109.1025 | 137.8457 | 77.8843 | 163.4961 | 105.9836 | 163.4961 | 95.8771 | 118.2325 | 59.8917 | 66.7519 | 80.3192 | 67.7886 | 163708.2947 | 9792.6604 | 4314.7403 | 66321.6 | 30260.6486 | 14411.1433 | 5671.032 | 5141.223 | 4590.8184 | 4445.7394 | 25019.8592 | 6077.7848 | 6851.8399 | 4562.2301 | 6231.0001 | 152577.4 | 16775.0834 | 9582.2209 | 67975.5618 | 40223.5949 | 24853.2227 | 13174.77 | 7560.3929 | 9150.4986 | 13174.0676 | 25761.2 | 12540.9277 | 12315.4509 | 7518.5117 | 10330.6558 | 131.24 | 131.24 | 131.24 | 131.24 | 131.24 | 131.24 | 131.24 | 131.24 | 131.24 | 131.24 | 183.14 | 131.24 | 131.24 | 131.24 | 131.24 | 0.073046 | 0.0011606 | 7.0987e-13 | 0.0084532 | 0.0011125 | 8.5259e-13 | 0.00016527 | 1.7831e-27 | 3.413e-09 | 5.9095e-13 | 0.047371 | 4.1718e-11 | 4.3277e-07 | 1.7879e-18 | 2.3176e-10 | 0.073046 | 0.074207 | 0.074207 | 0.081499 | 0.082612 | 0.081499 | 0.082777 | 0.082612 | 0.082777 | 0.081499 | 0.12042 | 0.073046 | 0.0815 | 0.073046 | 0.073046
899 | 153818.5426 | 15437.1001 | 5633.8792 | 66188.7993 | 36935.4929 | 15629.6157 | 11821.9934 | 2874.0876 | 5929.9849 | 7984.6065 | 25987.065 | 8130.4094 | 10009.4401 | 4171.7377 | 7369.5898 | n/a | 9333.3934 | 4754.804 | 4816.8133 | 8235.919 | 9605.9234 | 6827.705 | 1673.2118 | 4491.0856 | 8866.2302 | 4118.351 | 5675.7777 | 8342.2324 | 3592.9016 | 4656.3167 | 122.6135 | 90.2553 | 90.2553 | 129.7326 | 155.8036 | 102.7553 | 179.0543 | 126.9223 | 179.0543 | 119.0647 | 136.5624 | 86.4459 | 90.43 | 102.1961 | 90.8378 | 161112.6223 | 11136.1934 | 4259.0565 | 64101.2914 | 28168.1876 | 13687.1068 | 4703.7967 | 5127.3097 | 3851.7073 | 4314.4598 | 23924.8375 | 5500.8663 | 7274.0272 | 4638.8913 | 6047.5559 | 154050.1223 | 20402.9867 | 9013.8605 | 67526.2047 | 35314.7066 | 23195.9301 | 11520.6017 | 6800.5215 | 8331.8929 | 13132.39 | 27872.7885 | 11127.844 | 15492.2596 | 8126.7929 | 10200.2726 | 169.3648 | 169.3648 | 169.3648 | 169.3648 | 233.7054 | 169.3648 | 268.5815 | 233.7054 | 268.5815 | 169.3648 | 169.3648 | 169.3648 | 169.3648 | 169.3648 | 169.3648 | 0.094416 | 2.0082e-07 | 7.9064e-12 | 0.019327 | 0.13928 | 1.3977e-10 | 0.097223 | 7.8686e-24 | 3.7059e-07 | 4.4334e-13 | 0.0025793 | 2.6389e-08 | 1.4649e-11 | 5.9638e-21 | 6.8366e-09 | 0.094416 | 0.094416 | 0.094416 | 0.11374 | 0.25302 | 0.11374 | 0.35025 | 0.25302 | 0.35025 | 0.11374 | 0.096995 | 0.094416 | 0.11374 | 0.094416 | 0.094416
900 | 154356.0906 | 15563.6774 | 5916.0794 | 66409.4736 | 36928.5075 | 15218.1401 | 11321.2007 | 2878.8042 | 5691.8359 | 7919.588 | 26120.1329 | 8067.251 | 9531.6546 | 3922.5884 | 7235.6625 | n/a | 12133.6146 | 5660.028 | 3725.6468 | 9295.854 | 9326.5362 | 6389.3971 | 1913.6283 | 4358.3617 | 7353.4583 | 3504.6844 | 7606.562 | 7209.5672 | 4424.0847 | 5678.8138 | 128.5266 | 95.4933 | 95.4933 | 135.7935 | 162.2873 | 108.5508 | 185.9131 | 132.9401 | 185.9131 | 125.1234 | 142.5475 | 91.9784 | 95.7393 | 107.6267 | 96.0851 | 167954.9187 | 10156.2686 | 4222.3106 | 70491.8733 | 31588.2002 | 14748.2828 | 5054.7364 | 5155.0844 | 4329.6417 | 4439.9941 | 25607.2217 | 5882.2576 | 6584.7934 | 4549.3039 | 6040.0568 | 154266.3 | 22034.2832 | 9818.1386 | 69553.6014 | 39733.7542 | 23687.719 | 11319.3335 | 7017.4127 | 8681.8034 | 11607.3524 | 27045.1061 | 13287.8196 | 12026.2419 | 8255.6886 | 10861.2706 | 185.69 | 185.69 | 185.69 | 185.69 | 185.69 | 185.69 | 226.3663 | 185.69 | 226.3663 | 185.69 | 185.69 | 185.69 | 185.69 | 185.69 | 185.69 | 0.10413 | 5.5465e-09 | 8.3688e-13 | 0.0066599 | 0.0035615 | 7.7265e-12 | 0.041535 | 5.7738e-25 | 1.224e-08 | 4.8216e-10 | 0.010862 | 5.2648e-13 | 1.2201e-06 | 4.8379e-24 | 6.0162e-11 | 0.10413 | 0.10413 | 0.10413 | 0.11079 | 0.11436 | 0.11079 | 0.15589 | 0.11436 | 0.15589 | 0.11079 | 0.115 | 0.10413 | 0.1108 | 0.10413 | 0.10413
901 | 153900.6992 | 15589.7099 | 5967.714 | 66209.8818 | 36769.3677 | 15566.3848 | 11617.8029 | 2999.6382 | 5911.078 | 7939.7981 | 26070.5239 | 8091.7354 | 9722.5268 | 4207.455 | 7140.0704 | n/a | 9570.8337 | 5397.2933 | 4446.6695 | 11683.4891 | 11383.1932 | 8771.4644 | 1825.336 | 3728.5815 | 7791.024 | 3976.5621 | 4647.3302 | 7512.2 | 3672.4386 | 5524.6293 | 138.5023 | 104.9911 | 104.9911 | 145.8724 | 172.4562 | 118.9556 | 196.1575 | 143.0152 | 196.1575 | 135.5812 | 152.1957 | 102.3301 | 105.4043 | 117.1633 | 105.5849 | 162389.6454 | 11486.4519 | 4058.1095 | 66170.0309 | 30008.5675 | 13627.0194 | 5446.8096 | 5242.9913 | 4441.9977 | 3918.1708 | 21587.8274 | 5818.4455 | 6425.7955 | 4658.3621 | 6077.5281 | 155195.7 | 20734.6856 | 9342.3028 | 66146.4 | 39477.4563 | 24175.8126 | 14129.374 | 6683.5273 | 8164.3791 | 11608.3948 | 25359.4895 | 10465.7757 | 12962.5955 | 8030.4557 | 11393.5575 | 146.84 | 146.84 | 146.84 | 198.34 | 198.34 | 198.34 | 198.34 | 198.34 | 198.34 | 198.34 | 234.138 | 198.34 | 198.34 | 146.84 | 146.84 | 0.068427 | 1.4609e-07 | 2.8952e-11 | 0.038871 | 0.003837 | 8.8747e-12 | 2.9081e-05 | 1.2222e-21 | 7.2872e-07 | 5.5492e-10 | 0.12288 | 4.9207e-07 | 7.175e-08 | 3.58e-20 | 1.3066e-12 | 0.068427 | 0.068427 | 0.068427 | 0.1073 | 0.11114 | 0.1073 | 0.11116 | 0.11114 | 0.11117 | 0.1073 | 0.19131 | 0.068428 | 0.1073 | 0.068427 | 0.068427
902 | 153036.4648 | 15446.2632 | 5784.9209 | 65845.1182 | 36796.0336 | 15177.3184 | 12058.4337 | 3007.1445 | 6309.1401 | 7756.6482 | 25969.8707 | 7580.4393 | 9813.4805 | 4055.662 | 7052.2384 | n/a | 7662.812 | 5901.0089 | 4071.693 | 9200.1657 | 8102.5979 | 6652.9031 | 2281.1533 | 4120.9459 | 7754.5938 | 3103.459 | 4968.9798 | 8401.0534 | 3131.7793 | 6196.5856 | 62.5896 | 25.7759 | 25.7759 | 70.7072 | 103.1472 | 33.1933 | 132.1223 | 67.1552 | 132.1223 | 53.5183 | 83.4841 | 12.8685 | 24.4244 | 40.6566 | 26.5017 | 157453.6691 | 10334.4048 | 4429.2486 | 60882.1506 | 27493.083 | 13199.2921 | 4987.5761 | 5096.3087 | 4365.0097 | 4660.6201 | 26332.4207 | 5694.303 | 6353.8151 | 4560.8467 | 6163.2124 | 152491.9129 | 17330.7606 | 10281.0575 | 63245.0436 | 36444.6487 | 21301.89 | 11634.2792 | 7377.462 | 8479.7555 | 12415.214 | 29065.5797 | 10663.2828 | 13468.6685 | 7648.226 | 12333.798 | 178.7998 | 178.7998 | 178.7998 | 224.9822 | 224.9822 | 224.9822 | 225.1057 | 224.9822 | 225.1057 | 224.9822 | 178.7998 | 224.9822 | 224.9822 | 178.7998 | 178.7998 | 0.11978 | 0.00040907 | 9.963e-15 | 0.1387 | 0.05591 | 3.4983e-09 | 0.12073 | 3.2529e-25 | 2.0901e-06 | 2.4829e-12 | 0.00042424 | 6.0227e-09 | 1.5181e-08 | 1.0095e-19 | 2.6546e-15 | 0.11978 | 0.12019 | 0.12019 | 0.25848 | 0.31439 | 0.25848 | 0.43512 | 0.31439 | 0.43512 | 0.25848 | 0.1202 | 0.11978 | 0.25848 | 0.11978 | 0.11978
903 | 154803.5391 | 15546.7838 | 5931.5661 | 66545.2216 | 36969.8133 | 15664.839 | 11888.3625 | 3008.9047 | 6048.6008 | 8012.3357 | 26346.5611 | 8446.1658 | 9805.6195 | 3857.1872 | 7043.1421 | n/a | 11976.5487 | 6794.8324 | 4751.533 | 7395.4727 | 8767.3136 | 6740.1095 | 2160.6107 | 4143.8452 | 8513.96 | 5048.4022 | 5925.7233 | 8325.6347 | 3706.5663 | 5940.6394 | 86.1868 | 48.0986 | 48.0986 | 94.5803 | 127.3688 | 57.6687 | 156.6439 | 91.0041 | 156.6439 | 78.2041 | 106.4044 | 37.1335 | 47.1324 | 63.1334 | 48.832 | 164050.9886 | 11873.5552 | 4341.7622 | 66545.3162 | 29063.0605 | 14685.836 | 4833.7211 | 5184.3234 | 3866.8049 | 4592.8508 | 25084.8986 | 5522.2017 | 7261.5781 | 4756.0794 | 6068.1085 | 156829.8 | 23773.4039 | 11122.1946 | 68329.0606 | 34893.5691 | 22299.6496 | 11462.7665 | 7254.4341 | 7973.7501 | 11953.3108 | 27053.5008 | 11447.925 | 15398.6883 | 8457.6457 | 11997.3479 | 88.56 | 88.56 | 88.56 | 88.56 | 243.6439 | 88.56 | 243.6439 | 243.6439 | 243.6439 | 88.56 | 88.56 | 88.56 | 88.56 | 88.56 | 88.56 | 0.054953 | 7.3247e-11 | 2.4982e-16 | 0.015542 | 0.18972 | 1.5721e-09 | 0.1226 | 1.528e-24 | 4.3397e-06 | 1.7326e-10 | 0.01514 | 4.4199e-08 | 5.9777e-12 | 8.8476e-26 | 1.674e-14 | 0.054953 | 0.054953 | 0.054953 | 0.070495 | 0.26022 | 0.070495 | 0.38282 | 0.26022 | 0.38282 | 0.070495 | 0.070093 | 0.054953 | 0.070495 | 0.054953 | 0.054953
904 | 158232.3331 | 16255.4765 | 6212.7758 | 67937.8788 | 37713.1493 | 15887.9188 | 12110.0335 | 3146.6274 | 6521.9174 | 8349.7483 | 27004.8786 | 8374.9612 | 10335.3026 | 4200.8542 | 7276.472 | n/a | 13463.8533 | 5015.7234 | 3681.8806 | 7449.6967 | 8973.329 | 6768.8147 | 1719.2153 | 3809.7936 | 10279.7695 | 4751.3497 | 5487.8424 | 5856.8682 | 4095.302 | 5090.6247 | 97.2518 | 61.2329 | 61.2329 | 105.1856 | 135.6238 | 71.6762 | 162.7918 | 101.8764 | 162.7918 | 90.7336 | 115.3422 | 52.6189 | 60.6366 | 75.1856 | 61.9135 | 164904.8187 | 10818.7439 | 4201.5096 | 68290.5258 | 31811.1623 | 14562.2745 | 5073.3043 | 5233.3325 | 4233.0497 | 4437.5651 | 23277.3153 | 6211.1936 | 7214.5583 | 4684.0874 | 6139.277 | 157964.6 | 23544.0973 | 8521.833 | 69880.9877 | 37714.659 | 23400.4036 | 11842.119 | 6952.5477 | 8042.8432 | 14619.2346 | 26120.865 | 11661.936 | 13028.9265 | 8582.1894 | 11229.9017 | 183.91 | 183.91 | 183.91 | 183.91 | 185.8417 | 183.91 | 244.1877 | 185.8417 | 244.1877 | 183.91 | 227.0045 | 183.91 | 183.91 | 183.91 | 183.91 | 0.10962 | 1.597e-09 | 4.2825e-08 | 0.014648 | 0.041057 | 2.192e-10 | 0.086819 | 2.4111e-21 | 4.8445e-05 | 7.027e-15 | 0.11235 | 1.0462e-08 | 1.2741e-06 | 7.9856e-23 | 1.089e-11 | 0.10962 | 0.10962 | 0.10962 | 0.12427 | 0.16532 | 0.12427 | 0.25214 | 0.16532 | 0.25219 | 0.12427 | 0.22197 | 0.10962 | 0.12427 | 0.10962 | 0.10962
905 | 154959.3027 | 15648.6731 | 5797.4809 | 66631.9322 | 37084.4529 | 15575.975 | 11671.9304 | 2904.5848 | 5958.3152 | 8024.1871 | 26230.4593 | 8154.1639 | 9448.838 | 4004.1627 | 6788.661 | n/a | 10667.0802 | 5413.1167 | 5016.1407 | 7865.9065 | 8447.5216 | 8044.3646 | 2151.3749 | 3977.6313 | 7989.7071 | 5697.3649 | 5116.8113 | 6929.4859 | 3943.5458 | 5723.971 | 133.0288 | 101.6224 | 101.6224 | 139.9352 | 164.7327 | 114.9952 | 186.8394 | 137.2723 | 186.8394 | 130.5023 | 145.6513 | 99.4882 | 102.0747 | 112.9758 | 102.1763 | 167139.2735 | 10714.46 | 4386.7063 | 69060.006 | 30679.1872 | 14408.0994 | 5082.7669 | 5050.686 | 4147.8492 | 4078.9908 | 25715.8318 | 5942.2376 | 6653.2795 | 4704.9715 | 6003.2333 | 158969.5 | 21136.3402 | 9799.823 | 72242.7125 | 37998.6593 | 22205.9211 | 12713.2972 | 7202.0609 | 7675.0806 | 12019.798 | 30420.5967 | 10458.2489 | 13455.8653 | 8412.4173 | 11713.6043 | 81.8823 | 81.8823 | 81.8823 | 81.8823 | 104.3773 | 81.8823 | 104.3773 | 104.3773 | 104.3773 | 81.8823 | 81.8823 | 81.8823 | 81.8823 | 81.8823 | 81.8823 | 0.022235 | 6.6425e-08 | 2.6245e-13 | 0.0014593 | 0.018587 | 1.4453e-09 | 0.0020654 | 1.2467e-25 | 1.0204e-05 | 1.3663e-10 | 8.8361e-05 | 7.4945e-07 | 1.9656e-09 | 5.7331e-24 | 6.8572e-15 | 0.022235 | 0.022235 | 0.022235 | 0.023694 | 0.042281 | 0.023694 | 0.044347 | 0.042281 | 0.044357 | 0.023694 | 0.022324 | 0.022236 | 0.023694 | 0.022235 | 0.022235
906 | 151427.9509 | 15458.8715 | 6090.4887 | 65207.9593 | 36396.0171 | 15010.9823 | 11733.2187 | 2878.0941 | 5991.2385 | 7562.496 | 25717.2903 | 8105.6495 | 9603.304 | 3867.2897 | 7025.943 | n/a | 9587.4829 | 5274.0665 | 5246.3462 | 8936.4532 | 10635.7216 | 7455.1052 | 2130.454 | 4059.6092 | 8657.7262 | 4351.1469 | 7240.3411 | 5746.8169 | 4029.6857 | 4687.7313 | 141.8889 | 110.5555 | 110.5555 | 148.7771 | 173.1857 | 124.7083 | 194.9403 | 146.1627 | 194.9403 | 139.9684 | 153.8831 | 109.4483 | 111.1915 | 121.7279 | 111.1005 | 167682.7352 | 11079.5037 | 4475.5874 | 69856.4909 | 28336.1296 | 14342.8867 | 4793.818 | 5070.4834 | 3951.9548 | 4153.231 | 25235.5552 | 6336.322 | 7577.9998 | 4620.4614 | 6133.6856 | 153810.3 | 20216.6866 | 9735.1539 | 72150.6371 | 36431.7828 | 23895.0083 | 12000.4232 | 7171.9373 | 7934.364 | 12033.7573 | 27483.5007 | 13270.2631 | 12927.0166 | 7117.5458 | 10457.7169 | 111.2492 | 111.2492 | 111.2492 | 111.2492 | 205.3789 | 111.2492 | 205.3789 | 205.3789 | 205.3789 | 111.2492 | 111.2492 | 111.2492 | 111.2492 | 111.2492 | 111.2492 | 0.048675 | 3.4147e-07 | 8.372e-12 | 0.00058329 | 0.039829 | 1.8855e-12 | 0.019228 | 7.9366e-26 | 3.6557e-06 | 3.5768e-12 | 0.0029979 | 7.7561e-13 | 4.3135e-08 | 7.9355e-19 | 1.003e-10 | 0.048675 | 0.048676 | 0.048676 | 0.049259 | 0.089088 | 0.049259 | 0.10832 | 0.089088 | 0.10832 | 0.049259 | 0.051673 | 0.048675 | 0.049259 | 0.048675 | 0.048675
907 | 155440.7842 | 15980.351 | 5790.4617 | 66824.4012 | 37247.9352 | 15784.1938 | 11844.6773 | 2907.7321 | 5871.2577 | 8254.2307 | 26357.9838 | 8229.6944 | 9956.6807 | 4001.1775 | 7293.5677 | n/a | 10029.1041 | 4589.8167 | 4481.6303 | 6960.4368 | 9865.9195 | 9452.0095 | 1524.5853 | 4315.2724 | 8300.5173 | 4779.2785 | 5779.956 | 5882.4087 | 3655.2616 | 4198.0244 | 160.7192 | 130.2933 | 130.2933 | 167.4025 | 190.2752 | 146.0656 | 210.6472 | 164.9697 | 210.6472 | 160.3558 | 170.8672 | 131.7755 | 131.3733 | 140.7557 | 130.8036 | 166880.9895 | 10129.7543 | 4119.0219 | 66859.0414 | 31648.9463 | 13171.3967 | 4913.4116 | 5059.2235 | 4172.2497 | 3760.5558 | 28015.6435 | 6031.5535 | 6516.2582 | 4666.6107 | 6202.0843 | 158431.7064 | 19334.9584 | 8708.8386 | 68844.4885 | 37172.6 | 22882.8162 | 14568.3664 | 6583.8088 | 8487.5221 | 11987.6731 | 29655.522 | 11730.4096 | 12177.567 | 8293.3723 | 10233.5087 | 114.6594 | 114.6594 | 114.6594 | 114.6594 | 241.44 | 114.6594 | 241.44 | 241.44 | 241.44 | 114.6594 | 114.6594 | 114.6594 | 114.6594 | 114.6594 | 114.6594 | 0.041342 | 1.4285e-05 | 2.9323e-10 | 0.013881 | 0.043876 | 5.5211e-10 | 1.8317e-05 | 3.2629e-22 | 1.1732e-07 | 8.1186e-10 | 0.00033761 | 2.9127e-09 | 5.6424e-06 | 2.064e-23 | 3.1713e-09 | 0.041342 | 0.041356 | 0.041356 | 0.055223 | 0.099099 | 0.055223 | 0.099117 | 0.099099 | 0.099117 | 0.055223 | 0.041679 | 0.041342 | 0.055229 | 0.041342 | 0.041342
908 | 151137.226 | 15198.0571 | 5729.1656 | 65140.237 | 36271.776 | 15205.8085 | 11613.485 | 2981.6103 | 5954.5146 | 7688.1231 | 25849.6345 | 8175.6369 | 9668.9937 | 3856.1241 | 6849.7757 | n/a | 12913.8509 | 5790.2384 | 4077.6075 | 9617.7686 | 7656.9975 | 9514.7641 | 1701.2866 | 4226.0204 | 9716.194 | 4578.6119 | 4872.8714 | 7180.9974 | 3389.8129 | 4634.7001 | 141.7892 | 109.291 | 109.291 | 148.9347 | 174.4448 | 123.4946 | 197.1844 | 146.1984 | 197.1844 | 139.4455 | 154.5804 | 107.5437 | 109.8424 | 120.9694 | 109.8607 | 162302.8536 | 10409.4197 | 4066.5521 | 66026.0856 | 30560.191 | 13011.3563 | 5459.6525 | 5113.617 | 4430.7958 | 4119.7878 | 24706.4799 | 5512.568 | 5844.8465 | 4690.6303 | 6265.9935 | 153136.4 | 22542.5706 | 9835.2905 | 66950.1931 | 38507.9597 | 20031.6538 | 14969.0166 | 6764.0037 | 8651.4162 | 13199.2818 | 28390.0382 | 10385.4394 | 12386.3439 | 8007.9432 | 10563.0936 | 123.73 | 123.73 | 123.73 | 123.73 | 123.73 | 123.73 | 123.73 | 123.73 | 123.73 | 123.73 | 123.73 | 123.73 | 123.73 | 123.73 | 123.73 | 0.054697 | 4.2209e-10 | 9.7301e-14 | 0.015048 | 0.0056468 | 1.0952e-07 | 2.5278e-06 | 2.7851e-22 | 9.5349e-08 | 2.6524e-14 | 0.00095356 | 1.2076e-06 | 5.676e-07 | 1.7249e-23 | 1.1436e-11 | 0.054697 | 0.054697 | 0.054697 | 0.069745 | 0.075392 | 0.069745 | 0.075395 | 0.075392 | 0.075395 | 0.069745 | 0.055651 | 0.054699 | 0.069746 | 0.054697 | 0.054697
909 | 157110.6818 | 15987.6886 | 6013.3443 | 67463.4093 | 37627.5688 | 15577.8104 | 11839.3904 | 3152.5308 | 6085.184 | 8063.2574 | 26401.2933 | 8047.1111 | 10035.2359 | 4063.3068 | 7281.8168 | n/a | 8832.5037 | 6171.7229 | 3693.2185 | 10321.6522 | 9902.9292 | 7405.4298 | 2281.5893 | 5061.4409 | 8472.0758 | 4175.3374 | 4901.6231 | 8488.1323 | 3804.2696 | 4828.1496 | 175.9375 | 144.1999 | 144.1999 | 182.907 | 206.4662 | 161.3855 | 227.4446 | 180.4075 | 227.4446 | 176.1011 | 185.9814 | 146.6701 | 145.4935 | 154.9737 | 144.7254 | 162789.9471 | 10739.4855 | 4243.8248 | 66056.5308 | 28034.4894 | 14734.1042 | 5270.7295 | 5098.9651 | 4311.7107 | 4499.8728 | 24899.6725 | 6086.8483 | 6628.2109 | 4705.9578 | 5937.7811 | 158833.8054 | 19441.2892 | 10415.5477 | 67826.7077 | 37433.3 | 24637.0334 | 12576.4593 | 7367.5544 | 9324.7516 | 12971.9486 | 27702.8099 | 10988.4714 | 14333.7432 | 8356.2273 | 10757.0307 | 160.1115 | 160.1115 | 160.1115 | 194.662 | 279.9 | 194.662 | 279.9 | 279.9 | 279.9 | 194.662 | 160.1115 | 194.662 | 194.662 | 160.1115 | 160.1115 | 0.06061 | 1.1321e-05 | 5.4548e-14 | 0.031526 | 0.048545 | 2.8446e-12 | 0.0051073 | 2.2813e-23 | 1.0019e-08 | 1.8039e-12 | 0.0063467 | 2.9828e-08 | 1.6601e-09 | 4.3145e-23 | 1.5779e-10 | 0.06061 | 0.060622 | 0.060622 | 0.092136 | 0.14068 | 0.092136 | 0.14579 | 0.14068 | 0.14579 | 0.092136 | 0.066957 | 0.06061 | 0.092136 | 0.06061 | 0.06061
910 | 159180.1855 | 15696.8551 | 5752.4207 | 68290.0842 | 37900.9149 | 15750.15 | 12035.0274 | 3011.876 | 6012.9985 | 7854.9313 | 26963.1458 | 8411.5937 | 10090.6344 | 4046.287 | 7254.54 | n/a | 11647.7542 | 5745.3502 | 4611.8582 | 10126.9749 | 10542.5646 | 8744.7653 | 1313.0451 | 4301.2847 | 8774.0767 | 4537.5424 | 4845.9928 | 4992.9294 | 3951.5942 | 4391.5884 | 146.9172 | 115.0991 | 115.0991 | 153.9112 | 178.595 | 129.7215 | 200.5931 | 151.2695 | 200.5931 | 145.1524 | 158.9117 | 114.2908 | 115.8021 | 126.3966 | 115.6502 | 167001.2097 | 10127.733 | 4268.5902 | 71091.5752 | 32617.5085 | 14268.5121 | 5235.9823 | 5138.2434 | 4302.4868 | 4069.2116 | 25198.4836 | 6334.5365 | 7067.8805 | 4681.707 | 6095.6761 | 159091.4097 | 21169.3871 | 9407.8404 | 72581.2333 | 42049.8833 | 23739.4767 | 13873.5476 | 6390.2885 | 8597.5715 | 11827.4882 | 29459.226 | 11124.7293 | 11896.81 | 8540.5012 | 10428.0645 | 192.3417 | 192.3417 | 192.3417 | 192.3417 | 192.3417 | 192.3417 | 192.3417 | 192.3417 | 192.3417 | 192.3417 | 192.3417 | 192.3417 | 192.3417 | 192.3417 | 192.3417 | 0.10413 | 7.1803e-08 | 2.075e-12 | 0.0035184 | 0.0012109 | 5.5405e-11 | 0.00024456 | 5.9757e-20 | 1.835e-07 | 1.0078e-10 | 0.001189 | 1.5846e-07 | 3.2313e-05 | 3.6753e-24 | 7.8945e-10 | 0.10413 | 0.10413 | 0.10413 | 0.10765 | 0.10886 | 0.10765 | 0.10911 | 0.10886 | 0.10911 | 0.10765 | 0.10532 | 0.10414 | 0.10769 | 0.10413 | 0.10413
911 | 157840.1059 | 15808.8192 | 5779.8223 | 67774.321 | 37776.1997 | 15825.2489 | 11976.43 | 3109.0038 | 5771.2718 | 8108.5502 | 26894.0449 | 8241.3635 | 9811.1963 | 4315.1411 | 7236.9004 | n/a | 11077.7484 | 5883.3837 | 4864.0522 | 8665.2615 | 8325.785 | 8654.2622 | 1659.3824 | 3613.702 | 8303.7059 | 4425.6499 | 6142.9019 | 8115.2349 | 3474.5792 | 5873.1274 | 164.7396 | 136.085 | 136.085 | 171.0307 | 192.0885 | 152.1225 | 210.8357 | 168.8012 | 210.8357 | 165.273 | 173.4229 | 138.9721 | 137.3718 | 145.7129 | 136.5546 | 161342.9513 | 9558.0811 | 4352.5829 | 67160.0288 | 31628.7552 | 14454.5809 | 5081.5589 | 5135.9964 | 4271.4877 | 4803.9572 | 23538.6667 | 5531.1355 | 6382.5572 | 4584.7715 | 5831.3346 | 157138.3 | 20423.7782 | 10235.9666 | 71304.081 | 40001.7167 | 22728.3659 | 13694.6211 | 6750.4788 | 7885.1898 | 13107.6632 | 27599.5165 | 11622.0373 | 14465.2922 | 7926.8507 | 11662.462 | 220.07 | 220.07 | 220.07 | 220.07 | 220.07 | 220.07 | 220.07 | 220.07 | 220.07 | 220.07 | 220.07 | 220.07 | 220.07 | 220.07 | 220.07 | 0.12434 | 6.2517e-07 | 1.2599e-14 | 0.0054795 | 0.0061671 | 9.4779e-10 | 0.0003342 | 9.7612e-21 | 1.1124e-06 | 1.3328e-12 | 0.015496 | 5.2519e-09 | 2.6817e-10 | 9.288e-19 | 6.8923e-13 | 0.12434 | 0.12434 | 0.12434 | 0.12982 | 0.13598 | 0.12982 | 0.13632 | 0.13598 | 0.13632 | 0.12982 | 0.13983 | 0.12434 | 0.12982 | 0.12434 | 0.12434
912 | 155405.2605 | 15753.8955 | 6054.1032 | 66816.2362 | 37121.1895 | 15572.3753 | 11903.4976 | 3026.9407 | 6161.3185 | 8094.6191 | 26333.7286 | 8200.9502 | 9497.6053 | 4186.2341 | 6838.5198 | n/a | 11938.586 | 7015.0223 | 3099.483 | 9511.7784 | 9800.7244 | 5053.9423 | 2286.0269 | 3973.5522 | 7763.58 | 5482.9443 | 6495.1807 | 6087.1234 | 2252.8135 | 6575.5358 | 151.7364 | 121.5762 | 121.5762 | 158.3631 | 181.3099 | 136.5403 | 201.7527 | 155.9166 | 201.7527 | 150.8801 | 162.291 | 122.2006 | 122.494 | 132.0749 | 122.0884 | 166539.8271 | 10420.1113 | 4343.8286 | 70571.9864 | 29359.2508 | 14730.6926 | 5071.0656 | 5163.4376 | 4138.829 | 4609.5331 | 24398.1501 | 6151.3731 | 6465.1861 | 4794.6297 | 5979.9387 | 159357.9 | 21942.9973 | 11358.851 | 70527.1422 | 38274.7 | 23866.317 | 10004.608 | 7419.5353 | 8033.6812 | 11721.4131 | 28815.6944 | 12633.1538 | 11633.1095 | 6944.3432 | 12541.8745 | 94.3917 | 94.3917 | 94.3917 | 94.3917 | 97.7055 | 94.3917 | 302.6291 | 97.7055 | 302.6291 | 94.3917 | 94.3917 | 94.3917 | 94.3917 | 94.3917 | 94.3917 | 0.023349 | 1.3284e-08 | 2.3934e-16 | 0.0047522 | 0.015114 | 2.0114e-11 | 2.5915 | 3.5183e-25 | 6.5265e-06 | 9.5865e-10 | 0.0011143 | 3.3267e-11 | 5.2558e-06 | 3.0474e-15 | 8.4884e-17 | 0.023349 | 0.023349 | 0.023349 | 0.028101 | 0.043215 | 0.028101 | 2.6348 | 0.043215 | 2.6348 | 0.028101 | 0.024463 | 0.023349 | 0.028106 | 0.023349 | 0.023349
913 | 154490.222 | 15755.9662 | 5749.1726 | 66450.88 | 36991.4283 | 15703.275 | 11750.8998 | 2864.6086 | 5792.5929 | 7957.1752 | 26393.9078 | 8144.2289 | 10233.5626 | 4072.6942 | 7281.4003 | n/a | 11783.0647 | 5293.5258 | 4354.3656 | 9445.363 | 9240.6433 | 8454.9068 | 1795.5366 | 4251.266 | 6967.6583 | 3378.42 | 6337.4391 | 7406.0732 | 2535.2048 | 5120.258 | 110.5606 | 77.72 | 77.72 | 117.7892 | 144.7506 | 89.1783 | 168.8033 | 114.873 | 168.8033 | 106.0504 | 125.6245 | 72.3063 | 77.6175 | 90.0727 | 78.3225 | 164487.6392 | 11152.8606 | 4222.0141 | 68289.8116 | 30244.2376 | 13577.6304 | 5938.8969 | 5074.08 | 4670.2322 | 4225.7172 | 24604.1407 | 6128.2726 | 7019.8861 | 4539.4196 | 6248.0447 | 156571.7 | 22737.9253 | 9467.1399 | 69368.0986 | 38943.9006 | 21553.0951 | 14279.9036 | 6856.6166 | 8915.2982 | 10580.7969 | 26706.3 | 11813.1117 | 14035.1593 | 6660.8244 | 11326.3027 | 100.28 | 100.28 | 100.28 | 100.28 | 100.28 | 100.28 | 100.28 | 100.28 | 100.28 | 100.28 | 116.57 | 100.28 | 100.28 | 100.28 | 100.28 | 0.053937 | 1.9511e-09 | 1.359e-12 | 0.0076749 | 0.0075132 | 1.2082e-08 | 3.0039e-05 | 2.8891e-24 | 8.2812e-09 | 9.7337e-08 | 0.02705 | 1.0976e-09 | 1.5783e-08 | 8.8143e-15 | 6.6484e-12 | 0.053937 | 0.053937 | 0.053937 | 0.061612 | 0.069125 | 0.061612 | 0.069155 | 0.069125 | 0.069155 | 0.061612 | 0.080988 | 0.053937 | 0.061612 | 0.053937 | 0.053937
914 | 155735.4022 | 15875.8622 | 5898.9148 | 66939.9028 | 37334.7804 | 15289.4257 | 11654.2721 | 3135.6159 | 5731.1083 | 7905.9259 | 26432.7298 | 8344.1708 | 9833.2721 | 3965.2249 | 6982.307 | n/a | 10496.8594 | 4581.4804 | 3114.5953 | 9217.0439 | 10804.8303 | 7764.6874 | 1562.2809 | 5161.6615 | 7856.6445 | 3447.1571 | 5397.6984 | 5691.8997 | 3367.7639 | 5653.0926 | 112.9156 | 77.3021 | 77.3021 | 120.7562 | 150.2462 | 89.1105 | 176.5587 | 117.5615 | 176.5587 | 107.5677 | 129.7074 | 70.6533 | 77.0503 | 90.8154 | 77.9613 | 161613.4451 | 10043.7743 | 4114.8051 | 64614.4144 | 28437.1241 | 13298.9273 | 5373.8399 | 5087.8554 | 4385.1225 | 3922.5427 | 24316.8897 | 5653.7644 | 7592.6379 | 4649.0252 | 6200.9337 | 155602.4 | 20117.3337 | 8696.2855 | 66173.6097 | 37125.6681 | 23801.9577 | 13099.9273 | 6605.1363 | 9508.184 | 11501.1873 | 26297.6468 | 11027.6628 | 13232.1375 | 7622.789 | 11847.5262 | 186.67 | 186.67 | 186.67 | 243.8905 | 243.8905 | 243.8905 | 243.8905 | 243.8905 | 243.8905 | 243.8905 | 206.1793 | 243.8905 | 243.8905 | 186.67 | 186.67 | 0.1056 | 1.608e-06 | 9.0009e-10 | 0.054957 | 0.049235 | 7.6605e-12 | 0.00064147 | 1.0419e-19 | 2.7586e-10 | 7.3783e-10 | 0.052119 | 1.6439e-07 | 4.3913e-08 | 1.9133e-20 | 2.1879e-14 | 0.1056 | 0.1056 | 0.1056 | 0.16056 | 0.20979 | 0.16056 | 0.21044 | 0.20979 | 0.21044 | 0.16056 | 0.15772 | 0.1056 | 0.16056 | 0.1056 | 0.1056
915 | 154135.6662 | 15715.3601 | 5899.1042 | 66316.224 | 36873.1839 | 15525.2212 | 11895.89 | 2977.68 | 6166.8379 | 8069.9935 | 26199.0554 | 8231.8489 | 9761.689 | 3950.6399 | 6863.2236 | n/a | 8733.6959 | 5484.9488 | 3930.2219 | 6816.7718 | 9735.2518 | 6604.0064 | 2146.5712 | 5508.2714 | 7521.2064 | 4128.9879 | 5963.1637 | 7570.3384 | 3424.6107 | 4573.354 | 95.4714 | 61.899 | 61.899 | 102.8652 | 131.0615 | 72.0598 | 156.2259 | 99.803 | 156.2259 | 89.7118 | 112.0177 | 54.408 | 61.4404 | 74.8227 | 62.5294 | 166650.8527 | 10870.7685 | 4299.1157 | 66830.2294 | 30578.2634 | 13337.4702 | 5084.4442 | 5196.6124 | 4080.7824 | 3593.5606 | 25779.93 | 6065.1344 | 6130.3696 | 4558.1097 | 6019.8023 | 157528.9 | 17915.8644 | 8550.0646 | 67800.9 | 36559.0353 | 22816.922 | 11238.0506 | 7331.9836 | 9138.6538 | 10899.167 | 28848.3179 | 11988.0981 | 13626.008 | 7891.1203 | 10420.1563 | 64.21 | 64.21 | 64.21 | 68.6118 | 215.8512 | 68.6118 | 234.3389 | 215.8512 | 234.3389 | 68.6118 | 64.21 | 68.6118 | 68.6118 | 64.21 | 64.21 | 0.03255 | 0.00020568 | 2.2934e-09 | 0.017983 | 0.054086 | 2.4885e-10 | 0.19831 | 2.3408e-25 | 4.1912e-08 | 4.3104e-08 | 0.00085417 | 8.7545e-10 | 6.0086e-09 | 6.3252e-22 | 3.0015e-11 | 0.03255 | 0.032755 | 0.032755 | 0.050533 | 0.10462 | 0.050533 | 0.30292 | 0.10462 | 0.30292 | 0.050533 | 0.033404 | 0.03255 | 0.050533 | 0.03255 | 0.03255
916 | 154053.5898 | 15407.9814 | 5688.2352 | 66263.3583 | 36809.5921 | 15382.0252 | 11716.3277 | 2990.9525 | 6005.9795 | 7997.8501 | 26184.1487 | 7913.411 | 9677.1667 | 4036.8953 | 6916.2284 | n/a | 11369.5641 | 5259.7571 | 3082.2518 | 9606.4481 | 11289.2098 | 9533.8087 | 2231.0118 | 4461.6272 | 6551.6019 | 4023.2724 | 5622.4515 | 6358.7792 | 3426.6872 | 5066.0465 | 151.776 | 121.313 | 121.313 | 158.4696 | 181.7005 | 136.296 | 202.3972 | 155.9917 | 202.3972 | 150.814 | 162.5335 | 121.7782 | 122.2101 | 131.9421 | 121.8315 | 160853.3302 | 10281.3434 | 4340.8084 | 66593.0476 | 29693.3438 | 14652.6261 | 4973.8268 | 5148.1399 | 4457.7106 | 4448.9901 | 23853.1752 | 5885.1137 | 6647.312 | 4642.8381 | 6123.4877 | 154544.414 | 21392.4075 | 9550.7655 | 68168.3832 | 38177.0757 | 25818.0359 | 14491.9193 | 7379.1517 | 8919.3378 | 10876.792 | 26002.1477 | 11507.5652 | 12983.0912 | 7826.3252 | 11189.5342 | 174.0782 | 174.0782 | 174.0782 | 174.0782 | 174.0782 | 174.0782 | 174.0782 | 174.0782 | 174.0782 | 174.0782 | 228.3688 | 174.0782 | 174.0782 | 174.0782 | 174.0782 | 0.087216 | 1.575e-08 | 4.0198e-13 | 0.014577 | 0.012429 | 5.9146e-14 | 1.4505e-05 | 1.961e-25 | 3.8305e-08 | 2.9879e-08 | 0.055966 | 9.507e-10 | 5.151e-08 | 9.126e-21 | 5.333e-13 | 0.087216 | 0.087216 | 0.087216 | 0.10179 | 0.11422 | 0.10179 | 0.11424 | 0.11422 | 0.11424 | 0.10179 | 0.14318 | 0.087216 | 0.10179 | 0.087216 | 0.087216
917 | 151295.2135 | 15170.5442 | 5747.4592 | 65185.0944 | 36283.2819 | 15057.6638 | 11415.4257 | 3082.4611 | 5852.6061 | 7744.9938 | 25900.6266 | 8062.2727 | 9602.634 | 4002.0347 | 6996.2189 | n/a | 9137.473 | 5922.0103 | 4314.9952 | 9027.8624 | 10037.9592 | 9752.5418 | 1897.1486 | 4255.9214 | 7162.3345 | 4757.5026 | 5365.9447 | 8577.1133 | 3231.2654 | 4810.2775 | 136.6301 | 105.7391 | 105.7391 | 143.4217 | 167.6032 | 119.4041 | 189.1574 | 140.8292 | 189.1574 | 134.5236 | 148.6675 | 104.2848 | 106.3006 | 116.8087 | 106.2791 | 171655.5833 | 10410.9183 | 4045.8566 | 72368.0461 | 33992.6364 | 14079.1618 | 4902.5227 | 5071.7329 | 4401.1112 | 3899.9987 | 25337.5413 | 6352.1897 | 6779.3114 | 4692.4504 | 6026.6321 | 155855.0291 | 17797.3913 | 8711.067 | 71441.1298 | 39541.8873 | 23842.221 | 14408.9531 | 6951.1815 | 8589.5327 | 10931.2332 | 27925.4439 | 11574.3344 | 14784.2246 | 7746.7158 | 10801.2095 | 75.515 | 75.515 | 75.515 | 75.515 | 75.515 | 75.515 | 75.515 | 75.515 | 75.515 | 75.515 | 75.515 | 75.515 | 75.515 | 75.515 | 75.515 | 0.01475 | 5.8097e-05 | 1.8915e-10 | 0.00089875 | 0.0022804 | 2.642e-12 | 6.1955e-06 | 4.5616e-22 | 6.2801e-08 | 4.0111e-09 | 0.0020757 | 1.9564e-09 | 2.0241e-11 | 1.0461e-20 | 1.0651e-11 | 0.01475 | 0.014808 | 0.014808 | 0.015649 | 0.01793 | 0.015649 | 0.017936 | 0.01793 | 0.017936 | 0.015649 | 0.016826 | 0.01475 | 0.015649 | 0.01475 | 0.01475
918 | 150379.2327 | 15004.744 | 5646.2357 | 64820.5883 | 36066.257 | 14861.6908 | 11542.4558 | 2988.6859 | 6086.2665 | 7760.4129 | 25790.5248 | 7539.6248 | 9704.7615 | 3977.3531 | 7009.8511 | n/a | 12063.2519 | 4258.2446 | 3838.0001 | 10401.8642 | 10614.5556 | 7549.4261 | 1247.6797 | 3626.9406 | 4683.8595 | 4592.746 | 5603.8036 | 7316.6621 | 3021.1959 | 5347.7465 | 180.7784 | 150.3601 | 150.3601 | 187.4552 | 209.5959 | 167.9066 | 229.3035 | 185.1158 | 229.3035 | 181.7307 | 189.6106 | 154.0825 | 151.845 | 160.4812 | 150.8538 | 166938.9012 | 10548.1798 | 4262.8043 | 69804.9819 | 30217.9136 | 14020.1562 | 5985.64 | 5244.0847 | 4554.5421 | 4334.9931 | 25090.6978 | 5732.3787 | 7058.6916 | 4700.1402 | 5818.2506 | 154258.1 | 22219.2317 | 8506.8488 | 66798.0233 | 37135.1 | 22308.4064 | 13166.2661 | 5202.1866 | 8181.4827 | 8994.9526 | 28697.9438 | 9605.4033 | 13607.4781 | 7484.4362 | 11097.1971 | 111.4997 | 111.4997 | 111.4997 | 111.4997 | 117.4019 | 111.4997 | 117.4019 | 117.4019 | 117.4019 | 111.4997 | 111.4997 | 111.4997 | 111.4997 | 111.4997 | 111.4997 | 0.022454 | 4.6327e-10 | 2.6544e-10 | 0.013755 | 0.015831 | 7.0945e-11 | 0.00036693 | 6.6924e-14 | 2.0777e-06 | 7.6179e-05 | 0.00054499 | 1.0459e-06 | 4.6856e-09 | 1.2136e-19 | 2.1785e-12 | 0.022454 | 0.022454 | 0.022454 | 0.036209 | 0.05204 | 0.036209 | 0.052407 | 0.05204 | 0.052409 | 0.036285 | 0.022999 | 0.022455 | 0.036209 | 0.022454 | 0.022454
919 | 155232.3575 | 15825.0916 | 5792.237 | 66704.5878 | 37077.0382 | 15738.0451 | 11717.9015 | 3020.3321 | 6088.7982 | 8027.7253 | 26373.2159 | 8395.1875 | 9680.9328 | 4047.8984 | 7125.0637 | n/a | 4674.4457 | 4916.0632 | 5677.8815 | 9703.726 | 9967.523 | 6666.8353 | 1740.3654 | 4719.9084 | 7491.6776 | 4047.9224 | 6160.9391 | 7181.7028 | 4018.1404 | 4798.7179 | 182.2106 | 152.4715 | 152.4715 | 188.7371 | 210.1858 | 170.11 | 229.2739 | 186.4751 | 229.2739 | 183.4997 | 190.4884 | 156.7205 | 154.0335 | 162.2746 | 152.9497 | 161653.5963 | 10613.1243 | 4354.9441 | 63658.4615 | 31274.9087 | 13603.4736 | 5401.5825 | 5127.3687 | 4426.9869 | 4076.8162 | 25570.0705 | 5517.8264 | 6586.0993 | 4591.4289 | 5847.3003 | 155931.5 | 15057.7699 | 9206.6073 | 66783.2 | 39733.7917 | 23478.3966 | 12068.4178 | 6867.7341 | 9146.8953 | 11489.9939 | 29238.0929 | 11664.6655 | 12967.2022 | 8609.5693 | 10149.2182 | 198.36 | 236.1068 | 236.1068 | 222.8 | 222.8 | 222.8 | 222.8 | 222.8 | 222.8 | 222.8 | 198.36 | 222.8 | 222.8 | 198.36 | 198.36 | 0.082083 | 0.17919 | 1.1726e-11 | 0.036223 | 0.0040916 | 1.0265e-10 | 0.015129 | 2.2979e-22 | 2.3537e-08 | 1.8445e-09 | 0.00063879 | 1.1769e-08 | 5.6118e-08 | 1.7583e-24 | 1.3367e-09 | 0.082083 | 0.26127 | 0.26127 | 0.11831 | 0.1224 | 0.11831 | 0.13753 | 0.1224 | 0.13753 | 0.11831 | 0.082722 | 0.082083 | 0.11831 | 0.082083 | 0.082083
920 | 154301.8799 | 15402.3368 | 5907.2941 | 66374.128 | 36878.5374 | 15640.7366 | 11920.8965 | 3049.5189 | 6178.2368 | 8059.9771 | 26434.0108 | 8216.393 | 9955.1961 | 4061.1162 | 7111.6828 | n/a | 8521.9667 | 6471.5673 | 3563.4459 | 8210.0108 | 8722.5 | 7112.9222 | 2068.3568 | 5677.2792 | 7872.096 | 3832.3272 | 5852.1843 | 5799.899 | 3152.4598 | 5345.6903 | 199.4274 | 173.4725 | 173.4725 | 205.1138 | 222.3732 | 192.4409 | 237.707 | 203.3261 | 237.707 | 203.1969 | 204.012 | 181.6849 | 175.6502 | 181.3474 | 173.8567 | 168407.0591 | 11804.2305 | 4254.1838 | 67155.8451 | 31109.5614 | 13783.2 | 5678.4998 | 5198.1772 | 4493.1776 | 4286.7171 | 25597.5085 | 5845.0335 | 6152.1467 | 4779.4613 | 6255.0753 | 157261.3 | 19876.6973 | 10725.7511 | 68578.291 | 38766.3721 | 21516.5 | 12791.422 | 7155.9341 | 10170.4568 | 11465.2131 | 27362.9357 | 11401.6179 | 11848.6458 | 7772.1621 | 11600.7656 | 142.46 | 142.46 | 142.46 | 142.46 | 142.46 | 142.46 | 142.46 | 142.46 | 142.46 | 142.46 | 142.46 | 142.46 | 142.46 | 142.46 | 142.46 | 0.041342 | 6.6009e-07 | 2.3404e-15 | 0.012581 | 0.0079082 | 1.0654e-08 | 0.0035576 | 1.6091e-23 | 3.974e-10 | 2.601e-09 | 0.010977 | 1.2612e-08 | 2.0734e-05 | 2.8298e-20 | 3.106e-13 | 0.041342 | 0.041342 | 0.041342 | 0.053923 | 0.061831 | 0.053923 | 0.065389 | 0.061831 | 0.065389 | 0.053923 | 0.052319 | 0.041342 | 0.053944 | 0.041342 | 0.041342
921 | 154620.452 | 16077.5822 | 6177.9087 | 66502.1374 | 36943.1434 | 15456.3514 | 11794.4947 | 2976.1086 | 6120.7222 | 8041.7864 | 26433.795 | 8356.7686 | 9815.3957 | 4148.9603 | 7034.182 | n/a | 8250.5862 | 5190.6471 | 3636.1216 | 10177.99 | 9865.5408 | 6851.1459 | 1876.0893 | 2942.5081 | 7753.5576 | 3519.8177 | 7703.2818 | 7628.1567 | 3908.5441 | 5691.7247 | 193.2761 | 167.4971 | 167.4971 | 198.9251 | 216.241 | 185.9123 | 231.6283 | 197.1273 | 231.6283 | 196.7059 | 198.1433 | 175.1187 | 169.5633 | 175.3995 | 167.8826 | 166662.2238 | 10478.5081 | 4536.2369 | 66000.6779 | 31020.8216 | 13928.9393 | 5674.0675 | 5068.6969 | 4449.2293 | 4265.3529 | 25314.6148 | 5987.005 | 6490.1543 | 4559.3124 | 6195.7747 | 158788.2 | 17077.3131 | 8391.0028 | 67803.2995 | 40477.3116 | 23589.2801 | 12452.4134 | 6902.7862 | 7385.5374 | 12003.1105 | 28123.1324 | 13500.8869 | 13946.411 | 8429.5565 | 11790.9994 | 115.8997 | 115.8997 | 115.8997 | 140.965 | 140.965 | 140.965 | 140.965 | 140.965 | 140.965 | 140.965 | 115.8997 | 140.965 | 140.965 | 115.8997 | 115.8997 | 0.019969 | 0.0040098 | 7.1031e-08 | 0.019739 | 0.0018886 | 2.5997e-11 | 0.0063474 | 4.3452e-23 | 0.00010288 | 1.684e-10 | 0.0036056 | 1.7956e-12 | 2.2317e-09 | 1.3307e-22 | 5.0249e-14 | 0.019969 | 0.023979 | 0.023979 | 0.039709 | 0.041597 | 0.039709 | 0.047944 | 0.041597 | 0.048047 | 0.039709 | 0.023575 | 0.019969 | 0.039709 | 0.019969 | 0.019969
922 | 152775.6778 | 15674.6723 | 5686.7193 | 65737.57 | 36421.9715 | 15185.4049 | 11799.2298 | 2986.3268 | 6178.7721 | 7845.8839 | 25873.3195 | 7990.5152 | 9698.0111 | 4020.1987 | 6902.8769 | n/a | 11407.1843 | 5549.5345 | 5619.4821 | 8435.5583 | 11828.3576 | 6913.149 | 1559.5158 | 4515.5348 | 6788.177 | 5205.0367 | 6654.5077 | 7433.6715 | 3320.748 | 4799.5019 | 171.4411 | 141.4579 | 141.4579 | 178.024 | 200.0919 | 158.1561 | 219.739 | 175.6868 | 219.739 | 171.9379 | 180.5881 | 144.3745 | 142.7855 | 151.548 | 141.9501 | 165391.9516 | 9188.7311 | 4101.845 | 69057.3589 | 30539.6136 | 13293.3076 | 5047.6711 | 5097.918 | 4302.9935 | 4493.342 | 25407.2793 | 5809.2326 | 6737.4183 | 4702.559 | 5989.3189 | 155557 | 20235.7779 | 9616.0795 | 70251.4915 | 37129.6719 | 25057.7652 | 11207.0201 | 6644.4338 | 8270.4283 | 11281.519 | 29276.0011 | 12399.8403 | 13067.7898 | 8023.307 | 10778.7208 | 124.9286 | 124.9286 | 124.9286 | 124.9286 | 142.1906 | 124.9286 | 329.6085 | 142.1906 | 329.6085 | 124.9286 | 124.9286 | 124.9286 | 124.9286 | 124.9286 | 124.9286 | 0.043316 | 6.4794e-07 | 2.5647e-13 | 0.0027675 | 0.02199 | 1.8354e-13 | 0.17483 | 1.3718e-21 | 2.4443e-06 | 1.4254e-09 | 0.00026347 | 2.1385e-11 | 4.0856e-08 | 6.8269e-22 | 5.2215e-12 | 0.043316 | 0.043317 | 0.043317 | 0.046084 | 0.068074 | 0.046084 | 0.2429 | 0.068074 | 0.24291 | 0.046084 | 0.04358 | 0.043316 | 0.046084 | 0.043316 | 0.043316
923 | 153920.8253 | 15464.9596 | 5910.2741 | 66218.3535 | 36901.2058 | 15450.1083 | 11708.0601 | 2973.6047 | 6092.03 | 7725.7589 | 26034.7501 | 7904.578 | 10022.4559 | 4069.3655 | 7329.3659 | n/a | 9978.6262 | 4368.5761 | 4038.6454 | 9255.3455 | 9437.5669 | 10295.4682 | 1566.3276 | 4812.6924 | 5564.0937 | 3780.1981 | 6472.836 | 7200.5904 | 3675.1884 | 6320.0145 | 164.5977 | 134.6249 | 134.6249 | 171.1799 | 193.4853 | 150.7173 | 213.3481 | 168.8123 | 213.3481 | 164.6503 | 174.1847 | 136.7843 | 135.8153 | 144.8258 | 135.1226 | 169965.159 | 11523.9456 | 4421.346 | 70354.6641 | 32864.9555 | 14654.295 | 5661.5231 | 5222.671 | 4390.7556 | 4752.2385 | 25612.8839 | 5652.4623 | 6686.43 | 4541.7964 | 6236.3941 | 157178.5 | 20106.3372 | 7423.4876 | 69441.1544 | 39040.5202 | 23403.3034 | 15272.4914 | 6788.9986 | 8524.148 | 10229.7323 | 27936.082 | 11523.3398 | 13794.3204 | 7913.2848 | 10998.474 | 112.7576 | 112.7576 | 112.7576 | 112.7576 | 112.7576 | 112.7576 | 112.7576 | 112.7576 | 112.7576 | 112.7576 | 112.7576 | 112.7576 | 112.7576 | 112.7576 | 112.7576 | 0.035196 | 4.5722e-07 | 3.3341e-06 | 0.0063062 | 0.0063565 | 4.1035e-11 | 1.5018e-06 | 1.6385e-22 | 4.3703e-07 | 1.2118e-07 | 0.0025331 | 8.2591e-10 | 1.3021e-08 | 6.9795e-21 | 6.132e-11 | 0.035196 | 0.035197 | 0.0352 | 0.041503 | 0.047859 | 0.041503 | 0.04786 | 0.047859 | 0.047861 | 0.041503 | 0.037729 | 0.035196 | 0.041503 | 0.035196 | 0.035196
924 | 155650.732 | 15873.1386 | 6005.1033 | 66911.7237 | 37183.3264 | 15633.5715 | 11736.5058 | 3015.1567 | 6074.9367 | 7974.3111 | 26269.6207 | 8217.3161 | 9957.8696 | 3967.6825 | 7172.1669 | n/a | 8851.621 | 4433.2034 | 3548.4642 | 6337.2348 | 6828.9978 | 9027.4239 | 1748.1014 | 3791.2919 | 9112.9722 | 3926.1538 | 7788.5546 | 7773.9926 | 2993.7067 | 4506.3519 | 125.4982 | 92.895 | 92.895 | 132.6707 | 158.8684 | 105.6627 | 182.2309 | 129.8482 | 182.2309 | 122.0506 | 139.4249 | 89.2749 | 93.1105 | 104.8932 | 93.4803 | 169611.2322 | 10731.66 | 4193.7255 | 70427.6096 | 31062.4505 | 14371.2553 | 5343.1931 | 5040.8983 | 4084.6344 | 4822.9066 | 25181.7637 | 5897.3097 | 6665.1123 | 4594.692 | 5722.8722 | 159099.7 | 19049.881 | 8605.2289 | 72331.5885 | 37063 | 20271.9531 | 14260.517 | 6741.6997 | 7870.4263 | 13013.2788 | 28376.1176 | 13680.1644 | 14281.6049 | 7439.0987 | 9553.0241 | 84.13 | 84.13 | 84.13 | 84.13 | 206.91 | 84.13 | 206.91 | 206.91 | 206.91 | 84.13 | 84.13 | 84.13 | 84.13 | 84.13 | 84.13 | 0.03192 | 2.0753e-05 | 4.2529e-09 | 0.0016652 | 0.045624 | 2.5024e-07 | 3.0202e-05 | 9.1818e-22 | 8.2662e-06 | 7.3118e-13 | 0.0019203 | 2.6498e-13 | 1.3161e-09 | 1.6562e-19 | 5.6387e-08 | 0.03192 | 0.03194 | 0.03194 | 0.033585 | 0.079209 | 0.033585 | 0.07924 | 0.079209 | 0.079248 | 0.033585 | 0.03384 | 0.03192 | 0.033585 | 0.03192 | 0.03192
925 | 150806.4399 | 15532.847 | 5939.7162 | 64967.1173 | 36138.1523 | 14871.4065 | 11195.6314 | 3040.906 | 5469.5055 | 7579.6634 | 25771.8834 | 8192.6065 | 9239.0933 | 4052.9681 | 7076.194 | n/a | 12539.1926 | 5545.875 | 4782.2703 | 9145.74 | 10563.7927 | 7499.4824 | 2154.6736 | 3669.2267 | 8531.6327 | 4307.6735 | 5812.5387 | 7772.372 | 3515.6886 | 3452.3104 | 95.0442 | 59.6144 | 59.6144 | 102.8484 | 132.811 | 69.8324 | 159.555 | 99.5905 | 159.555 | 88.5922 | 112.879 | 51.0726 | 59.0154 | 73.3493 | 60.2844 | 165038.6079 | 10960.9084 | 4219.6236 | 70389.8707 | 34352.0419 | 14653.7581 | 5699.2276 | 5325.9103 | 4576.3869 | 4799.4613 | 24704.8947 | 5943.9607 | 6387.9946 | 4564.8134 | 5904.8023 | 152071.6 | 20985.001 | 9710.8986 | 69512.3331 | 41351.7739 | 24658.1508 | 12891.31 | 7015.0839 | 8062.9136 | 13172.594 | 28244.3682 | 11355.5994 | 12880.0666 | 7680.3021 | 9170.7127 | 120.85 | 120.85 | 120.85 | 120.85 | 120.85 | 120.85 | 120.85 | 120.85 | 120.85 | 120.85 | 120.85 | 120.85 | 120.85 | 120.85 | 120.85 | 0.068427 | 6.5597e-08 | 2.1183e-12 | 0.0026237 | 0.00039485 | 1.3347e-13 | 0.00025552 | 6.8604e-23 | 5.2207e-08 | 1.1662e-14 | 0.0010439 | 1.3415e-08 | 6.4481e-09 | 6.6554e-20 | 2.4163e-07 | 0.068427 | 0.068427 | 0.068427 | 0.071051 | 0.071446 | 0.071051 | 0.071701 | 0.071446 | 0.071701 | 0.071051 | 0.069471 | 0.068427 | 0.071051 | 0.068427 | 0.068428
926 | 152573.0273 | 15584.7267 | 5914.6425 | 65668.1477 | 36396.0568 | 15155.8571 | 12072.8725 | 3045.121 | 6093.0477 | 7654.605 | 25911.7829 | 8195.7816 | 9891.3709 | 4073.6803 | 7000.0651 | n/a | 9291.863 | 5228.2986 | 4973.4992 | 9649.2015 | 11328.5113 | 7890.3067 | 2218.0994 | 4709.488 | 7488.4125 | 4569.977 | 7003.2711 | 6644.1533 | 3184.8643 | 5487.0012 | 92.1117 | 54.1716 | 54.1716 | 100.471 | 132.9059 | 64.2583 | 161.8618 | 96.9377 | 161.8618 | 84.5698 | 111.8416 | 43.947 | 53.3353 | 69.0425 | 54.897 | 165138.7508 | 10844.9572 | 4256.2091 | 66717.9302 | 31232.3995 | 13697.6136 | 5134.3287 | 5127.4536 | 4161.1357 | 3814.083 | 26488.0638 | 6015.5366 | 6006.7465 | 4620.8782 | 5793.729 | 153743.5 | 19676.8201 | 9476.6077 | 66118.4 | 38181.601 | 23917.3249 | 12921.2354 | 7320.853 | 8859.7237 | 10455.7955 | 29487.0408 | 12756.7076 | 11441.6998 | 7603.7425 | 11245.0302 | 127.53 | 127.53 | 127.53 | 137.5 | 137.5 | 137.5 | 137.5 | 137.5 | 137.5 | 137.5 | 127.53 | 137.5 | 137.5 | 127.53 | 127.53 | 0.070699 | 1.916e-06 | 7.2531e-12 | 0.030031 | 0.0084701 | 3.2658e-12 | 0.0039023 | 1.9637e-24 | 9.228e-08 | 2.3654e-08 | 0.00020515 | 1.7831e-11 | 7.8035e-05 | 2.4227e-19 | 8.4752e-13 | 0.070699 | 0.070701 | 0.070701 | 0.10073 | 0.1092 | 0.10073 | 0.1131 | 0.1092 | 0.1131 | 0.10073 | 0.070904 | 0.070699 | 0.10081 | 0.070699 | 0.070699
927 | 151103.8439 | 15173.2074 | 5679.3032 | 65107.3817 | 36364.7469 | 15118.8148 | 11529.1112 | 3041.8189 | 5692.9851 | 8018.9242 | 25701.7428 | 7937.2614 | 9579.2075 | 3921.9346 | 7090.91 | n/a | 9916.4435 | 5430.3885 | 4367.2173 | 9230.7823 | 11204.3324 | 8696.5361 | 1569.281 | 4118.5743 | 7206.1245 | 3472.9093 | 8222.2983 | 9902.0443 | 3782.1461 | 4374.0939 | 84.5199 | 47.093 | 47.093 | 92.7677 | 124.9931 | 56.4819 | 153.7655 | 89.2529 | 153.7655 | 76.6647 | 104.3976 | 36.2993 | 46.1401 | 61.8696 | 47.8139 | 160485.3337 | 10072.0776 | 4348.1581 | 66947.5785 | 29066.2504 | 14171.0174 | 5561.8389 | 5085.8784 | 4553.475 | 4327.8493 | 23540.1865 | 6057.4217 | 6820.9781 | 4756.6476 | 5813.6173 | 152222.2 | 19458.921 | 9750.1466 | 68312.1957 | 36472.7327 | 24813.3498 | 14258.375 | 6648.8594 | 8672.0493 | 11053.0738 | 25894 | 14198.62 | 16362.3224 | 8320.5937 | 10177.6112 | 123.32 | 123.32 | 123.32 | 123.32 | 167.7012 | 123.32 | 167.7012 | 167.7012 | 167.7012 | 123.32 | 129.46 | 123.32 | 123.32 | 123.32 | 123.32 | 0.071696 | 8.973e-07 | 9.7008e-14 | 0.0061639 | 0.037361 | 2.6193e-13 | 1.4589e-05 | 5.7351e-21 | 1.2962e-08 | 1.4561e-08 | 0.032017 | 2.1343e-15 | 2.5561e-14 | 2.2443e-24 | 8.6119e-10 | 0.071696 | 0.071696 | 0.071696 | 0.077859 | 0.11522 | 0.077859 | 0.11523 | 0.11522 | 0.11523 | 0.07786 | 0.10371 | 0.071696 | 0.077859 | 0.071696 | 0.071696
928 | 152904.0268 | 15280.8977 | 5884.4321 | 65810.9293 | 36599.7904 | 15512.2996 | 11671.8219 | 2927.3727 | 5825.8738 | 7695.6866 | 26162.0644 | 8382.2877 | 9721.5566 | 3810.6113 | 7034.7197 | n/a | 10389.3198 | 5437.7667 | 4292.025 | 9265.8719 | 8751.4245 | 7763.6831 | 1692.5144 | 2343.5665 | 7565.0926 | 2881.3642 | 7938.0934 | 4768.2763 | 3551.9604 | 5050.1888 | 102.8981 | 67.6479 | 67.6479 | 110.6607 | 140.1703 | 78.5514 | 166.5052 | 107.4578 | 166.5052 | 97.0244 | 120.0978 | 60.0785 | 67.2199 | 81.1726 | 68.3076 | 166278.8128 | 9797.5687 | 4244.8031 | 70343.1328 | 30985.3586 | 14938.0267 | 5369.031 | 5121.5596 | 4205.6051 | 5163.072 | 24648.7662 | 5953.5527 | 6827.0536 | 4649.1193 | 5908.6353 | 156117.6128 | 19719.8885 | 9659.3698 | 69939.2577 | 38063.8305 | 22299.1512 | 13037.1141 | 6787.774 | 6470.4716 | 12587.6646 | 26478.8304 | 13375.4461 | 11513.5299 | 8019.2797 | 10938.6241 | 70.7145 | 70.7145 | 70.7145 | 70.7145 | 70.7145 | 70.7145 | 70.7145 | 70.7145 | 70.7145 | 70.7145 | 113.3446 | 70.7145 | 70.7145 | 70.7145 | 70.7145 | 0.035891 | 6.6024e-07 | 1.6519e-12 | 0.003534 | 0.011338 | 8.9961e-10 | 0.00081338 | 4.4537e-23 | 0.0053979 | 6.309e-13 | 0.026767 | 3.8888e-12 | 2.6158e-05 | 4.8806e-24 | 6.8017e-12 | 0.035891 | 0.035892 | 0.035892 | 0.039425 | 0.050763 | 0.039425 | 0.051577 | 0.050763 | 0.056975 | 0.039425 | 0.062658 | 0.035891 | 0.039451 | 0.035891 | 0.035891
929 | 151433.0633 | 15049.4074 | 5719.5995 | 65221.9733 | 36176.3735 | 15273.0712 | 11368.4057 | 2911.0053 | 5958.2931 | 7902.8274 | 25566.7319 | 7890.5648 | 9785.0437 | 3960.5384 | 6981.7939 | n/a | 11050.019 | 4817.4676 | 4530.0043 | 11547.5027 | 8698.6668 | 8120.4768 | 1846.1121 | 5107.6006 | 7956.6906 | 5957.441 | 5321.2725 | 7704.6372 | 3956.0389 | 4131.6812 | 122.7101 | 89.662 | 89.662 | 129.9816 | 156.6995 | 102.2057 | 180.5285 | 127.0998 | 180.5285 | 118.9209 | 137.121 | 85.4907 | 89.7897 | 101.8998 | 90.2589 | 164979.128 | 10947.5093 | 4048.7821 | 69028.2788 | 30210.0986 | 13978.7205 | 4736.8846 | 5280.0345 | 4133.2864 | 4566.5656 | 23905.4268 | 5846.2728 | 6895.2429 | 4750.8243 | 5986.3989 | 153992.1 | 21668.7284 | 8815.8498 | 68666.6338 | 39311.9521 | 21803.1874 | 12691.0614 | 7036.2466 | 9192.9871 | 11772.8561 | 27943.3678 | 11043.7453 | 14216.0801 | 8191.4632 | 10065.78 | 91.7832 | 91.7832 | 91.7832 | 91.7832 | 91.7832 | 91.7832 | 91.7832 | 91.7832 | 91.7832 | 91.7832 | 91.7832 | 91.7832 | 91.7832 | 91.7832 | 91.7832 | 0.046025 | 2.2122e-09 | 7.1849e-11 | 0.0053165 | 0.0025226 | 1.3393e-09 | 0.00083073 | 1.2212e-24 | 7.4345e-09 | 1.8852e-10 | 0.0011715 | 7.9273e-09 | 6.2913e-10 | 2.5281e-23 | 6.6433e-10 | 0.046025 | 0.046025 | 0.046025 | 0.051342 | 0.053864 | 0.051342 | 0.054695 | 0.053864 | 0.054695 | 0.051342 | 0.047196 | 0.046025 | 0.051342 | 0.046025 | 0.046025
930 | 155688.5848 | 15714.057 | 6011.4184 | 66934.2977 | 37186.6434 | 15644.7803 | 11709.7139 | 2934.0319 | 5978.9259 | 8075.902 | 26359.0673 | 8064.8802 | 9780.4576 | 3961.6662 | 7169.1178 | n/a | 11652.2848 | 5058.0147 | 4032.3953 | 10485.3325 | 10755.3312 | 6739.9611 | 1873.7641 | 4348.7465 | 6201.3699 | 3496.2506 | 6338.3937 | 7229.1253 | 3649.8157 | 5516.5615 | 153.7737 | 123.9605 | 123.9605 | 160.3233 | 182.8694 | 139.0871 | 202.9529 | 157.9223 | 202.9529 | 153.1749 | 163.9597 | 124.9994 | 124.944 | 134.2747 | 124.4636 | 162403.5108 | 9646.9748 | 4255.4826 | 67607.1941 | 30259.622 | 13636.8311 | 5082.9381 | 5107.0988 | 4149.2446 | 4337.4474 | 23313.8288 | 6039.1316 | 7067.352 | 4654.5466 | 6295.0703 | 155447.1173 | 21055.3596 | 9247.6972 | 68146.696 | 38565.8611 | 24205.4623 | 11716.5058 | 6975.2629 | 8465.7911 | 10415.9173 | 25271.8794 | 12313.7252 | 14033.2774 | 8095.8623 | 11462.6318 | 193.9726 | 193.9726 | 193.9726 | 193.9726 | 193.9726 | 193.9726 | 242.9371 | 193.9726 | 242.9371 | 193.9726 | 245.9395 | 193.9726 | 193.9726 | 193.9726 | 193.9726 | 0.10911 | 1.002e-07 | 8.0398e-11 | 0.020709 | 0.012453 | 1.1229e-11 | 0.040509 | 5.2225e-24 | 2.721e-07 | 4.6343e-07 | 0.14333 | 5.6474e-11 | 1.2839e-09 | 7.7755e-23 | 1.1493e-12 | 0.10911 | 0.10911 | 0.10911 | 0.12982 | 0.14227 | 0.12982 | 0.18278 | 0.14227 | 0.18278 | 0.12982 | 0.25243 | 0.10911 | 0.12982 | 0.10911 | 0.10911
931 | 157608.245 | 16086.1251 | 6074.8119 | 67706.916 | 37581.3288 | 15502.3989 | 11922.3108 | 2992.6382 | 6070.2429 | 8281.1563 | 26542.1709 | 8269.9027 | 9779.8189 | 4046.0075 | 7399.4868 | n/a | 9437.4636 | 5108.7817 | 4400.0403 | 7406.8268 | 8032.6232 | 6425.4696 | 1756.0149 | 3840.6633 | 6292.2844 | 5452.3907 | 5214.5833 | 6267.151 | 2549.0812 | 6867.4733 | 175.0457 | 147.1933 | 147.1933 | 181.1571 | 201.0862 | 164.1016 | 218.8191 | 179.0589 | 218.8191 | 176.5406 | 182.5111 | 151.6627 | 148.7448 | 156.3004 | 147.6376 | 160465.5153 | 10405.7024 | 4076.8978 | 64941.6534 | 28788.7202 | 14006.7031 | 5010.577 | 5166.4063 | 3911.249 | 4354.3162 | 24126.8257 | 6120.4603 | 6640.0124 | 4685.6365 | 5938.1403 | 156981.4 | 19820.266 | 9185.6795 | 68536.2784 | 36195.547 | 21810.4264 | 11436.0466 | 6922.4212 | 7751.9123 | 10646.6006 | 27676.9163 | 11106.1436 | 12522.4481 | 7217.7177 | 12805.6135 | 231.57 | 231.57 | 231.57 | 231.57 | 301.6293 | 231.57 | 328.2287 | 301.6293 | 328.2287 | 231.57 | 231.57 | 231.57 | 231.57 | 231.57 | 231.57 | 0.12204 | 6.1204e-06 | 2.1617e-10 | 0.025133 | 0.11676 | 3.0572e-09 | 0.13864 | 5.4604e-23 | 1.3977e-05 | 5.4412e-07 | 0.0081762 | 7.1677e-08 | 5.8125e-07 | 1.0363e-17 | 5.569e-15 | 0.12204 | 0.12204 | 0.12204 | 0.14717 | 0.26393 | 0.14717 | 0.40257 | 0.26393 | 0.40259 | 0.14717 | 0.13021 | 0.12204 | 0.14717 | 0.12204 | 0.12204
932 | 153490.6066 | 15594.3823 | 5983.5052 | 66050.5171 | 36866.7121 | 15520.8934 | 12000.7671 | 3065.1528 | 6369.6036 | 8002.2553 | 26240.9086 | 8017.1766 | 9527.0575 | 4074.3576 | 6931.9242 | n/a | 9715.9931 | 6389.7428 | 2846.3017 | 7386.1784 | 7923.8675 | 7527.5521 | 2359.5867 | 5332.7951 | 6872.209 | 5166.3978 | 7926.1738 | 7496.2742 | 3748.4559 | 5635.0714 | 149.1392 | 119.6167 | 119.6167 | 155.6256 | 178.0652 | 134.3185 | 198.0556 | 153.2336 | 198.0556 | 148.341 | 159.4306 | 120.296 | 120.5275 | 129.8832 | 120.1175 | 163137.4016 | 10890.3295 | 4333.5173 | 67348.8138 | 30212.7965 | 15491.4406 | 5097.3984 | 5250.5264 | 4222.9148 | 4405.941 | 23763.3395 | 5930.9071 | 6857.4688 | 4552.67 | 6039.4784 | 158440.6016 | 20449.4226 | 10723.26 | 67726.1154 | 35964.9749 | 22773.9081 | 12029.7505 | 7564.0131 | 9044.0099 | 10648.15 | 28201.0373 | 13845.6808 | 14218.843 | 7909.8259 | 11458.2498 | 77.7853 | 77.7853 | 77.7853 | 96.9625 | 267.0978 | 96.9625 | 267.0978 | 267.0978 | 267.0978 | 96.9625 | 77.7853 | 96.9625 | 96.9625 | 77.7853 | 77.7853 | 0.012014 | 2.981e-07 | 5.68e-15 | 0.016298 | 0.085425 | 2.7349e-10 | 0.038088 | 1.9194e-25 | 2.4339e-07 | 9.3881e-08 | 0.0023749 | 2.362e-14 | 1.3092e-10 | 8.0837e-21 | 1.2886e-13 | 0.012014 | 0.012014 | 0.012014 | 0.028312 | 0.11374 | 0.028312 | 0.15182 | 0.11374 | 0.15183 | 0.028312 | 0.014389 | 0.012014 | 0.028312 | 0.012014 | 0.012014
933 | 156727.8374 | 15672.3305 | 5869.2442 | 67331.7801 | 37432.5109 | 15707.522 | 11957.8095 | 3079.1106 | 6233.6633 | 8006.4566 | 26742.1626 | 8245.7524 | 10071.2495 | 3948.0086 | 7268.6654 | n/a | 8879.9987 | 5928.3567 | 4386.5619 | 8908.0972 | 8314.3797 | 7164.9528 | 1233.5123 | 5052.9634 | 7168.7641 | 3322.0835 | 5257.3122 | 8175.1882 | 3412.3692 | 3976.4915 | 149.9408 | 119.5551 | 119.5551 | 156.6177 | 179.842 | 134.3718 | 200.5336 | 154.1393 | 200.5336 | 148.8863 | 160.7657 | 119.8575 | 120.4207 | 130.1816 | 120.0734 | 163413.5906 | 9759.1459 | 4266.0219 | 68276.6062 | 30088.3887 | 15008.4185 | 5563.8422 | 5264.5421 | 4481.351 | 4830.9005 | 22203.1412 | 5929.0665 | 7010.4401 | 4619.7403 | 5873.4285 | 158035.0906 | 17755.2446 | 10194.3786 | 70956.4681 | 38217.6858 | 23200.3981 | 12728.795 | 6498.0545 | 9534.3144 | 11951.0646 | 24980.0247 | 11112.5786 | 14674.7283 | 8032.1096 | 9836.32 | 149.8432 | 149.8432 | 149.8432 | 149.8432 | 149.8432 | 149.8432 | 149.8432 | 149.8432 | 149.8432 | 149.8432 | 241.1485 | 149.8432 | 149.8432 | 149.8432 | 149.8432 | 0.068747 | 0.00026987 | 4.5454e-14 | 0.005098 | 0.020922 | 1.8546e-10 | 0.0047405 | 9.0415e-20 | 1.0872e-08 | 1.6783e-10 | 0.29018 | 5.9678e-08 | 5.3159e-10 | 1.1747e-22 | 2.3824e-08 | 0.068747 | 0.069017 | 0.069017 | 0.073845 | 0.094768 | 0.073845 | 0.099508 | 0.094768 | 0.099508 | 0.073845 | 0.35893 | 0.068747 | 0.073845 | 0.068747 | 0.068747
934 | 151244.4699 | 15418.424 | 5678.4442 | 65171.8754 | 36163.1166 | 15274.742 | 11912.6891 | 3003.1855 | 6219.2688 | 8008.334 | 25687.6814 | 7971.3845 | 9392.3167 | 3838.8407 | 7001.4237 | n/a | 10256.1244 | 5385.089 | 4612.4388 | 9245.2248 | 10415.9474 | 8196.0085 | 1874.7003 | 4669.7984 | 6905.9588 | 4538.8352 | 5263.8625 | 8368.0216 | 3886.294 | 4936.6205 | 172.0502 | 145.6295 | 145.6295 | 177.846 | 196.5337 | 162.1997 | 213.1582 | 175.8833 | 213.1582 | 173.8611 | 178.7396 | 150.5383 | 147.2222 | 154.1673 | 146.046 | 163598.0048 | 10067.1054 | 4374.942 | 63036.5512 | 29871.9926 | 13528.9773 | 5195.4169 | 5065.9421 | 4179.4235 | 4200.9634 | 28927.2648 | 5581.0489 | 7348.4556 | 4693.5877 | 5940.8564 | 153675.6 | 19090.6299 | 9710.2309 | 64590.19 | 38192.0174 | 22594.8247 | 13325.0254 | 6940.6423 | 8849.2219 | 9816.4223 | 32026 | 10785.3114 | 14982.5772 | 8115.9817 | 10497.7769 | 132.3 | 132.3 | 132.3 | 259.5852 | 259.5852 | 259.5852 | 259.5852 | 259.5852 | 259.5852 | 259.5852 | 132.3 | 259.5852 | 259.5852 | 132.3 | 132.3 | 0.047775 | 4.8614e-06 | 1.2518e-13 | 0.050566 | 0.006751 | 1.6983e-10 | 0.00077126 | 5.8867e-23 | 2.2353e-07 | 5.6347e-06 | 3.0478e-06 | 4.8512e-08 | 2.2383e-12 | 3.1384e-24 | 6.4439e-11 | 0.047775 | 0.04778 | 0.04778 | 0.098341 | 0.10509 | 0.098341 | 0.10586 | 0.10509 | 0.10586 | 0.098347 | 0.047778 | 0.047775 | 0.098341 | 0.047775 | 0.047775
935 | 153094.3572 | 15404.2028 | 5591.2971 | 65898.3205 | 36712.5843 | 15494.7838 | 11967.4343 | 3038.6691 | 6263.2093 | 8081.0878 | 26260.2615 | 8361.4187 | 9758.1136 | 3967.6987 | 6960.5873 | n/a | 12059.5025 | 6966.5417 | 3978.9263 | 6009.9295 | 10234.5022 | 7147.2349 | 1628.4323 | 3558.4104 | 7381.4331 | 2914.6448 | 6569.5355 | 6540.2918 | 3971.5196 | 4424.5141 | 220.2295 | 195.6535 | 195.6535 | 225.6064 | 240.8144 | 216.3917 | 254.3036 | 224.0585 | 254.3036 | 225.8539 | 222.5193 | 206.9296 | 198.3484 | 202.5811 | 195.9914 | 167202.3004 | 10671.6984 | 4385.8915 | 68717.4242 | 30524.3942 | 14999.4296 | 5208.5514 | 5205.1252 | 4228.8834 | 4500.4586 | 25330.5167 | 5929.6776 | 7713.4989 | 4609.8038 | 6125.9561 | 157769 | 22392.7326 | 11329.6332 | 70557.5505 | 36162.5238 | 25071.7318 | 12355.7864 | 6814.9575 | 7787.2938 | 11793.0916 | 27334.7615 | 12425.813 | 12899.1907 | 8303.7234 | 10550.4701 | 120.435 | 120.435 | 120.435 | 120.435 | 361.2216 | 120.435 | 361.2216 | 361.2216 | 361.2216 | 120.435 | 120.435 | 120.435 | 120.435 | 120.435 | 120.435 | 0.014185 | 1.3047e-09 | 8.4019e-19 | 0.0025448 | 0.066599 | 6.6064e-13 | 0.013893 | 7.1592e-22 | 3.6341e-05 | 6.1678e-10 | 0.008778 | 2.7514e-10 | 1.1252e-07 | 8.2795e-24 | 3.3231e-11 | 0.014185 | 0.014185 | 0.014185 | 0.01673 | 0.083329 | 0.01673 | 0.097223 | 0.083329 | 0.097259 | 0.01673 | 0.022963 | 0.014185 | 0.01673 | 0.014185 | 0.014185
936 | 155477.5795 | 15875.9736 | 5960.9171 | 66827.2815 | 37131.3411 | 15347.0776 | 12167.8436 | 3048.3709 | 6078.1958 | 7988.4009 | 26386.8817 | 8160.0458 | 9956.7744 | 4062.2593 | 7005.0495 | n/a | 7487.7136 | 4237.5498 | 3736.6102 | 8007.9519 | 10311.2437 | 6415.4501 | 2155.3957 | 5571.6662 | 7763.2708 | 4279.6118 | 5870.0067 | 7843.7997 | 3596.1821 | 4236.6228 | 236.1557 | 210.03 | 210.03 | 241.8712 | 257.9645 | 232.2563 | 272.2373 | 240.2351 | 272.2373 | 242.2682 | 238.4566 | 222.2444 | 212.9359 | 217.3601 | 210.3876 | 159727.3059 | 10419.4075 | 4498.7927 | 68037.1478 | 31939.7447 | 13493.5905 | 5146.0789 | 5156.5221 | 4314.9435 | 3800.1196 | 22981.6123 | 5951.6411 | 7090.205 | 4604.2911 | 5998.4841 | 155259.3 | 17881.4211 | 8727.2424 | 69362.8521 | 39662.5966 | 22839.3343 | 11316.929 | 7271.4179 | 9886.6097 | 10828.3905 | 26469.9241 | 11591.1478 | 14883.0047 | 8194.2731 | 10067.6069 | 295.62 | 295.62 | 295.62 | 295.62 | 295.62 | 295.62 | 408.356 | 295.62 | 408.356 | 295.62 | 295.62 | 295.62 | 295.62 | 295.62 | 295.62 | 0.1081 | 0.00034695 | 1.3187e-09 | 0.010761 | 0.0045775 | 1.1871e-10 | 0.28447 | 3.901e-24 | 6.929e-10 | 3.555e-08 | 0.037862 | 3.5238e-09 | 1.1955e-10 | 2.5786e-22 | 7.9782e-10 | 0.1081 | 0.10844 | 0.10844 | 0.11886 | 0.12343 | 0.11886 | 0.4079 | 0.12343 | 0.4079 | 0.11886 | 0.14596 | 0.1081 | 0.11886 | 0.1081 | 0.1081
937 | 153807.308 | 15954.5366 | 5973.6185 | 66152.2553 | 36614.9772 | 15288.5568 | 11638.6255 | 2939.5089 | 6004.2903 | 7864.6275 | 26213.1455 | 8154.9517 | 9731.3846 | 3974.1548 | 7068.3664 | n/a | 9667.6502 | 5887.936 | 4115.9175 | 10690.4562 | 11402.6367 | 7064.5444 | 2007.8749 | 3192.8445 | 5811.6541 | 3882.7584 | 5179.4289 | 5726.0598 | 3421.7399 | 4056.3643 | 205.3287 | 178.7325 | 178.7325 | 211.1554 | 228.8062 | 198.2557 | 244.4869 | 209.328 | 244.4869 | 209.2552 | 209.9631 | 187.2564 | 180.9837 | 186.7856 | 179.1254 | 168836.6278 | 9937.0059 | 4417.5767 | 69388.3203 | 31622.6552 | 14748.0126 | 5424.3886 | 5145.4021 | 4425.4663 | 4495.7236 | 25466.9219 | 5953.9731 | 5867.5473 | 4586.2966 | 6281.1605 | 158599.9 | 18913.5561 | 10236.5128 | 70410.1378 | 40852.0114 | 25818.4493 | 11773.633 | 7108.677 | 6903.0108 | 10254.8777 | 27015.5 | 10853.702 | 10730.7071 | 7872.9366 | 10294.9248 | 110.3917 | 110.3917 | 110.3917 | 110.3917 | 110.3917 | 110.3917 | 218.2236 | 110.3917 | 218.2236 | 110.3917 | 114.5943 | 110.3917 | 110.3917 | 110.3917 | 110.3917 | 0.013247 | 3.6319e-05 | 1.0929e-13 | 0.0033039 | 0.00099014 | 3.9205e-14 | 0.027981 | 1.1687e-24 | 0.00051746 | 2.6649e-07 | 0.013081 | 1.1438e-07 | 0.00066369 | 1.3325e-21 | 3.656e-10 | 0.013247 | 0.013283 | 0.013283 | 0.016551 | 0.017541 | 0.016551 | 0.045522 | 0.017541 | 0.046039 | 0.016551 | 0.026328 | 0.013247 | 0.017215 | 0.013247 | 0.013247
938 | 161155.876 | 16227.6849 | 6239.8962 | 69071.4705 | 38307.5493 | 16175.0537 | 12168.5228 | 3139.7992 | 6194.1125 | 8252.2114 | 27158.2865 | 8337.7189 | 10473.106 | 4448.1982 | 7269.138 | n/a | 8646.6239 | 6491.8878 | 4805.9894 | 9219.4774 | 12808.6237 | 6363.2843 | 2173.4742 | 4857.2985 | 8015.5713 | 5167.6427 | 7505.1258 | 5350.8607 | 2438.8566 | 4846.7008 | 157.6901 | 126.902 | 126.902 | 164.4541 | 187.7777 | 142.4249 | 208.5543 | 161.9696 | 208.5543 | 156.999 | 168.2818 | 127.851 | 127.8953 | 137.5723 | 127.4225 | 163593.6345 | 10644.4252 | 4203.4909 | 64129.2248 | 29261.3006 | 13730.2752 | 5337.9436 | 5280.9613 | 4357.2996 | 3920.724 | 24456.0092 | 6017.7897 | 5574.924 | 4643.1151 | 6208.067 | 159272.3345 | 17738.849 | 9533.4787 | 67731.7143 | 37853.278 | 26418.0989 | 11617.3279 | 6967.6355 | 9214.5981 | 11839.2953 | 29500.4519 | 13499.1155 | 10664.3847 | 7046.3716 | 11054.7679 | 238.9532 | 238.9532 | 238.9532 | 246.6811 | 281.6666 | 246.6811 | 312.8315 | 281.6666 | 312.8315 | 246.6811 | 238.9532 | 246.6811 | 246.6811 | 238.9532 | 238.9532 | 0.17479 | 0.0012314 | 1.1952e-10 | 0.07145 | 0.060225 | 3.6005e-13 | 0.15495 | 1.6969e-21 | 3.5621e-08 | 1.6157e-09 | 0.0015192 | 1.5685e-12 | 0.018805 | 9.1093e-14 | 2.7104e-11 | 0.17479 | 0.17602 | 0.17602 | 0.24624 | 0.30646 | 0.24624 | 0.46142 | 0.30646 | 0.46142 | 0.24624 | 0.17631 | 0.17479 | 0.26504 | 0.17479 | 0.17479
939 | 155183.3187 | 15943.6825 | 6068.2615 | 66732.804 | 37182.148 | 15432.2697 | 11719.5726 | 3146.4444 | 5986.9923 | 7890.8568 | 26413.6109 | 8220.2612 | 10030.3977 | 4046.3991 | 7300.346 | n/a | 7816.7945 | 4985.1429 | 3358.6256 | 9725.6486 | 10109.8551 | 9765.1375 | 1890.3991 | 4822.9838 | 6621.8322 | 4782.0674 | 5154.8996 | 7901.6926 | 3279.5244 | 4018.4585 | 181.0569 | 153.3593 | 153.3593 | 187.1326 | 206.6986 | 170.7915 | 224.1038 | 185.0783 | 224.1038 | 183.0006 | 188.0245 | 158.5824 | 155.0429 | 162.298 | 153.7953 | 166132.9783 | 9056.6048 | 4371.6342 | 67490.925 | 31938.5407 | 12901.1311 | 5357.3013 | 4952.582 | 4231.7466 | 4204.1274 | 23913.3988 | 5695.4952 | 6434.7005 | 4725.5144 | 6161.1238 | 155706.4 | 15986.921 | 9232.8771 | 67117.9506 | 40309.9893 | 22714.8862 | 14995.1388 | 6783.2811 | 8947.3304 | 10675.8597 | 26850.6662 | 10704.3948 | 14155.1931 | 7736.0388 | 9946.9823 | 202.77 | 202.77 | 202.77 | 202.77 | 202.77 | 202.77 | 202.77 | 202.77 | 202.77 | 202.77 | 202.77 | 202.77 | 202.77 | 202.77 | 202.77 | 0.086406 | 0.03878 | 1.5166e-10 | 0.031126 | 0.0027388 | 2.2754e-10 | 3.4704e-06 | 1.7145e-20 | 2.9354e-08 | 3.9308e-08 | 0.022542 | 3.4946e-07 | 3.2695e-09 | 3.0944e-20 | 1.6362e-08 | 0.086406 | 0.12519 | 0.12519 | 0.11753 | 0.12027 | 0.11753 | 0.12027 | 0.12027 | 0.12027 | 0.11753 | 0.10895 | 0.086406 | 0.11753 | 0.086406 | 0.086406
940 | 152309.1708 | 15044.076 | 5605.505 | 65554.2478 | 36482.7933 | 15320.9669 | 11717.4397 | 2808.9977 | 6049.2956 | 8240.7535 | 25719.7466 | 8214.3289 | 9588.2729 | 3976.1155 | 7192.0165 | n/a | 7296.5792 | 5166.4668 | 4882.4541 | 10657.9865 | 10088.8 | 7471.0763 | 1694.1763 | 4366.8712 | 7749.5751 | 4000.5597 | 7158.9301 | 7536.7566 | 2760.0551 | 4188.9142 | 166.1804 | 135.8487 | 135.8487 | 172.8415 | 195.4281 | 152.0994 | 215.5415 | 170.4437 | 215.5415 | 166.2082 | 175.9076 | 137.9906 | 137.0455 | 146.1783 | 136.3526 | 166939.9716 | 10572.4714 | 4263.4491 | 69733.5583 | 32476.5736 | 13855.1635 | 5513.6432 | 5047.8232 | 4480.4946 | 4346.1431 | 26203.8271 | 5982.3978 | 6993.0522 | 4701.5021 | 6123.8402 | 155574 | 17563.8506 | 9416.1159 | 68849.939 | 40931.9733 | 21889.0768 | 12962.4194 | 6579.1996 | 8847.3658 | 11695.7182 | 27556.0001 | 12769.7279 | 13657.1088 | 7461.5572 | 10128.3544 | 113.1774 | 113.1774 | 113.1774 | 113.1774 | 113.1774 | 113.1774 | 113.1774 | 113.1774 | 113.1774 | 113.1774 | 113.1774 | 113.1774 | 113.1774 | 113.1774 | 113.1774 | 0.034515 | 7.2106e-05 | 3.9065e-13 | 0.0059029 | 0.00081006 | 1.2795e-09 | 0.0011659 | 1.8892e-23 | 7.2568e-08 | 2.951e-09 | 0.0026987 | 1.9219e-11 | 1.944e-09 | 1.535e-19 | 2.5706e-09 | 0.034515 | 0.034587 | 0.034587 | 0.040418 | 0.041228 | 0.040418 | 0.042394 | 0.041228 | 0.042394 | 0.040418 | 0.037214 | 0.034515 | 0.040418 | 0.034515 | 0.034515
941 | 151905.3936 | 15378.3738 | 5735.9163 | 65423.575 | 36380.496 | 15469.2844 | 11896.0284 | 2988.262 | 6148.8067 | 8226.2946 | 25899.7018 | 8148.8843 | 9329.2345 | 3912.2259 | 6793.7821 | n/a | 9954.6026 | 5307.68 | 4392.4997 | 8762.387 | 9216.1977 | 8486.2369 | 1699.1012 | 5257.0822 | 7164.524 | 4379.208 | 5420.5888 | 6279.871 | 3385.552 | 6474.3151 | 155.6034 | 124.4775 | 124.4775 | 162.4425 | 186.1599 | 139.833 | 207.2898 | 159.9131 | 207.2898 | 154.6548 | 166.5607 | 125.0113 | 125.4047 | 135.3291 | 125.0068 | 165233.6818 | 10508.1869 | 4281.0174 | 70035.8042 | 32154.3576 | 13744.0016 | 5257.3759 | 5127.6639 | 4415.0834 | 3811.8208 | 24379.8346 | 6076.7585 | 8193.9535 | 4693.517 | 6026.3159 | 154952.6818 | 19591.3895 | 9588.6974 | 70778.0039 | 39323.4446 | 22525.0993 | 13044.7128 | 6820.4651 | 9069.2656 | 10905.0448 | 26627.6425 | 11133.5473 | 13399.9245 | 7945.669 | 11912.031 | 109.1304 | 109.1304 | 109.1304 | 109.1304 | 109.1304 | 109.1304 | 109.1304 | 109.1304 | 109.1304 | 109.1304 | 109.1304 | 109.1304 | 109.1304 | 109.1304 | 109.1304 | 0.03919 | 1.2408e-06 | 5.3007e-13 | 0.0016084 | 0.0030388 | 4.2771e-10 | 0.0016142 | 1.679e-22 | 5.1027e-08 | 1.1417e-07 | 0.014412 | 2.8973e-08 | 1.2094e-09 | 1.3764e-22 | 2.2169e-15 | 0.03919 | 0.039191 | 0.039191 | 0.040799 | 0.043837 | 0.040799 | 0.045452 | 0.043837 | 0.045452 | 0.040799 | 0.053602 | 0.03919 | 0.040799 | 0.03919 | 0.03919
942 | 153095.923 | 15514.0375 | 5946.02 | 65910.4619 | 36666.3081 | 15505.7411 | 11602.4664 | 2941.2244 | 6042.6097 | 8057.9805 | 26019.2747 | 8077.4636 | 9951.7032 | 4062.897 | 7339.6855 | n/a | 12110.8731 | 5811.0517 | 4712.4275 | 9006.4164 | 9347.1518 | 6065.8494 | 1710.3014 | 4564.305 | 7662.0559 | 4006.0496 | 6034.7191 | 8103.1571 | 3922.0187 | 5579.2347 | 98.9216 | 63.3215 | 63.3215 | 106.7625 | 136.7456 | 73.8911 | 163.5059 | 103.5047 | 163.5059 | 92.6625 | 116.6186 | 55.1199 | 62.7885 | 77.0647 | 63.9919 | 160349.2171 | 10341.4448 | 4401.5678 | 65167.8348 | 29441.8515 | 14539.9783 | 5350.8414 | 5177.1128 | 4289.3922 | 3919.1598 | 23675.5366 | 5760.9536 | 7730.1767 | 4560.5795 | 6063.9248 | 153162.2 | 21157.1179 | 9532.8195 | 67675.3452 | 36685.9679 | 23887.1301 | 11416.6908 | 6797.6142 | 8853.6972 | 11581.2158 | 26398.7862 | 11795.6726 | 15769.5338 | 8476.5982 | 11634.4595 | 170.81 | 170.81 | 170.81 | 170.81 | 182.8675 | 170.81 | 245.2589 | 182.8675 | 245.2589 | 170.81 | 170.81 | 170.81 | 170.81 | 170.81 | 170.81 | 0.099388 | 4.0355e-08 | 6.9854e-12 | 0.015557 | 0.040406 | 1.4651e-11 | 0.070712 | 5.8743e-23 | 6.7284e-08 | 1.4623e-09 | 0.02432 | 7.4905e-10 | 3.4045e-12 | 1.1119e-23 | 2.0044e-12 | 0.099388 | 0.099388 | 0.099388 | 0.11495 | 0.15535 | 0.11495 | 0.22606 | 0.15535 | 0.22606 | 0.11495 | 0.12371 | 0.099388 | 0.11495 | 0.099388 | 0.099388
943 | 156921.3396 | 15648.6311 | 6042.8193 | 67360.3715 | 37342.9175 | 15468.2613 | 12125.9702 | 2932.4278 | 5976.4818 | 7979.5862 | 26679.2266 | 8072.0926 | 9964.9509 | 4115.9965 | 7299.7315 | n/a | 9773.1706 | 5948.5767 | 4316.6409 | 11022.9622 | 8957.2546 | 10007.3482 | 1829.3598 | 3571.3862 | 7672.1354 | 4560.746 | 6798.4624 | 6555.8374 | 3791.0399 | 3493.2776 | 152.4805 | 118.659 | 118.659 | 159.9158 | 186.287 | 133.876 | 209.7912 | 157.0907 | 209.7912 | 150.3633 | 165.4712 | 117.3887 | 119.332 | 130.73 | 119.2479 | 165914.0062 | 10340.3868 | 4231.9702 | 67166.4383 | 29299.3687 | 14699.2084 | 5155.0435 | 5157.2254 | 4204.4178 | 4823.972 | 24321.6264 | 6113.7222 | 6187.076 | 4751.2564 | 6025.0933 | 158768.4087 | 19687.5574 | 10180.5469 | 67990.6818 | 39534.2334 | 23257.263 | 15058.4943 | 6643.7851 | 7737.204 | 12276.8074 | 27729.3724 | 12732.2846 | 12631.6135 | 8445.4963 | 9509.4708 | 139.6947 | 139.6947 | 139.6947 | 156.5775 | 156.5775 | 156.5775 | 156.5775 | 156.5775 | 156.5775 | 156.5775 | 139.6947 | 156.5775 | 156.5775 | 139.6947 | 139.6947 | 0.05839 | 2.2724e-06 | 3.2437e-13 | 0.027651 | 0.0062134 | 6.4252e-11 | 1.2289e-05 | 3.1019e-22 | 8.4916e-06 | 2.8016e-11 | 0.0093226 | 7.9373e-12 | 9.6633e-07 | 5.3268e-23 | 1.841e-07 | 0.05839 | 0.058392 | 0.058392 | 0.08604 | 0.092254 | 0.08604 | 0.092266 | 0.092254 | 0.092275 | 0.08604 | 0.067712 | 0.05839 | 0.086041 | 0.05839 | 0.05839
944 | 157120.4998 | 15689.0042 | 5823.5378 | 67449.401 | 37478.3959 | 15438.076 | 11987.9973 | 3026.123 | 6125.3793 | 8009.357 | 26776.0847 | 8046.2744 | 10271.6118 | 3994.5949 | 7205.0072 | n/a | 9547.9222 | 4375.3548 | 4129.1357 | 6742.755 | 8405.5252 | 8680.5646 | 2182.3713 | 4059.4708 | 8317.536 | 4194.4549 | 6873.8146 | 5758.3057 | 2820.7431 | 4608.0626 | 113.8321 | 79.645 | 79.645 | 121.3573 | 149.4696 | 91.4615 | 174.5498 | 118.3157 | 174.5498 | 109.0544 | 129.596 | 73.8688 | 79.5129 | 92.5254 | 80.2733 | 164679.7803 | 9930.95 | 4255.2545 | 67838.9429 | 31127.9671 | 14527.5664 | 5635.3002 | 5080.3443 | 4415.4072 | 4150.544 | 25532.0062 | 6059.1377 | 7115.547 | 4678.8084 | 6160.3164 | 157491.8 | 19455.2722 | 8607.0093 | 68272.9786 | 36341.7222 | 22538.4916 | 13528.4648 | 7220.3156 | 7844.178 | 12240.2799 | 28593.6612 | 12766.1523 | 12391.8528 | 7166.8515 | 10444.579 | 164.66 | 164.66 | 164.66 | 164.66 | 236.9779 | 164.66 | 236.9779 | 236.9779 | 236.9779 | 164.66 | 164.66 | 164.66 | 164.66 | 164.66 | 164.66 | 0.090533 | 4.5235e-06 | 7.815e-10 | 0.025165 | 0.099025 | 3.6728e-10 | 0.00055233 | 3.8095e-24 | 1.2632e-05 | 4.1851e-11 | 0.0030918 | 5.5361e-12 | 1.0906e-05 | 6.5112e-18 | 4.8238e-10 | 0.090533 | 0.090538 | 0.090538 | 0.1157 | 0.21472 | 0.1157 | 0.21528 | 0.21472 | 0.21529 | 0.1157 | 0.093625 | 0.090533 | 0.11571 | 0.090533 | 0.090533
945 | 150947.4693 | 15258.1066 | 5540.7357 | 65028.4615 | 36167.344 | 15298.1767 | 11528.9483 | 2899.16 | 5693.9289 | 8003.9132 | 25788.3158 | 8189.9366 | 9910.4726 | 3835.5696 | 7138.1515 | n/a | 9940.732 | 5694.6738 | 3877.1695 | 8469.9647 | 11071.3603 | 6808.2691 | 1955.3802 | 4161.5245 | 5575.0337 | 3080.9935 | 5790.5201 | 6495.7552 | 3766.7856 | 5651.117 | 123.8512 | 90.343 | 90.343 | 131.2241 | 158.3345 | 103.0112 | 182.5138 | 128.2996 | 182.5138 | 119.9721 | 138.4998 | 86.0504 | 90.4611 | 102.7607 | 90.9487 | 167473.8742 | 9983.9194 | 4042.6227 | 70243.7731 | 30459.1836 | 14592.6969 | 5118.773 | 5176.0239 | 3960.403 | 4142.7216 | 23153.6725 | 6242.6066 | 6569.093 | 4574.1288 | 6153.5349 | 153830.7259 | 19098.7514 | 9652.3965 | 68128.6943 | 36527.3 | 23794.3572 | 11687.5 | 7045.7041 | 7980.6854 | 8586.4553 | 25800.2661 | 11294.7267 | 12313.3483 | 7764.6144 | 11059.852 | 88.6139 | 88.6139 | 88.6139 | 88.6139 | 148.76 | 88.6139 | 152.06 | 148.76 | 152.06 | 88.6139 | 177.8632 | 88.6139 | 88.6139 | 88.6139 | 88.6139 | 0.041535 | 2.8997e-06 | 3.7421e-14 | 0.0065699 | 0.029838 | 8.0973e-12 | 0.02603 | 7.5552e-25 | 4.0847e-07 | 0.0022144 | 0.042006 | 1.7596e-08 | 2.6163e-06 | 1.859e-22 | 8.5136e-12 | 0.041535 | 0.041538 | 0.041538 | 0.048105 | 0.077943 | 0.048105 | 0.10397 | 0.077943 | 0.10397 | 0.050319 | 0.083541 | 0.041535 | 0.048108 | 0.041535 | 0.041535
946 | 156246.4901 | 15586.1102 | 5650.6406 | 67147.3472 | 37312.4268 | 15656.7026 | 12228.539 | 3002.3569 | 6230.0032 | 8151.3643 | 26337.2926 | 8380.503 | 10065.7338 | 4148.4562 | 7117.0756 | n/a | 9347.2107 | 6517.5112 | 2061.1248 | 8577.5003 | 9334.2972 | 7286.075 | 2681.0603 | 4618.9862 | 6675.4818 | 5392.4238 | 6084.1085 | 6769.0845 | 2457.7868 | 6477.2986 | 68.9807 | 30.1865 | 30.1865 | 77.5342 | 111.61 | 38.2705 | 142.0446 | 73.805 | 142.0446 | 59.6192 | 90.8016 | 16.9219 | 28.8233 | 45.8167 | 30.9489 | 161939.3152 | 9966.8846 | 4314.0943 | 65141.6643 | 30400.5092 | 14157.9827 | 5495.1798 | 5197.2739 | 4297.7393 | 4128.6538 | 25310.5703 | 6213.4201 | 6957.2423 | 4580.8985 | 6151.13 | 153096.1152 | 18744.8952 | 10767.2055 | 62958.1891 | 36458.1095 | 22777.2799 | 12408.4548 | 7835.0342 | 8617.3255 | 10735.7355 | 29153.2941 | 11650.9286 | 13416.9268 | 6702.2853 | 12592.7286 | 236.6221 | 236.6221 | 236.6221 | 238.6006 | 238.7316 | 238.6006 | 238.7316 | 238.7316 | 238.7316 | 238.6006 | 236.6221 | 238.6006 | 238.6006 | 236.6221 | 236.6221 | 0.25987 | 1.8841e-05 | 7.9511e-17 | 0.29541 | 0.082129 | 4.5094e-10 | 0.025204 | 1.0737e-27 | 6.8858e-07 | 1.5964e-07 | 0.00068243 | 1.1411e-08 | 7.2674e-08 | 2.175e-14 | 1.1605e-15 | 0.25987 | 0.25989 | 0.25989 | 0.55528 | 0.63741 | 0.55528 | 0.66261 | 0.63741 | 0.66261 | 0.55528 | 0.26055 | 0.25987 | 0.55528 | 0.25987 | 0.25987
947 | 153678.0219 | 15469.3893 | 5521.5281 | 66118.1626 | 36741.0115 | 15296.6855 | 11514.601 | 2895.6162 | 5696.4387 | 7969.2159 | 26413.4139 | 8117.9944 | 9644.4209 | 3772.713 | 7112.2013 | n/a | 7148.8751 | 6694.1013 | 4235.9539 | 8916.4514 | 9051.1467 | 7458.9339 | 1781.8567 | 3802.9145 | 7199.8727 | 4008.8376 | 7105.1084 | 5788.1376 | 2760.9802 | 4903.8332 | 83.6928 | 44.5595 | 44.5595 | 92.3178 | 126.1817 | 53.9623 | 156.4195 | 88.6211 | 156.4195 | 75.1731 | 104.7827 | 32.7517 | 43.4687 | 60.0887 | 45.317 | 162961.2978 | 10460.3186 | 4391.0306 | 67835.1103 | 30070.184 | 14583.2654 | 5244.3707 | 5144.5212 | 4355.5105 | 4246.5538 | 24286.9787 | 6141.8207 | 6775.829 | 4605.6205 | 5942.645 | 155817.1 | 17412.7938 | 10955.4319 | 70231.904 | 38243.8753 | 23300.3121 | 12702.4445 | 6859.8779 | 8158.4251 | 11349.0266 | 27419.5163 | 13010.229 | 12261.4666 | 6875.0631 | 10799.4782 | 81.92 | 81.92 | 81.92 | 81.92 | 81.92 | 81.92 | 81.92 | 81.92 | 81.92 | 81.92 | 81.92 | 81.92 | 81.92 | 81.92 | 81.92 | 0.05294 | 0.00035622 | 4.1122e-18 | 0.0036093 | 0.011014 | 2.9262e-11 | 0.0012934 | 7.0755e-24 | 1.7159e-07 | 2.4415e-09 | 0.0097927 | 2.967e-12 | 8.3298e-07 | 1.8094e-18 | 2.9792e-11 | 0.05294 | 0.053296 | 0.053296 | 0.056549 | 0.067563 | 0.056549 | 0.068856 | 0.067563 | 0.068856 | 0.056549 | 0.062733 | 0.05294 | 0.05655 | 0.05294 | 0.05294
948 | 152847.5607 | 15523.9418 | 6034.3679 | 65776.3239 | 36557.1729 | 15471.2097 | 11525.4366 | 2856.5344 | 5707.6328 | 7880.4911 | 26166.4231 | 8309.3057 | 9837.0703 | 3782.9535 | 7268.9061 | n/a | 6867.6297 | 5569.0842 | 3136.6447 | 8332.1596 | 7670.034 | 8363.6416 | 2135.6392 | 2968.5511 | 6687.6382 | 5263.0931 | 6888.2218 | 5965.3069 | 3219.6562 | 4932.336 | 80.9733 | 42.5547 | 42.5547 | 89.441 | 122.7294 | 51.6805 | 152.454 | 85.8064 | 152.454 | 72.5312 | 101.7558 | 30.8299 | 41.4599 | 57.8203 | 43.2994 | 164781.8019 | 10480.828 | 4212.8137 | 70322.7576 | 32815.8896 | 14106.1156 | 5749.5603 | 5116.7405 | 4327.014 | 4344.3631 | 21660.7361 | 5859.6942 | 7472.7527 | 4648.7508 | 6359.8267 | 153795.6 | 17254.5577 | 9717.7979 | 68546.6296 | 38645.1493 | 21615.5496 | 14046.9019 | 7090.6796 | 7289.3651 | 10923.4013 | 26210.2 | 12695.9161 | 12979.9596 | 7594.8071 | 10610.8627 | 130.69 | 130.69 | 130.69 | 130.69 | 130.69 | 130.69 | 130.69 | 130.69 | 130.69 | 130.69 | 162.42 | 130.69 | 130.69 | 130.69 | 130.69 | 0.075824 | 0.00061119 | 5.33e-12 | 0.0082598 | 0.0065347 | 4.5158e-09 | 2.6658e-05 | 1.1289e-25 | 1.3941e-05 | 1.0756e-08 | 0.040085 | 5.4148e-11 | 1.2374e-07 | 3.9767e-22 | 3.2013e-10 | 0.075824 | 0.076435 | 0.076435 | 0.084084 | 0.090619 | 0.084084 | 0.090645 | 0.090619 | 0.090659 | 0.084084 | 0.11591 | 0.075824 | 0.084084 | 0.075824 | 0.075824
949 | 154752.3217 | 15783.7136 | 6054.2888 | 66538.3104 | 37126.9083 | 15136.6552 | 11945.9299 | 2895.4563 | 6117.2493 | 8052.1342 | 26457.0785 | 7931.7613 | 9955.6414 | 4085.0105 | 7183.3549 | n/a | 9976.021 | 5924.3639 | 4841.9779 | 8189.7959 | 9005.4398 | 8303.8084 | 2315.7785 | 5288.773 | 8751.0728 | 4699.03 | 6128.5582 | 5856.0313 | 3636.6136 | 4169.0595 | 110.9507 | 75.7907 | 75.7907 | 118.6915 | 147.825 | 87.402 | 173.8197 | 115.5351 | 173.8197 | 105.6364 | 127.5631 | 69.1678 | 75.5315 | 89.1408 | 76.4419 | 158957.2666 | 9513.9133 | 4229.5442 | 63854.3544 | 29225.1058 | 14098.0595 | 5349.6087 | 5267.088 | 4245.6936 | 4275.203 | 23553.4928 | 6131.2853 | 6273.1052 | 4570.2784 | 6154.9084 | 153745.1 | 19376.2343 | 10089.808 | 67216.2305 | 36886.6 | 23057.5992 | 13643.1171 | 7457.6648 | 9534.4666 | 13026.2758 | 27558.858 | 12213.9435 | 11749.5365 | 8125.792 | 10312.5679 | 216.34 | 216.34 | 216.34 | 216.34 | 221.94 | 216.34 | 221.94 | 221.94 | 221.94 | 216.34 | 216.34 | 216.34 | 216.34 | 216.34 | 216.34 | 0.13713 | 7.2738e-06 | 6.4325e-13 | 0.026902 | 0.050636 | 2.9181e-11 | 0.00035019 | 3.7183e-27 | 4.759e-09 | 1.2709e-12 | 0.0085345 | 3.4015e-11 | 3.0821e-05 | 9.205e-22 | 8.5025e-10 | 0.13713 | 0.13714 | 0.13714 | 0.16404 | 0.21467 | 0.16404 | 0.21502 | 0.21467 | 0.21502 | 0.16404 | 0.14567 | 0.13713 | 0.16407 | 0.13713 | 0.13713
950 | 153241.3682 | 15256.4022 | 5861.9417 | 65985.6106 | 36649.5399 | 15459.7329 | 11719.3666 | 2977.7305 | 5817.2942 | 8052.4834 | 25845.3459 | 8146.5499 | 9844.7718 | 3864.9659 | 6737.0724 | n/a | 8955.3672 | 6756.3368 | 4368.1948 | 7139.8156 | 10370.9208 | 7608.957 | 1951.7404 | 6508.3597 | 9049.0133 | 4571.2256 | 6377.1717 | 5829.4877 | 3654.5409 | 5610.9353 | 151.0745 | 120.2436 | 120.2436 | 157.8495 | 181.4524 | 135.1834 | 202.4821 | 155.3299 | 202.4821 | 149.935 | 162.1274 | 120.432 | 121.1005 | 131.0438 | 120.7705 | 160187.3852 | 10665.1288 | 4235.4265 | 63100.7039 | 28332.5427 | 13742.2202 | 5389.1902 | 4997.8132 | 4186.2051 | 3901.6426 | 24383.0625 | 5850.8916 | 7355.9027 | 4599.1757 | 6048.2842 | 154185.1865 | 18702.796 | 10983.4633 | 65648.7 | 35311.0583 | 23527.541 | 12998.1473 | 6949.5536 | 10694.5648 | 12365.056 | 28617.8881 | 12228.0633 | 12475.3904 | 7905.1166 | 11659.2195 | 161.1763 | 161.1763 | 161.1763 | 214.62 | 272.1786 | 214.62 | 272.1786 | 272.1786 | 272.1786 | 214.62 | 161.1763 | 214.62 | 214.62 | 161.1763 | 161.1763 | 0.075824 | 7.7646e-06 | 2.633e-16 | 0.044575 | 0.11573 | 3.0905e-11 | 0.0010589 | 2.563e-23 | 1.7051e-12 | 3.1459e-11 | 0.00067316 | 1.5406e-10 | 9.8155e-07 | 7.1723e-23 | 5.5695e-15 | 0.075824 | 0.075832 | 0.075832 | 0.1204 | 0.23613 | 0.1204 | 0.23718 | 0.23613 | 0.23718 | 0.1204 | 0.076497 | 0.075824 | 0.1204 | 0.075824 | 0.075824
951 | 153353.845 | 15591.8432 | 5920.5193 | 65986.1727 | 36680.5414 | 15469.9313 | 11451.1877 | 2946.5746 | 6116.7808 | 7732.9304 | 26046.2511 | 8172.7544 | 9889.1556 | 4213.1261 | 7321.0197 | n/a | 10936.8175 | 6406.8831 | 3792.2326 | 6574.5502 | 9341.8281 | 7675.6485 | 2295.1446 | 4533.6971 | 7088.2647 | 4527.2041 | 7012.467 | 7301.135 | 4420.0178 | 5320.9423 | 139.0519 | 108.8162 | 108.8162 | 145.6982 | 169.1745 | 122.662 | 190.0969 | 143.1853 | 190.0969 | 137.3383 | 150.4864 | 107.9858 | 109.473 | 119.5613 | 109.3404 | 172104.1436 | 9860.2887 | 4422.5384 | 73474.6738 | 30031.1704 | 13188.5047 | 5562.0132 | 5257.196 | 4600.7768 | 4246.8025 | 26990.7321 | 5666.9318 | 6754.8477 | 4719.7679 | 5854.7725 | 157905.5 | 20565.0062 | 10751.1215 | 71835.3628 | 36478.5116 | 20480.4327 | 13249.6528 | 7552.3405 | 9134.4739 | 9669.7672 | 28958.8363 | 12294.7988 | 12812.3481 | 9085.4856 | 10588.6148 | 77.7926 | 77.7926 | 77.7926 | 77.7926 | 230.9559 | 77.7926 | 230.9559 | 230.9559 | 230.9559 | 77.7926 | 77.7926 | 77.7926 | 77.7926 | 77.7926 | 77.7926 | 0.015338 | 2.2283e-07 | 2.3203e-15 | 0.0012155 | 0.049087 | 8.4401e-08 | 0.00021175 | 5.8831e-27 | 3.0297e-08 | 2.1488e-06 | 0.00056449 | 1.3524e-10 | 3.1887e-07 | 4.5906e-25 | 5.5123e-10 | 0.015338 | 0.015339 | 0.015339 | 0.016554 | 0.065641 | 0.016554 | 0.065853 | 0.065641 | 0.065853 | 0.016556 | 0.015903 | 0.015338 | 0.016554 | 0.015338 | 0.015338
952 | 155632.2855 | 15731.3482 | 5914.1558 | 66889.4917 | 37214.3509 | 15602.0996 | 11980.9274 | 2848.2583 | 6233.2194 | 8053.508 | 26285.6707 | 8341.89 | 10174.141 | 4217.9843 | 7351.1667 | n/a | 9145.9901 | 5956.1507 | 4276.3278 | 11556.0934 | 6761.7894 | 7241.38 | 1852.2073 | 4786.9926 | 8183.3622 | 4668.4219 | 5580.3662 | 8646.5576 | 2617.3127 | 4334.2501 | 128.8345 | 96.8186 | 96.8186 | 135.8765 | 161.4001 | 109.8515 | 184.1581 | 133.1307 | 184.1581 | 125.8154 | 142.1447 | 93.8877 | 97.1431 | 108.5064 | 97.3888 | 164756.2571 | 10104.7585 | 4346.165 | 67897.4505 | 31728.8991 | 14303.6706 | 4666.2459 | 5174.4937 | 3929.9434 | 4036.5001 | 24165.5109 | 5696.4456 | 6229.7349 | 4733.5506 | 6302.6425 | 156190.5 | 18692.6486 | 10168.2157 | 69252.2212 | 42788.8925 | 19232.4029 | 11744.3258 | 6968.701 | 8675.636 | 12214.6624 | 26594.3328 | 10925.6118 | 14450.4925 | 7149.1633 | 10429.3926 | 161.84 | 161.84 | 161.84 | 161.84 | 161.84 | 161.84 | 276.2372 | 161.84 | 276.2372 | 161.84 | 161.84 | 161.84 | 161.84 | 161.84 | 161.84 | 0.085604 | 3.2669e-05 | 8.8239e-14 | 0.011733 | 0.00033049 | 3.2319e-06 | 0.080164 | 4.1492e-25 | 5.3893e-07 | 6.5724e-11 | 0.027148 | 2.6078e-07 | 2.2813e-09 | 5.9148e-16 | 1.6834e-09 | 0.085604 | 0.085636 | 0.085636 | 0.097336 | 0.097667 | 0.097339 | 0.17783 | 0.097667 | 0.17783 | 0.097339 | 0.11275 | 0.085607 | 0.097336 | 0.085604 | 0.085604
953 | 158618.4274 | 16364.0324 | 5880.2233 | 68074.2468 | 37741.1406 | 15777.0981 | 12130.8369 | 2992.9087 | 6381.8215 | 8192.5299 | 27066.7336 | 8551.8389 | 10133.2456 | 4194.4842 | 7413.0674 | n/a | 14114.3025 | 4038.8924 | 4351.5838 | 6794.5178 | 11000.8476 | 9102.2531 | 1820.497 | 3922.9518 | 9232.4225 | 3945.6328 | 6560.319 | 7498.9587 | 3060.0749 | 4819.0643 | 142.354 | 109.1864 | 109.1864 | 149.6473 | 175.768 | 123.4741 | 199.0533 | 146.8437 | 199.0533 | 139.8079 | 155.5626 | 107.1405 | 109.7017 | 121.145 | 109.7698 | 172622.5487 | 10614.9523 | 4298.1911 | 69696.1968 | 32072.9737 | 14564.8785 | 5039.4799 | 5250.1641 | 4213.6665 | 4391.8839 | 27844.6147 | 5854.1209 | 7242.4734 | 4772.2564 | 5994.7474 | 162419.7 | 24376.175 | 8306.8836 | 69518.3 | 37959 | 24584.7074 | 13813.8417 | 7065.0611 | 7686.2184 | 13290.7064 | 30328.4475 | 12269.3399 | 12237.0618 | 7263.1313 | 10646.3117 | 91.6407 | 91.6407 | 91.6407 | 102.4111 | 185.18 | 102.4111 | 185.18 | 185.18 | 185.18 | 102.4111 | 91.6407 | 102.4111 | 102.4111 | 91.6407 | 91.6407 | 0.026771 | 3.3107e-10 | 9.1365e-09 | 0.018695 | 0.034137 | 7.2167e-12 | 0.00039167 | 9.6381e-24 | 0.00010966 | 1.0639e-12 | 0.00040339 | 2.0272e-09 | 1.0401e-05 | 1.1174e-16 | 8.3205e-10 | 0.026771 | 0.026771 | 0.026771 | 0.045466 | 0.079603 | 0.045466 | 0.079994 | 0.079603 | 0.080104 | 0.045466 | 0.027175 | 0.026771 | 0.045476 | 0.026771 | 0.026771
954 | 153923.1312 | 15608.3488 | 5730.7117 | 66216.1121 | 36841.3836 | 15237.3641 | 11769.094 | 3006.7752 | 5952.8683 | 7829.0508 | 25876.953 | 7902.9022 | 9846.7517 | 3945.3547 | 6892.6789 | n/a | 11341.1636 | 4652.9871 | 4229.8238 | 8490.0757 | 12771.3179 | 7939.7311 | 1638.6369 | 5297.9174 | 7884.1918 | 4108.7826 | 6154.3674 | 6767.061 | 4526.5672 | 4597.6399 | 137.1201 | 103.3943 | 103.3943 | 144.5379 | 171.374 | 117.2475 | 195.3014 | 141.6519 | 195.3014 | 134.0317 | 151.0495 | 100.4633 | 103.7644 | 115.6827 | 103.9937 | 163050.0194 | 9363.9084 | 4359.2206 | 67563.988 | 30539.956 | 13531.9613 | 4991.4771 | 4938.0243 | 4237.2398 | 4550.729 | 24029.7199 | 5758.381 | 7226.1571 | 4618.5134 | 6046.8033 | 155480 | 20416.2719 | 9012.2077 | 68960.3118 | 38216.0316 | 25287.3792 | 12807.2083 | 6483.4612 | 9493.8572 | 11597.5209 | 26220.0831 | 11734.2484 | 13459.0181 | 8909.1806 | 10639.1432 | 137.41 | 137.41 | 137.41 | 137.41 | 137.41 | 137.41 | 137.41 | 137.41 | 137.41 | 137.41 | 137.41 | 137.41 | 137.41 | 137.41 | 137.41 | 0.063209 | 3.3806e-07 | 2.2124e-11 | 0.0084923 | 0.012364 | 1.2584e-13 | 0.0021368 | 1.6879e-20 | 1.704e-09 | 2.6126e-10 | 0.0256 | 2.8924e-10 | 1.8964e-08 | 4.5189e-27 | 1.0791e-11 | 0.063209 | 0.06321 | 0.06321 | 0.071702 | 0.084066 | 0.071702 | 0.086202 | 0.084066 | 0.086202 | 0.071702 | 0.088809 | 0.063209 | 0.071702 | 0.063209 | 0.063209
955 | 152584.3049 | 15422.2313 | 5757.4914 | 65689.1784 | 36577.0564 | 15232.576 | 11702.0002 | 3006.7062 | 5880.4039 | 7989.3178 | 26065.5558 | 7960.7271 | 9522.9133 | 3972.2093 | 6783.9299 | n/a | 8580.5692 | 5482.4376 | 3702.5092 | 7633.3847 | 6827.1788 | 8972.8445 | 1995.0862 | 3912.2013 | 6910.8399 | 5478.2837 | 6739.0062 | 6343.5275 | 3562.8146 | 4742.8315 | 143.4889 | 110.7042 | 110.7042 | 150.6973 | 176.4161 | 125.0727 | 199.3414 | 147.9389 | 199.3414 | 141.154 | 156.3634 | 108.9916 | 111.2695 | 122.4779 | 111.2785 | 164849.9731 | 10402.0171 | 4129.4588 | 66868.3131 | 30229.3529 | 15118.5491 | 5254.9186 | 5106.9861 | 4117.0537 | 4491.8934 | 25987.2004 | 6237.843 | 6786.7646 | 4367.39 | 6039.8801 | 156937.982 | 18968.7863 | 9611.8964 | 67321.2847 | 36461.4 | 21553.5279 | 13559.0255 | 7102.0723 | 7546.0174 | 11267.4332 | 29964.9306 | 12719.9492 | 12756.6921 | 7903.2046 | 10782.7115 | 82.7037 | 82.7037 | 82.7037 | 95.0533 | 229.4 | 95.0533 | 229.4 | 229.4 | 229.4 | 95.0533 | 82.7037 | 95.0533 | 95.0533 | 82.7037 | 82.7037 | 0.017247 | 6.6489e-06 | 5.7662e-13 | 0.016581 | 0.045516 | 2.2156e-09 | 0.00020042 | 9.1316e-24 | 1.1719e-05 | 4.184e-09 | 0.00013085 | 3.5759e-12 | 5.585e-08 | 9.018e-22 | 1.684e-12 | 0.017247 | 0.017253 | 0.017253 | 0.033828 | 0.079344 | 0.033828 | 0.079544 | 0.079344 | 0.079556 | 0.033828 | 0.017377 | 0.017247 | 0.033828 | 0.017247 | 0.017247
956 | 155331.3568 | 15856.5623 | 5751.2918 | 66781.9347 | 37272.9029 | 15732.8029 | 11751.2377 | 3053.2958 | 6458.4397 | 8005.4 | 26457.2839 | 8311.4205 | 9858.3788 | 4033.3744 | 6997.6659 | n/a | 11563.3013 | 5118.3141 | 3984.7189 | 8125.9562 | 8027.3472 | 8850.7178 | 1850.9881 | 5436.37 | 8199.6269 | 4506.9539 | 7101.3858 | 8087.8081 | 3280.2988 | 5546.373 | 134.3046 | 104.3151 | 104.3151 | 140.8978 | 164.3136 | 117.7283 | 185.1844 | 138.3886 | 185.1844 | 132.3684 | 145.8823 | 103.0884 | 104.8936 | 115.0336 | 104.8379 | 159614.0843 | 9445.4402 | 4256.5942 | 65607.1127 | 29434.5119 | 13954.2533 | 5455.4876 | 5194.4867 | 4488.578 | 4606.0543 | 24825.4668 | 5566.127 | 6944.9127 | 4595.1632 | 5879.5863 | 154041.9843 | 20641.2414 | 9315.2083 | 67946.8316 | 36887.6681 | 21867.0005 | 14203.6054 | 6618.2748 | 9822.348 | 12725.8812 | 27345.2208 | 12632.7128 | 14673.7208 | 7864.4619 | 11425.9593 | 213.7546 | 213.7546 | 213.7546 | 213.7546 | 246.2342 | 213.7546 | 246.2342 | 246.2342 | 246.2342 | 213.7546 | 213.7546 | 213.7546 | 213.7546 | 213.7546 | 213.7546 | 0.14915 | 4.2973e-07 | 3.7602e-12 | 0.021172 | 0.057343 | 6.0332e-09 | 3.74e-05 | 1.1168e-20 | 1.3887e-08 | 3.8043e-12 | 0.011669 | 7.3874e-11 | 1.535e-10 | 5.4986e-21 | 2.9115e-13 | 0.14915 | 0.14915 | 0.14915 | 0.17032 | 0.22766 | 0.17032 | 0.2277 | 0.22766 | 0.2277 | 0.17032 | 0.16082 | 0.14915 | 0.17032 | 0.14915 | 0.14915
957 | 154334.54 | 15843.3096 | 5991.6401 | 66360.7064 | 36924.1482 | 15378.1077 | 11929.5248 | 3043.2649 | 5843.4577 | 7782.9127 | 26097.3964 | 8276.3263 | 9705.8429 | 3940.3023 | 7332.3634 | n/a | 10798.7335 | 5721.6754 | 3005.0752 | 7583.3358 | 8191.9017 | 9490.5055 | 1355.8549 | 3371.7571 | 8677.0663 | 4090.058 | 5724.1716 | 6762.7503 | 3215.9814 | 5582.787 | 157.8027 | 127.4527 | 127.4527 | 164.4698 | 187.3764 | 142.9631 | 207.78 | 162.0315 | 207.78 | 157.2755 | 168.0897 | 128.6508 | 128.4793 | 137.9313 | 127.9638 | 161515.2408 | 10012.8196 | 4034.7949 | 64869.9351 | 29493.4479 | 14512.2304 | 5424.8845 | 5191.6806 | 4243.2675 | 4336.6724 | 24295.5426 | 5747.6669 | 5931.3187 | 4711.4745 | 5611.4814 | 155677.7 | 20413.6531 | 9637.4703 | 65363.6102 | 36402.1838 | 22551.732 | 14915.39 | 6547.5355 | 7615.0246 | 12861.3387 | 27224.2597 | 11471.8385 | 12456.369 | 7676.756 | 11152.1684 | 153.49 | 153.49 | 153.49 | 246.7047 | 281.0646 | 246.7047 | 281.0646 | 281.0646 | 281.0646 | 246.7047 | 153.49 | 246.7047 | 246.7047 | 153.49 | 153.49 | 0.067476 | 7.1318e-07 | 5.7302e-12 | 0.061847 | 0.064808 | 2.8264e-10 | 9.2519e-06 | 2.0116e-20 | 6.6609e-06 | 3.2699e-13 | 0.0080423 | 1.3402e-08 | 5.1713e-07 | 5.9082e-21 | 2.6918e-11 | 0.067476 | 0.067477 | 0.067477 | 0.12932 | 0.19413 | 0.12932 | 0.19414 | 0.19413 | 0.19415 | 0.12932 | 0.075518 | 0.067476 | 0.12932 | 0.067476 | 0.067476
958 | 151900.7922 | 15223.4925 | 5572.0507 | 65408.4771 | 36288.4537 | 15345.5385 | 11354.134 | 2825.1628 | 5913.6081 | 8186.1443 | 25781.7051 | 7801.0926 | 9633.4499 | 4025.4057 | 6857.4248 | n/a | 10085.9386 | 5219.9385 | 3584.9549 | 7464.8757 | 12578.9867 | 8134.811 | 2213.0246 | 3800.3588 | 9084.534 | 3041.1498 | 8089.1874 | 8322.7238 | 3556.9426 | 4754.4999 | 145.629 | 113.5453 | 113.5453 | 152.682 | 177.6626 | 128.0674 | 199.9269 | 150.0066 | 199.9269 | 143.6849 | 157.8879 | 112.4499 | 114.2035 | 124.9795 | 114.1031 | 165268.2155 | 11049.9745 | 4264.0144 | 67478.8069 | 29644.8559 | 14474.795 | 5534.6281 | 5074.2124 | 4381.1546 | 4677.2083 | 24076.6994 | 6105.3276 | 6867.7162 | 4686.9995 | 6078.1789 | 156563.1 | 20940.1131 | 9419.753 | 67965.3618 | 36375.0316 | 25849.6817 | 13503.7391 | 6899.437 | 8099.3134 | 13645.9422 | 26443.2 | 13921.715 | 14661.4401 | 7779.4421 | 10624.0788 | 79.3 | 79.3 | 79.3 | 79.3 | 203.8013 | 79.3 | 203.8013 | 203.8013 | 203.8013 | 79.3 | 97.7 | 79.3 | 79.3 | 79.3 | 79.3 | 0.01391 | 2.5751e-08 | 2.607e-13 | 0.01036 | 0.03807 | 4.6437e-14 | 7.166e-05 | 4.8938e-25 | 1.0124e-06 | 1.8602e-13 | 0.015844 | 2.5197e-15 | 4.0758e-11 | 1.2049e-20 | 8.5547e-12 | 0.01391 | 0.01391 | 0.01391 | 0.024271 | 0.06234 | 0.024271 | 0.062412 | 0.06234 | 0.062413 | 0.024271 | 0.029755 | 0.01391 | 0.024271 | 0.01391 | 0.01391
959 | 156930.1574 | 15685.0922 | 5934.8428 | 67405.5403 | 37509.7267 | 16134.772 | 12141.2003 | 3021.6105 | 6166.9443 | 8520.1746 | 27051.0697 | 8343.0747 | 9767.9416 | 3906.7041 | 7274.0001 | n/a | 9000.7423 | 5565.1154 | 4105.9692 | 9406.7939 | 13263.5559 | 6115.7794 | 2190.8907 | 4323.6725 | 8397.9474 | 5450.5918 | 4980.9994 | 7881.1814 | 2574.9147 | 5177.3641 | 115.9799 | 79.3808 | 79.3808 | 124.0375 | 154.3459 | 91.5105 | 181.3887 | 120.7542 | 181.3887 | 110.48 | 133.2405 | 72.5411 | 79.1207 | 93.2691 | 80.0582 | 163768.9437 | 9839.5991 | 4116.2701 | 66593.2547 | 29764.4104 | 14878.8503 | 5227.2608 | 5043.2983 | 4269.0792 | 4316.6193 | 25093.4737 | 5922.6068 | 6210.6523 | 4569.4515 | 5929.7701 | 158046.5 | 18630.2414 | 9532.9856 | 68068.5239 | 38382.6043 | 26884.4063 | 11343.0402 | 7162.489 | 8592.7517 | 12366.1667 | 30536.7656 | 10809.5061 | 14062.5337 | 7122.4662 | 11076.1341 | 144.39 | 144.39 | 144.39 | 144.39 | 144.39 | 144.39 | 272.0831 | 144.39 | 272.0831 | 144.39 | 144.39 | 144.39 | 144.39 | 144.39 | 144.39 | 0.072706 | 3.3266e-05 | 6.228e-12 | 0.027217 | 0.019432 | 9.6371e-14 | 0.25653 | 6.7312e-24 | 5.1623e-07 | 8.4117e-10 | 0.000292 | 4.5112e-07 | 1.0602e-09 | 1.7427e-18 | 2.5077e-11 | 0.072706 | 0.072739 | 0.072739 | 0.099924 | 0.11936 | 0.099924 | 0.37589 | 0.11936 | 0.37589 | 0.099924 | 0.072998 | 0.072707 | 0.099924 | 0.072706 | 0.072706
960 | 153615.2123 | 15829.3958 | 5986.4374 | 66076.2752 | 36769.3528 | 15518.0209 | 11880.9007 | 2901.355 | 6042.1737 | 7719.9345 | 26069.8195 | 8440.1725 | 9840.8001 | 3939.2277 | 6999.5601 | n/a | 11323.4768 | 5383.6978 | 3800.0933 | 7418.3787 | 7636.4809 | 6681.2657 | 1403.6173 | 3885.164 | 8134.6273 | 3969.9284 | 7441.7874 | 8092.0911 | 3281.2033 | 5415.8894 | 103.832 | 69.8899 | 69.8899 | 111.3055 | 139.5482 | 80.8092 | 164.75 | 108.2433 | 164.75 | 98.4874 | 120.083 | 63.1312 | 69.5736 | 82.8327 | 70.5213 | 157984.2608 | 10323.609 | 4247.2647 | 63310.1247 | 27777.7836 | 15019.5451 | 5047.0726 | 5229.661 | 4201.4289 | 4712.1925 | 22358.1658 | 6022.9691 | 6244.8705 | 4623.4535 | 5911.4995 | 153267.4608 | 21637.5857 | 9621.4625 | 65377.2179 | 33587.2623 | 22627.2261 | 11668.2383 | 6633.2783 | 8086.5928 | 12846.8199 | 24900.3942 | 13435.9565 | 14261.1617 | 7819.7568 | 11011.1889 | 183.523 | 183.523 | 183.523 | 230.5479 | 230.6745 | 230.5479 | 247.125 | 230.6745 | 247.125 | 230.5479 | 219.7373 | 230.5479 | 230.5479 | 183.523 | 183.523 | 0.11273 | 3.5738e-08 | 6.0123e-12 | 0.053404 | 0.40758 | 3.9472e-10 | 0.07534 | 1.4586e-22 | 2.4557e-06 | 2.0789e-13 | 0.15893 | 4.5032e-12 | 7.27e-10 | 1.1077e-21 | 3.2598e-12 | 0.11273 | 0.11273 | 0.11273 | 0.16614 | 0.57372 | 0.16614 | 0.64906 | 0.57372 | 0.64906 | 0.16614 | 0.27167 | 0.11273 | 0.16614 | 0.11273 | 0.11273
961 | 148612.7541 | 15131.2458 | 5568.0473 | 64101.6669 | 35598.8723 | 14758.8598 | 11155.2385 | 2804.5285 | 5897.3882 | 7787.8975 | 25277.3912 | 7631.645 | 9504.105 | 4037.7406 | 6951.8947 | n/a | 11286.9468 | 6385.1452 | 4200.8649 | 7965.3327 | 10566.975 | 6536.2449 | 1956.6806 | 4417.9774 | 6731.1364 | 3941.4595 | 7656.6108 | 8609.8876 | 3563.483 | 5645.9206 | 84.4464 | 48.2703 | 48.2703 | 92.4179 | 123.4669 | 57.5888 | 151.1875 | 89.0332 | 151.1875 | 77.0337 | 103.48 | 38.144 | 47.4047 | 62.5067 | 48.9648 | 164368.2604 | 9772.0866 | 4286.3994 | 69848.0121 | 32211.0693 | 14722.8853 | 5722.9409 | 5211.2183 | 4568.5751 | 4396.6756 | 24548.3076 | 6027.8452 | 6684.8737 | 4555.1036 | 6091.9613 | 150773.3 | 19982.7334 | 10623.1446 | 68234.4166 | 38462.102 | 23395.4603 | 12163.3859 | 7122.8988 | 8986.5524 | 11054.912 | 25576.8671 | 13533.656 | 13363.7009 | 7917.5866 | 11518.1819 | 77.04 | 77.04 | 77.04 | 77.04 | 77.04 | 77.04 | 77.04 | 77.04 | 77.04 | 77.04 | 103.6834 | 77.04 | 77.04 | 77.04 | 77.04 | 0.051478 | 2.0909e-07 | 7.2661e-17 | 0.0032893 | 0.0030845 | 2.46e-12 | 0.0019868 | 1.379e-26 | 1.2768e-08 | 2.9229e-09 | 0.027038 | 3.8977e-15 | 4.0065e-09 | 3.3279e-21 | 1.1018e-13 | 0.051478 | 0.051479 | 0.051479 | 0.054768 | 0.057852 | 0.054768 | 0.059839 | 0.057852 | 0.059839 | 0.054768 | 0.078517 | 0.051478 | 0.054768 | 0.051478 | 0.051478
962 | 155064.1019 | 15837.7229 | 6124.4943 | 66677.7861 | 37010.4588 | 15716.39 | 11867.6348 | 3115.1465 | 5907.4774 | 7979.9653 | 26409.9949 | 8302.1214 | 9838.4871 | 4007.9558 | 7189.2904 | n/a | 9628.8512 | 5059.5403 | 4700.3947 | 8897.8362 | 9413.2806 | 7739.2714 | 1543.3601 | 3756.5713 | 8975.3814 | 3737.2109 | 6031.856 | 7208.6293 | 3632.4734 | 4539.3478 | 137.4302 | 103.4725 | 103.4725 | 144.8992 | 171.9425 | 117.365 | 196.0553 | 141.9904 | 196.0553 | 134.2792 | 151.4966 | 100.4509 | 103.8324 | 115.8561 | 104.0766 | 164739.9857 | 9911.9977 | 4135.2042 | 68699.9441 | 29661.9589 | 14358.9431 | 5048.1995 | 5164.7828 | 4176.9795 | 4689.837 | 23994.1772 | 6016.6147 | 6904.1424 | 4668.7121 | 6111.2661 | 157909.6906 | 19478.1489 | 9144.9445 | 70952.8438 | 37361.3 | 23462.8237 | 12772.1509 | 6688.9429 | 7859.2508 | 13535.3184 | 26450.4881 | 11868.9706 | 13782.0717 | 8118.4855 | 10450.8139 | 99.8497 | 99.8497 | 99.8497 | 99.8497 | 163.55 | 99.8497 | 163.55 | 163.55 | 163.55 | 99.8497 | 182.1881 | 99.8497 | 99.8497 | 99.8497 | 99.8497 | 0.042914 | 6.6758e-06 | 4.4077e-10 | 0.003338 | 0.030296 | 9.8376e-11 | 0.003196 | 2.3499e-20 | 3.0783e-06 | 5.9469e-14 | 0.040302 | 2.4688e-09 | 4.9355e-09 | 1.7586e-22 | 4.0969e-10 | 0.042914 | 0.042921 | 0.042921 | 0.046252 | 0.076548 | 0.046252 | 0.079744 | 0.076548 | 0.079747 | 0.046252 | 0.083217 | 0.042914 | 0.046252 | 0.042914 | 0.042914
963 | 151277.6344 | 15490.3967 | 5972.1625 | 65163.475 | 36383.5637 | 14957.2031 | 11816.3231 | 2983.4916 | 6075.5448 | 7935.935 | 25598.4815 | 7720.2182 | 9680.0102 | 3896.6393 | 7186.1163 | n/a | 9083.5376 | 5992.5915 | 4093.2341 | 8375.4109 | 11158.7065 | 10166.5723 | 1758.6759 | 4586.3175 | 6994.82 | 4232.1365 | 5682.1868 | 7882.3114 | 3473.5264 | 5793.3862 | 82.0838 | 43.5053 | 43.5053 | 90.5866 | 123.9855 | 52.7375 | 153.8085 | 86.9403 | 153.8085 | 73.6572 | 102.9022 | 31.8179 | 42.4215 | 58.8214 | 44.2524 | 163957.3122 | 10167.9458 | 4257.2845 | 64793.3222 | 29298.044 | 14932.2793 | 5048.0297 | 4853.1115 | 4201.9333 | 4520.3465 | 24973.3152 | 6130.8592 | 6793.3129 | 4562.9496 | 6088.1065 | 154670.256 | 19135.4834 | 10249.876 | 65851.4 | 36444.6 | 25739.5858 | 14368.9056 | 6611.7874 | 8709.5509 | 11423.8664 | 27124.4517 | 11552.946 | 14489.723 | 7640.5761 | 11589.6927 | 54.704 | 54.704 | 54.704 | 108.18 | 176.98 | 108.18 | 176.98 | 176.98 | 176.98 | 108.18 | 54.704 | 108.18 | 108.18 | 54.704 | 54.704 | 0.031302 | 5.4214e-06 | 9.889e-14 | 0.026577 | 0.038948 | 1.0852e-14 | 2.9239e-05 | 1.8943e-21 | 1.6517e-07 | 1.338e-09 | 0.0042579 | 1.8391e-10 | 1.0997e-10 | 3.3406e-21 | 6.5492e-13 | 0.031302 | 0.031307 | 0.031307 | 0.057879 | 0.096827 | 0.057879 | 0.096856 | 0.096827 | 0.096856 | 0.057879 | 0.03556 | 0.031302 | 0.057879 | 0.031302 | 0.031302
964 | 156824.4029 | 15946.5882 | 6080.0979 | 67355.8013 | 37519.6057 | 15841.2756 | 11916.7698 | 2823.3291 | 6198.5973 | 7997.658 | 26680.7013 | 8295.3665 | 10000.8922 | 4322.3592 | 7062.2658 | n/a | 9719.7988 | 6550.8995 | 5143.1512 | 10044.0571 | 9102.9295 | 7801.3119 | 2117.9996 | 3504.6581 | 6596.6518 | 3764.114 | 6411.1286 | 7375.4066 | 4005.4551 | 5122.7848 | 128.7927 | 96.3737 | 96.3737 | 135.9237 | 161.8288 | 109.4234 | 184.928 | 133.1357 | 184.928 | 125.6266 | 142.3792 | 93.2203 | 96.6687 | 108.2367 | 96.9524 | 164226.6214 | 10484.8488 | 4325.2065 | 67131.8911 | 29422.8764 | 12662.9824 | 5182.9584 | 5139.8745 | 4009.6831 | 3785.541 | 22555.3819 | 5826.0716 | 5996.1353 | 4631.0343 | 5949.1394 | 156843.5 | 19206.6476 | 10870.006 | 71083.9423 | 38834.5335 | 21511.8119 | 12861.5703 | 6959.9742 | 7432.1412 | 10361.1927 | 23675.9959 | 12004.1002 | 13245.1419 | 8454.1894 | 11071.9242 | 180.26 | 180.26 | 180.26 | 180.26 | 180.26 | 180.26 | 180.26 | 180.26 | 180.26 | 180.26 | 224.0248 | 180.26 | 180.26 | 180.26 | 180.26 | 0.10079 | 1.7611e-05 | 6.6875e-15 | 0.0047893 | 0.0133 | 2.1623e-08 | 0.0028833 | 2.1091e-25 | 0.00012777 | 3.6987e-07 | 1.105 | 1.2528e-09 | 1.019e-07 | 4.1723e-21 | 4.0505e-12 | 0.10079 | 0.10081 | 0.10081 | 0.10558 | 0.11888 | 0.10558 | 0.12176 | 0.11888 | 0.12189 | 0.10558 | 1.2058 | 0.10079 | 0.10558 | 0.10079 | 0.10079
965 | 156541.7692 | 15847.4678 | 5970.1081 | 67254.0422 | 37484.276 | 15789.574 | 12041.1998 | 3211.4642 | 5861.7315 | 7993.1736 | 26606.2292 | 8375.6391 | 9901.9337 | 3968.5664 | 7264.2658 | n/a | 10402.1726 | 4129.1716 | 4193.6979 | 11823.7038 | 10224.0585 | 8011.1009 | 1867.4794 | 3658.0392 | 6586.2281 | 3517.631 | 6106.1267 | 7231.6408 | 3443.6801 | 5682.1821 | 141.3028 | 109.4787 | 109.4787 | 148.2996 | 173.1919 | 123.6048 | 195.3794 | 145.6313 | 195.3794 | 139.1684 | 153.6683 | 108.0412 | 110.0681 | 120.8734 | 110.0345 | 165526.5953 | 9970.7073 | 4414.387 | 68866.3617 | 29855.6499 | 14696.5222 | 5620.1174 | 5115.1768 | 4514.9527 | 4604.213 | 24614.434 | 5812.393 | 6112.6455 | 4850.7082 | 6313.486 | 157296.7 | 20019.6845 | 8517.5586 | 69659.1596 | 39293.1537 | 24421.7807 | 13336.9183 | 6982.6561 | 8172.9919 | 10702.0411 | 27089.6651 | 11908.1197 | 13324.3863 | 8275.4883 | 11954.2682 | 163.25 | 163.25 | 163.25 | 163.25 | 163.25 | 163.25 | 163.25 | 163.25 | 163.25 | 163.25 | 163.25 | 163.25 | 163.25 | 163.25 | 163.25 | 0.080942 | 1.8654e-06 | 5.3887e-09 | 0.011564 | 0.0086917 | 1.145e-11 | 0.001114 | 8.74e-21 | 5.0265e-07 | 6.8016e-08 | 0.02117 | 3.3527e-09 | 4.3938e-08 | 1.1681e-23 | 1.7344e-13 | 0.080942 | 0.080944 | 0.080944 | 0.092506 | 0.1012 | 0.092506 | 0.10231 | 0.1012 | 0.10231 | 0.092506 | 0.10211 | 0.080942 | 0.092506 | 0.080942 | 0.080942
966 | 158643.129 | 15958.6434 | 6008.7723 | 68049.9494 | 38062.5058 | 15838.084 | 12358.8188 | 3059.3494 | 6367.1556 | 8170.6908 | 26790.7547 | 8369.0051 | 9924.9315 | 4204.6933 | 7211.5071 | n/a | 12070.0222 | 5866.9604 | 3801.8498 | 10364.8839 | 8082.882 | 6678.3432 | 1956.6471 | 3278.0769 | 7631.2961 | 3481.8398 | 6150.7856 | 7750.1008 | 3129.8354 | 5071.123 | 153.6684 | 124.2414 | 124.2414 | 160.1326 | 182.3184 | 139.339 | 202.0798 | 157.7715 | 202.0798 | 153.2008 | 163.5991 | 125.4772 | 125.2502 | 134.3902 | 124.7365 | 166426.2915 | 10989.1431 | 4529.289 | 66937.9586 | 31296.0925 | 14346.4803 | 5349.1012 | 5068.5797 | 4131.9387 | 4408.4822 | 26488.3364 | 6002.9403 | 6512.1562 | 4501.12 | 6047.6261 | 160651.2915 | 22843.3652 | 10346.0494 | 67890.9084 | 39680.6763 | 22218.7623 | 11944.3444 | 7025.2268 | 7326.9156 | 12021.3783 | 29278.9762 | 11961.5259 | 14252.957 | 7257.0554 | 10915.6491 | 132.6678 | 132.6678 | 132.6678 | 204.5855 | 204.5855 | 204.5855 | 204.5855 | 204.5855 | 204.5855 | 204.5855 | 132.6678 | 204.5855 | 204.5855 | 132.6678 | 132.6678 | 0.055988 | 3.0515e-09 | 8.0241e-14 | 0.040681 | 0.010457 | 3.5926e-09 | 0.11595 | 1.0104e-22 | 0.00050219 | 3.8702e-10 | 0.0011752 | 2.5041e-09 | 1.222e-09 | 1.4445e-16 | 3.6179e-11 | 0.055988 | 0.055988 | 0.055988 | 0.096669 | 0.10713 | 0.096669 | 0.22307 | 0.10713 | 0.22357 | 0.096669 | 0.057164 | 0.055988 | 0.096669 | 0.055988 | 0.055988
967 | 152254.3339 | 15177.949 | 5739.1639 | 65564.7152 | 36474.51 | 15386.7758 | 11989.4497 | 2926.1869 | 6145.7561 | 7951.7913 | 25945.2003 | 8236.3706 | 9647.1993 | 4030.167 | 7128.0249 | n/a | 8982.3903 | 5477.8389 | 4248.797 | 9368.3353 | 10780.5072 | 6439.1981 | 2096.197 | 3967.874 | 8770.8304 | 3064.0958 | 6824.3993 | 6943.0198 | 3673.6494 | 4770.9737 | 146.199 | 114.8312 | 114.8312 | 153.0938 | 177.379 | 129.3671 | 199.0211 | 150.4957 | 199.0211 | 144.5483 | 157.9349 | 114.1861 | 115.5517 | 125.946 | 115.3734 | 164299.0612 | 10568.5929 | 4240.4599 | 68886.4893 | 30334.4461 | 14647.5699 | 5415.6851 | 5100.87 | 4146.2888 | 4693.8367 | 23342.1239 | 5883.9905 | 6948.416 | 4567.2252 | 6003.1316 | 155353.3836 | 19550.9832 | 9718.2988 | 68004.4087 | 39001.6815 | 23096.0996 | 11854.8831 | 7197.067 | 8114.1628 | 13450.2671 | 26132.6197 | 11206.3122 | 12665.9359 | 8039.7746 | 10768.8053 | 101.9008 | 101.9008 | 101.9008 | 101.9008 | 101.9008 | 101.9008 | 298.5317 | 101.9008 | 298.5317 | 101.9008 | 160.0632 | 101.9008 | 101.9008 | 101.9008 | 101.9008 | 0.038058 | 7.2287e-07 | 2.3467e-13 | 0.011024 | 0.004416 | 7.1037e-11 | 0.060211 | 2.5908e-25 | 4.0996e-06 | 7.141e-14 | 0.032336 | 3.6126e-08 | 1.6059e-07 | 7.0959e-22 | 4.064e-11 | 0.038058 | 0.038059 | 0.038059 | 0.049082 | 0.053498 | 0.049082 | 0.11371 | 0.053498 | 0.11371 | 0.049082 | 0.070394 | 0.038058 | 0.049082 | 0.038058 | 0.038058
968 | 151006.3102 | 15532.9961 | 5896.9643 | 65017.7622 | 36106.3408 | 14888.6723 | 11199.8195 | 2850.2462 | 5786.9617 | 7391.0669 | 25758.8644 | 7582.3272 | 9527.8857 | 3911.5209 | 7075.4672 | n/a | 9097.4303 | 6735.7592 | 3092.3483 | 8942.2206 | 11032.4591 | 9612.3171 | 1201.9125 | 4447.9695 | 8964.1504 | 4492.3994 | 7270.5235 | 5736.086 | 3256.2057 | 5782.0917 | 105.7948 | 70.4912 | 70.4912 | 113.5686 | 143.0239 | 81.6537 | 169.3089 | 110.3735 | 169.3089 | 100.0917 | 122.8416 | 63.2159 | 70.1178 | 83.9903 | 71.1497 | 165976.9503 | 10378.4534 | 4226.7772 | 66743.3734 | 30612.8351 | 15237.9161 | 5467.9634 | 5130.0207 | 4398.2623 | 4587.4217 | 26472.9664 | 5837.6911 | 6416.3076 | 4693.4359 | 5941.4538 | 152675.3 | 19024.9837 | 10938.6364 | 65463.2 | 36429.8557 | 25834.7535 | 14212.6805 | 6299.6332 | 8070.0318 | 13480.2721 | 28567.9658 | 12743.8929 | 11799.7936 | 7734.6416 | 11470.3455 | 112.44 | 112.44 | 112.44 | 141.22 | 145.0694 | 141.22 | 145.0694 | 145.0694 | 145.0694 | 141.22 | 112.44 | 141.22 | 141.22 | 112.44 | 112.44 | 0.060328 | 8.0935e-06 | 5.3309e-16 | 0.030036 | 0.030807 | 6.1243e-15 | 4.935e-06 | 2.3516e-21 | 4.9948e-07 | 4.0631e-16 | 0.00062836 | 1.4262e-13 | 3.0667e-06 | 1.5718e-21 | 4.6708e-13 | 0.060328 | 0.060336 | 0.060336 | 0.090364 | 0.12117 | 0.090364 | 0.12118 | 0.12117 | 0.12118 | 0.090364 | 0.060956 | 0.060328 | 0.090367 | 0.060328 | 0.060328
969 | 152078.1495 | 15462.2463 | 5873.1684 | 65467.6191 | 36343.2628 | 15326.8328 | 11535.8846 | 2892.997 | 5733.5506 | 7952.7862 | 25920.2001 | 7878.3368 | 9802.8722 | 3980.8561 | 6749.6528 | n/a | 8038.5774 | 6347.2858 | 4239.2441 | 6072.6835 | 10263.2736 | 8092.6798 | 1338.9734 | 4412.765 | 7745.8775 | 3375.5118 | 7697.3974 | 7098.8005 | 4152.8239 | 5027.3168 | 124.67 | 88.4983 | 88.4983 | 132.6311 | 162.2226 | 101.375 | 188.62 | 129.4325 | 188.62 | 119.8918 | 141.0727 | 82.8583 | 88.4438 | 102.0552 | 89.1596 | 171650.8954 | 10460.9366 | 4190.6028 | 71612.8989 | 30453.3089 | 14799.8093 | 4763.4573 | 5085.1847 | 4098.4748 | 4618.6332 | 26879.8472 | 6226.1682 | 7027.3318 | 4487.2756 | 5753.7952 | 153727.1 | 16927.7531 | 10482.4886 | 70542.2084 | 35160.7578 | 23887.9828 | 12936.4026 | 6424.158 | 8346.1398 | 11635.1107 | 26488.059 | 13477.8656 | 13103.7323 | 8615.5995 | 10060.012 | 127.76 | 127.76 | 127.76 | 127.76 | 252.8558 | 127.76 | 252.8558 | 252.8558 | 252.8558 | 127.76 | 127.76 | 127.76 | 127.76 | 127.76 | 127.76 | 0.061178 | 0.0011559 | 7.485e-15 | 0.0019224 | 0.10468 | 7.125e-12 | 0.00070092 | 1.609e-21 | 8.8196e-08 | 5.3426e-10 | 0.018318 | 4.4421e-14 | 6.2536e-08 | 3.2224e-25 | 9.2481e-11 | 0.061178 | 0.062334 | 0.062334 | 0.063101 | 0.16779 | 0.063101 | 0.16849 | 0.16779 | 0.16849 | 0.063101 | 0.079497 | 0.061178 | 0.063101 | 0.061178 | 0.061178
970 | 147507.6583 | 14679.3266 | 5449.2614 | 63679.9438 | 35423.7149 | 15042.3744 | 11622.4783 | 2996.7899 | 6166.6828 | 7870.3004 | 25258.009 | 8002.9045 | 9647.8161 | 3744.18 | 6712.5914 | n/a | 8614.489 | 5502.5428 | 5336.6487 | 8749.793 | 10222.9276 | 6015.775 | 1805.7779 | 4203.0766 | 8233.102 | 3162.0949 | 5954.9987 | 5572.3196 | 3471.544 | 6704.3737 | 143.8142 | 108.7811 | 108.7811 | 151.5192 | 179.3455 | 123.2932 | 204.1552 | 148.5277 | 204.1552 | 140.6963 | 158.1933 | 105.8903 | 109.1933 | 121.5225 | 109.4026 | 166733.5133 | 10349.8994 | 4356.9832 | 69622.4002 | 30430.1872 | 14940.5609 | 5282.1741 | 5095.4691 | 4205.8406 | 4055.2626 | 25428.2234 | 5971.4537 | 6941.6202 | 4650.6888 | 6036.0994 | 154232.8 | 17413.1553 | 9826.926 | 70483.6688 | 36758.2 | 24811.4885 | 11287.5491 | 6499.447 | 8408.9172 | 12152.6646 | 25896.3183 | 11710.1524 | 12219.9399 | 7607.5328 | 12677.5731 | 46.7079 | 46.7079 | 46.7079 | 46.7079 | 79.2 | 46.7079 | 306.2328 | 79.2 | 306.2328 | 46.7079 | 98.7883 | 46.7079 | 46.7079 | 46.7079 | 46.7079 | 0.0032436 | 3.5267e-05 | 3.7235e-15 | 0.00057441 | 0.012222 | 1.8861e-13 | 0.1087 | 1.0681e-20 | 1.2002e-06 | 2.2522e-11 | 0.016083 | 6.6872e-10 | 1.0055e-06 | 1.3246e-22 | 9.3105e-18 | 0.0032436 | 0.0032788 | 0.0032788 | 0.003818 | 0.01604 | 0.003818 | 0.12474 | 0.01604 | 0.12474 | 0.003818 | 0.019326 | 0.0032436 | 0.003819 | 0.0032436 | 0.0032436
971 | 158416.2498 | 15789.0981 | 5904.2905 | 67994.5139 | 37741.0219 | 16091.8361 | 11956.5195 | 3054.4123 | 6074.9806 | 8307.3719 | 26839.3477 | 8227.8738 | 10119.8032 | 4403.8348 | 7344.3766 | n/a | 12449.3442 | 6693.4442 | 5146.9428 | 9270.4158 | 10752.1757 | 5551.0357 | 1980.1302 | 3338.4841 | 6948.9924 | 3312.7552 | 5859.7433 | 3092.6239 | 2664.5836 | 4830.8268 | 104.7269 | 67.9818 | 67.9818 | 112.8194 | 143.672 | 79.1235 | 171.2069 | 109.4689 | 171.2069 | 98.4382 | 122.8217 | 59.8088 | 67.4846 | 82.1228 | 68.6716 | 160820.5268 | 9423.438 | 4279.0905 | 64741.5237 | 28602.4412 | 13464.5816 | 5133.4365 | 5123.5216 | 4436.2405 | 4309.4513 | 24879.556 | 5637.18 | 7068.7117 | 4671.5729 | 6129.1237 | 153095.3596 | 20957.4822 | 10958.1347 | 65788.4993 | 36271.5898 | 23369.2573 | 10226.405 | 6985.2518 | 7188.0246 | 10610.2437 | 27406.8112 | 11297.6234 | 10016.9356 | 7223.8566 | 10949.3505 | 243.7007 | 243.7007 | 243.7007 | 245.7384 | 245.8733 | 245.7384 | 256.8104 | 245.8733 | 256.8104 | 245.7384 | 243.7007 | 245.7384 | 245.7384 | 243.7007 | 243.7007 | 0.48559 | 1.6185e-07 | 5.1337e-16 | 0.10992 | 0.12297 | 4.9934e-10 | 1.7981 | 1.4234e-22 | 0.00019991 | 7.5632e-07 | 0.018869 | 2.2222e-08 | 0.057984 | 7.0634e-15 | 9.0998e-11 | 0.48559 | 0.4856 | 0.4856 | 0.59552 | 0.71849 | 0.59552 | 2.5165 | 0.71849 | 2.5167 | 0.59552 | 0.50446 | 0.4856 | 0.6535 | 0.48559 | 0.48559
972 | 147864.9921 | 14647.4159 | 5498.0197 | 63827.2469 | 35437.7963 | 14787.3159 | 11064.7771 | 2870.7881 | 5792.7519 | 7476.3897 | 25251.8228 | 7563.4747 | 9390.6603 | 3805.2201 | 7033.4317 | n/a | 9009.2639 | 5753.8378 | 3557.9858 | 8976.6564 | 10748.3453 | 8018.0621 | 2027.8614 | 4359.6559 | 11332.772 | 2996.2036 | 6474.4693 | 6705.0083 | 3653.9829 | 5172.8045 | 91.0021 | 56.1588 | 56.1588 | 98.6776 | 128.2335 | 65.9891 | 154.6158 | 95.4623 | 154.6158 | 84.4953 | 108.7029 | 47.4831 | 55.5199 | 69.7078 | 56.8197 | 165968.7367 | 11544.1757 | 4217.5723 | 67473.7012 | 30275.6887 | 15349.5401 | 5293.1079 | 5048.6889 | 4104.2904 | 4654.4402 | 24316.7356 | 6020.9197 | 7117.6312 | 4609.3218 | 6261.7334 | 149776.9 | 18518.3396 | 9894.2101 | 64394.6 | 36297.7451 | 24230.4855 | 12099.77 | 6958.1504 | 7273.3463 | 15155.8122 | 25926.1392 | 11459.3891 | 12468.5524 | 8207.2047 | 10866.4378 | 90.65 | 90.65 | 90.65 | 118.91 | 118.91 | 118.91 | 118.91 | 118.91 | 118.91 | 118.91 | 90.65 | 118.91 | 118.91 | 90.65 | 90.65 | 0.055468 | 1.7955e-06 | 4.289e-15 | 0.028082 | 0.018819 | 2.9089e-13 | 0.0017865 | 9.5744e-25 | 2.5673e-05 | 1.4503e-19 | 0.015216 | 8.9116e-11 | 8.9189e-08 | 4.5168e-25 | 1.0185e-11 | 0.055468 | 0.05547 | 0.05547 | 0.08355 | 0.10237 | 0.08355 | 0.10416 | 0.10237 | 0.10418 | 0.08355 | 0.070684 | 0.055468 | 0.08355 | 0.055468 | 0.055468
973 | 159811.058 | 16202.0072 | 6036.3715 | 68550.9536 | 38035.7535 | 16101.7416 | 12019.9319 | 2985.0813 | 6112.3 | 8525.5097 | 27148.0608 | 8629.7338 | 9903.605 | 4050.3689 | 7168.2047 | n/a | 11412.4729 | 5691.5018 | 2841.1214 | 6742.1807 | 10288.0938 | 10122.3784 | 1389.6316 | 4570.9526 | 7632.1917 | 3420.4436 | 6102.5019 | 7387.0179 | 2777.2908 | 4313.1957 | 92.0157 | 55.02 | 55.02 | 100.1665 | 131.7146 | 65.0499 | 159.8777 | 96.7312 | 159.8777 | 84.8053 | 111.111 | 45.2947 | 54.2487 | 69.4836 | 55.7255 | 166653.7552 | 10580.5974 | 4216.3558 | 69142.8337 | 32064.8733 | 14471.6794 | 5189.5819 | 5092.7035 | 3885.1374 | 4310.2578 | 25042.8916 | 5868.0639 | 7430.6489 | 4517.9733 | 5853.4771 | 161658.4 | 21794.8704 | 9907.8576 | 69682.6551 | 36982.254 | 24724.2732 | 15184.8603 | 6395.7352 | 8456.09 | 11942.4495 | 28175.5353 | 11935.0658 | 14416.6668 | 7283.2642 | 10166.6728 | 101.52 | 101.52 | 101.52 | 101.52 | 240.818 | 101.52 | 240.818 | 240.818 | 240.818 | 101.52 | 101.52 | 101.52 | 101.52 | 101.52 | 101.52 | 0.058937 | 8.1884e-08 | 1.6614e-12 | 0.021836 | 0.092679 | 1.7915e-11 | 5.9765e-06 | 2.7868e-20 | 6.8358e-07 | 6.0683e-09 | 0.0098855 | 1.511e-08 | 5.6172e-10 | 5.42e-18 | 1.7135e-09 | 0.058937 | 0.058937 | 0.058937 | 0.080772 | 0.17345 | 0.080772 | 0.17346 | 0.17345 | 0.17346 | 0.080772 | 0.068822 | 0.058937 | 0.080772 | 0.058937 | 0.058937
974 | 149134.7814 | 15249.035 | 5434.7118 | 64322.6621 | 35897.4114 | 15001.7851 | 11713.1989 | 2967.9675 | 6072.891 | 7734.1876 | 25343.3589 | 7774.4842 | 9386.819 | 3784.7049 | 6734.1405 | n/a | 8890.4619 | 4880.2586 | 4375.0909 | 10721.4993 | 8226.1126 | 8334.6628 | 1373.5003 | 3979.2656 | 8565.4182 | 3700.4285 | 5849.9068 | 8334.6511 | 3461.0317 | 4070.3974 | 108.8501 | 73.5082 | 73.5082 | 116.6316 | 146.0126 | 84.9429 | 172.2296 | 113.4466 | 172.2296 | 103.3332 | 125.7233 | 66.5528 | 73.1937 | 86.9724 | 74.1649 | 163820.947 | 10691.2247 | 4171.788 | 65923.8948 | 31461.8942 | 14541.0999 | 5949.071 | 5158.3225 | 4480.3459 | 4764.0323 | 26226.9101 | 6214.1658 | 6716.5487 | 4695.6851 | 6209.7241 | 149177.4 | 16899.5866 | 7875.7466 | 64894.9387 | 38876.3935 | 22087.0125 | 14188.2338 | 6058.4228 | 8459.6114 | 12695.5505 | 27562.8385 | 12017.7726 | 14755.1997 | 7773.9168 | 10213.0215 | 176.79 | 176.79 | 176.79 | 176.79 | 176.79 | 176.79 | 176.79 | 176.79 | 176.79 | 176.79 | 176.79 | 176.79 | 176.79 | 176.79 | 176.79 | 0.099853 | 0.00069163 | 2.3131e-09 | 0.028074 | 0.0028408 | 2.2408e-10 | 3.4259e-05 | 1.1301e-18 | 5.2129e-07 | 5.0291e-13 | 0.0014427 | 2.7025e-11 | 5.6302e-12 | 4.828e-23 | 3.2095e-11 | 0.099853 | 0.10054 | 0.10054 | 0.12793 | 0.13077 | 0.12793 | 0.1308 | 0.13077 | 0.1308 | 0.12793 | 0.1013 | 0.099853 | 0.12793 | 0.099853 | 0.099853
975 | 151510.221 | 15233.2693 | 5807.8699 | 65260.429 | 36271.353 | 14841.487 | 11732.4034 | 2845.2604 | 6025.9023 | 7721.0473 | 25682.1185 | 7785.2353 | 9525.0102 | 3749.7035 | 6873.0621 | n/a | 10159.9752 | 5167.4111 | 3712.8567 | 8537.8468 | 9103.1652 | 6583.551 | 1415.1149 | 3771.2204 | 4777.8985 | 4578.3665 | 7273.7977 | 8533.5631 | 2250.3981 | 5764.3191 | 95.665 | 61.4426 | 61.4426 | 103.2023 | 132.0044 | 71.6537 | 157.7104 | 100.0732 | 157.7104 | 89.6855 | 112.6398 | 53.622 | 60.9418 | 74.6443 | 62.0865 | 162486.1344 | 10220.6124 | 4167.7677 | 66587.8338 | 31310.8586 | 14344.4527 | 5287.0687 | 5068.5361 | 4227.7024 | 4677.3788 | 25579.9268 | 5551.4737 | 6942.1633 | 4637.6519 | 5938.9048 | 152605.5344 | 19920.1876 | 9277.0788 | 65090.3905 | 37040.9053 | 22430.3179 | 11755.2197 | 6483.651 | 7921.7228 | 9220.9773 | 29079.3933 | 12042.2714 | 15361.9263 | 6600.95 | 11077.5239 | 125.9192 | 125.9192 | 125.9192 | 184.7812 | 184.7812 | 184.7812 | 184.7812 | 184.7812 | 184.7812 | 184.7812 | 125.9192 | 184.7812 | 184.7812 | 125.9192 | 125.9192 | 0.072368 | 3.4272e-07 | 8.7229e-12 | 0.041043 | 0.020761 | 4.7084e-11 | 0.038695 | 1.9197e-22 | 4.8154e-06 | 1.9285e-05 | 0.00025575 | 2.5983e-11 | 1.1145e-12 | 3.018e-17 | 6.8359e-13 | 0.072368 | 0.072368 | 0.072368 | 0.11341 | 0.13417 | 0.11341 | 0.17287 | 0.13417 | 0.17287 | 0.11343 | 0.072623 | 0.072368 | 0.11341 | 0.072368 | 0.072368
976 | 160132.0938 | 16364.2136 | 6012.3832 | 68680.1282 | 38108.4192 | 16217.058 | 12264.8739 | 3109.7812 | 6323.6655 | 8372.3518 | 27475.8358 | 8568.1571 | 10124.1547 | 4305.8967 | 7089.6133 | n/a | 10417.4594 | 4736.8626 | 3732.4913 | 10285.3016 | 10674.9761 | 8034.1273 | 1469.2526 | 4938.652 | 8430.3064 | 4011.9734 | 6983.8478 | 5727.1979 | 3371.4367 | 4729.3079 | 83.5439 | 47.3052 | 47.3052 | 91.5295 | 122.6703 | 56.5471 | 150.4733 | 88.1341 | 150.4733 | 76.0498 | 102.6791 | 37.0444 | 46.4169 | 61.584 | 48.0017 | 162179.2722 | 11067.3198 | 4386.4611 | 66253.3462 | 29643.8497 | 14037.9791 | 5438.8831 | 5246.8703 | 4295.8679 | 4594.281 | 23775.4806 | 5674.2751 | 6833.9159 | 4533.5982 | 6088.1917 | 153342.6722 | 21346.6793 | 9073.6237 | 67287.9375 | 38388.5513 | 24248.9553 | 13301.7105 | 6716.1229 | 9192.1199 | 12686.6874 | 25642.954 | 12532.0229 | 12466.4138 | 7859.4349 | 10519.6997 | 230.5315 | 230.5315 | 230.5315 | 232.4591 | 232.4591 | 232.4591 | 232.4591 | 232.4591 | 232.4591 | 232.4591 | 230.5315 | 232.4591 | 232.4591 | 230.5315 | 230.5315 | 0.73213 | 3.8728e-07 | 2.4145e-10 | 0.073541 | 0.032445 | 8.9429e-11 | 0.002417 | 1.491e-20 | 9.3504e-08 | 6.9365e-11 | 0.29703 | 6.8477e-10 | 4.0617e-06 | 1.5816e-18 | 1.2094e-10 | 0.73213 | 0.73213 | 0.73213 | 0.80567 | 0.83812 | 0.80567 | 0.84053 | 0.83812 | 0.84053 | 0.80567 | 1.0292 | 0.73213 | 0.80568 | 0.73213 | 0.73213
977 | 156696.1944 | 15666.3399 | 5931.703 | 67308.9886 | 37583.8226 | 15933.7789 | 11937.7223 | 3032.967 | 6261.1601 | 8296.2975 | 26452.8131 | 8265.3409 | 9715.9186 | 4110.8328 | 7117.4323 | n/a | 6471.9689 | 5548.8067 | 3398.3798 | 8630.9985 | 9102.8542 | 5760.421 | 1905.5523 | 4056.9063 | 8831.0321 | 3675.102 | 5244.4206 | 6608.3065 | 2701.8863 | 6780.762 | 110.8013 | 76.1453 | 76.1453 | 118.4309 | 147.0948 | 87.7176 | 172.6697 | 115.3264 | 172.6697 | 105.6575 | 127.0815 | 69.7779 | 75.9188 | 89.2797 | 76.786 | 165469.8719 | 10280.2797 | 4265.1675 | 68581.6149 | 30842.1426 | 13515.8266 | 4992.804 | 5028.1009 | 4162.2568 | 4503.9049 | 25789.9822 | 5560.2883 | 5764.8598 | 4739.5768 | 6194.1648 | 157057.0719 | 16689.0486 | 9761.6742 | 68107.6946 | 37773.2411 | 21868.0808 | 10753.225 | 6841.9531 | 8219.163 | 13023.037 | 28534.4842 | 10366.0089 | 11311.6663 | 7168.963 | 12902.0268 | 164.4334 | 164.4334 | 164.4334 | 164.4334 | 165.4132 | 164.4334 | 259.0046 | 165.4132 | 259.0046 | 164.4334 | 164.4334 | 164.4334 | 164.4334 | 164.4334 | 164.4334 | 0.090956 | 0.0035626 | 1.4121e-12 | 0.025453 | 0.034951 | 1.2124e-08 | 0.5858 | 4.4324e-22 | 5.0805e-06 | 8.2811e-12 | 0.0020346 | 2.2609e-06 | 5.7968e-05 | 6.3805e-17 | 2.0071e-16 | 0.090956 | 0.094519 | 0.094519 | 0.11641 | 0.15136 | 0.11641 | 0.73716 | 0.15136 | 0.73716 | 0.11641 | 0.092991 | 0.090959 | 0.11647 | 0.090956 | 0.090956
978 | 155996.7407 | 15706.1243 | 5709.7027 | 67028.7507 | 37267.8946 | 15150.3387 | 11946.4068 | 2882.1952 | 5919.7165 | 7786.2163 | 26567.961 | 7961.6851 | 10164.6712 | 4025.0135 | 6960.8888 | n/a | 6696.983 | 4416.7713 | 6235.2181 | 9649.2869 | 11224.175 | 7446.2854 | 1560.8191 | 4079.3304 | 8731.8713 | 3658.1132 | 6318.4495 | 8821.4896 | 2586.1656 | 4166.6461 | 89.5783 | 52.3915 | 52.3915 | 97.7719 | 129.5883 | 62.2156 | 157.9924 | 94.3054 | 157.9924 | 82.14 | 108.9626 | 42.2912 | 51.5575 | 66.9789 | 53.1031 | 166378.7619 | 10741.2923 | 4279.7938 | 69562.4007 | 32244.1512 | 13671.4064 | 5250.0436 | 5156.7295 | 4332.3032 | 4626.1274 | 22471.6366 | 5700.158 | 6562.092 | 4611.0311 | 6044.4334 | 158063.2 | 17258.8753 | 8583.7651 | 73192.0187 | 40577.938 | 24846.0814 | 12139.829 | 6711.2486 | 7855.1335 | 13357.9987 | 25164.4497 | 11969.1074 | 15158.8816 | 7180.5967 | 10152.5795 | 89.36 | 89.36 | 89.36 | 89.36 | 89.36 | 89.36 | 121.0588 | 89.36 | 121.0588 | 89.36 | 229.1937 | 89.36 | 89.36 | 89.36 | 89.36 | 0.054697 | 0.00098916 | 3.003e-10 | 0.0010607 | 0.0023545 | 2.7539e-13 | 0.023984 | 3.1135e-23 | 3.3943e-06 | 2.7846e-14 | 0.19965 | 1.4074e-10 | 1.3696e-10 | 1.0325e-17 | 3.3664e-10 | 0.054697 | 0.055687 | 0.055687 | 0.055758 | 0.058113 | 0.055758 | 0.082096 | 0.058113 | 0.0821 | 0.055758 | 0.25435 | 0.054697 | 0.055758 | 0.054697 | 0.054697
979 | 154025.7819 | 15359.7235 | 5950.0325 | 66250.7888 | 36802.4096 | 15317.4766 | 11945.9462 | 3083.0907 | 6177.8412 | 8053.7128 | 26283.2989 | 7853.8542 | 9826.1424 | 3937.4298 | 6869.9484 | n/a | 8460.3155 | 5683.9796 | 3313.4674 | 8459.4156 | 9872.2114 | 7808.3866 | 1721.3139 | 4629.9342 | 7100.1603 | 3952.6909 | 5277.5968 | 6011.2108 | 3990.4264 | 4626.6459 | 62.2659 | 22.5582 | 22.5582 | 71.0228 | 106.2023 | 30.0949 | 137.6271 | 67.1673 | 137.6271 | 52.1382 | 85.1455 | 8.0517 | 20.9948 | 38.697 | 23.3455 | 164567.8112 | 10480.9397 | 4303.4463 | 67220.7226 | 31115.5613 | 14231.1701 | 5512.1594 | 5056.8896 | 4366.6432 | 4673.9637 | 24133.8458 | 6043.4979 | 7188.2386 | 4573.0709 | 5923.3903 | 155221 | 18292.234 | 9908.6258 | 66576.6 | 36670.4768 | 23317.3915 | 13208.546 | 6778.2035 | 8996.5774 | 11133.234 | 26919.8366 | 11175.9947 | 13144.3494 | 8413.4973 | 10544.7362 | 110.14 | 110.14 | 110.14 | 134.74 | 199.9498 | 134.74 | 199.9498 | 199.9498 | 199.9498 | 134.74 | 110.14 | 134.74 | 134.74 | 110.14 | 110.14 | 0.07037 | 2.9493e-05 | 6.7424e-13 | 0.032016 | 0.04614 | 3.0398e-11 | 0.0011879 | 3.6063e-21 | 8.6712e-08 | 1.2456e-08 | 0.016752 | 3.1951e-09 | 6.0184e-08 | 1.1224e-24 | 1.5303e-11 | 0.07037 | 0.070399 | 0.070399 | 0.10239 | 0.14853 | 0.10239 | 0.14971 | 0.14853 | 0.14971 | 0.10239 | 0.087122 | 0.07037 | 0.10239 | 0.07037 | 0.07037
980 | 156928.8922 | 15805.5667 | 6043.048 | 67384.7127 | 37395.9656 | 15739.8583 | 11861.5009 | 2976.1641 | 6065.9641 | 8066.6529 | 26519.0403 | 7886.473 | 9844.3996 | 3981.6937 | 7428.3125 | n/a | 9931.5758 | 6640.3037 | 4663.3411 | 6482.6968 | 8203.4792 | 9036.4804 | 1846.1513 | 6199.6819 | 9061.0033 | 3782.3867 | 7446.9454 | 6747.405 | 2460.8193 | 5272.071 | 76.6953 | 36.2054 | 36.2054 | 85.6216 | 121.0171 | 45.0586 | 152.6278 | 81.7511 | 152.6278 | 67.2323 | 99.163 | 22.8849 | 34.8774 | 52.4397 | 36.9974 | 167898.3653 | 10409.8458 | 4283.7916 | 69509.2332 | 32324.8658 | 14323.5183 | 4971.6983 | 5176.3221 | 3936.5049 | 4257.7824 | 26176.1696 | 5967.2954 | 6248.5016 | 4562.6809 | 6118.767 | 156366.3653 | 19400.5216 | 10859.6953 | 69007.5743 | 36580.8626 | 21342.9974 | 12899.1787 | 6993.1734 | 9440.6868 | 12762.1857 | 27483.9563 | 12786.8408 | 11507.5066 | 7023.5002 | 11377.638 | 201.244 | 201.244 | 201.244 | 201.244 | 251.523 | 201.244 | 251.523 | 251.523 | 251.523 | 201.244 | 201.244 | 201.244 | 201.244 | 201.244 | 201.244 | 0.11978 | 7.3186e-06 | 4.7195e-15 | 0.017004 | 0.079887 | 2.34e-08 | 0.0021894 | 1.4342e-23 | 5.0773e-09 | 5.1126e-12 | 0.010461 | 1.4332e-12 | 4.8123e-05 | 2.5677e-17 | 1.7453e-11 | 0.11978 | 0.11979 | 0.11979 | 0.13678 | 0.21667 | 0.13678 | 0.21886 | 0.21667 | 0.21886 | 0.13678 | 0.13024 | 0.11978 | 0.13683 | 0.11978 | 0.11978
981 | 152096.7786 | 15421.3796 | 5706.9334 | 65491.5091 | 36387.7962 | 15297.7285 | 11583.1377 | 2907.4368 | 5947.8396 | 7597.2018 | 26026.4347 | 7984.0428 | 9648.747 | 4043.6582 | 7168.3903 | n/a | 10876.1676 | 6734.4329 | 4724.3365 | 7523.0767 | 11254.0868 | 6134.2673 | 1821.4349 | 4291.4507 | 9537.2738 | 4993.85 | 8592.3746 | 6789.9028 | 3942.7329 | 5692.0922 | 90.2335 | 51.7446 | 51.7446 | 98.7145 | 131.7346 | 61.6932 | 161.2147 | 95.1153 | 161.2147 | 82.3724 | 110.4586 | 41.0141 | 50.8314 | 66.8846 | 52.4831 | 164349.4892 | 10141.8068 | 4441.1951 | 66916.7349 | 30464.4929 | 13894.3996 | 5099.9455 | 5005.7932 | 3965.0264 | 4958.3131 | 23778.97 | 5617.7117 | 6087.9002 | 4788.6429 | 6087.9533 | 153175.6196 | 19715.1743 | 10514.228 | 67350.6018 | 36695.4 | 24565.6865 | 11134.3128 | 6744.5281 | 8156.5771 | 14176.0868 | 27567.42 | 13946.7863 | 12341.0029 | 8709.3758 | 11243.1454 | 131.0333 | 131.0333 | 131.0333 | 131.0333 | 144.39 | 131.0333 | 247.7819 | 144.39 | 247.7819 | 131.0333 | 131.0333 | 131.0333 | 131.0333 | 131.0333 | 131.0333 | 0.072706 | 1.0461e-06 | 8.5682e-16 | 0.014752 | 0.031313 | 1.0774e-12 | 0.13185 | 4.2899e-23 | 9.635e-07 | 7.851e-17 | 0.0043248 | 1.0929e-14 | 6.1467e-07 | 5.1747e-25 | 3.9413e-12 | 0.072706 | 0.072707 | 0.072707 | 0.087458 | 0.11877 | 0.087458 | 0.25062 | 0.11877 | 0.25062 | 0.087458 | 0.077031 | 0.072706 | 0.087459 | 0.072706 | 0.072706
982 | 151949.8409 | 15292.7795 | 5596.1302 | 65426.8523 | 36319.9681 | 15425.8005 | 11362.2965 | 2853.3239 | 5675.2375 | 7988.0875 | 26130.0073 | 8015.1213 | 9705.942 | 3910.127 | 6913.8308 | n/a | 8656.7205 | 5269.9893 | 3789.9509 | 8553.664 | 8208.6098 | 6878.9691 | 2234.4243 | 4366.8863 | 6545.7279 | 3550.5738 | 6137.6124 | 7186.0892 | 4686.662 | 5059.4998 | 128.04 | 94.0932 | 94.0932 | 135.5088 | 162.8812 | 107.1544 | 187.2928 | 132.5578 | 187.2928 | 124.2782 | 142.7126 | 90.0307 | 94.2646 | 106.6302 | 94.7048 | 163831.9034 | 10430.7959 | 4383.7448 | 67664.8574 | 30123.0217 | 14057.4255 | 5574.0874 | 5112.4101 | 4554.4944 | 4150.3602 | 24549.7939 | 5827.555 | 7219.7377 | 4715.364 | 6005.6337 | 156900.3034 | 19023.1164 | 9597.8341 | 69979.9083 | 38227.4857 | 21597.1352 | 12311.3565 | 7346.8344 | 8793.3806 | 10354.7881 | 26129.0677 | 11637.5675 | 14125.4269 | 9308.126 | 11065.1335 | 66.1574 | 66.1574 | 66.1574 | 66.1574 | 66.1574 | 66.1574 | 66.1574 | 66.1574 | 66.1574 | 66.1574 | 183.933 | 66.1574 | 66.1574 | 66.1574 | 66.1574 | 0.011553 | 3.9025e-06 | 1.0343e-13 | 0.0026642 | 0.0075769 | 4.0185e-09 | 0.0025004 | 3.8301e-27 | 6.176e-09 | 3.5919e-07 | 0.042826 | 1.0369e-09 | 5.6981e-10 | 1.7363e-29 | 1.0797e-12 | 0.011553 | 0.011557 | 0.011557 | 0.014218 | 0.021794 | 0.014218 | 0.024295 | 0.021794 | 0.024295 | 0.014218 | 0.054379 | 0.011553 | 0.014218 | 0.011553 | 0.011553
983 | 152118.3505 | 15069.4203 | 5652.9386 | 65481.2256 | 36402.4412 | 15313.5743 | 11679.3194 | 2959.9754 | 5966.419 | 8199.7447 | 25899.0284 | 8194.4458 | 9901.4722 | 3891.9082 | 6846.6425 | n/a | 7710.7906 | 5990.6159 | 4110.318 | 8474.3335 | 10545.8036 | 8912.3785 | 1865.577 | 4373.0422 | 7371.0516 | 2763.2126 | 6633.9854 | 6664.3073 | 3599.8197 | 4648.5131 | 176.6905 | 146.7514 | 146.7514 | 183.2625 | 205.0992 | 163.9118 | 224.537 | 180.9542 | 224.537 | 177.5467 | 185.4647 | 150.277 | 148.1879 | 156.734 | 147.2384 | 169857.1694 | 10140.0088 | 4462.1998 | 70714.4681 | 30934.3004 | 14841.226 | 5612.6545 | 5114.5983 | 4495.766 | 4994.2597 | 25446.5457 | 5951.2447 | 7043.4477 | 4511.8073 | 5812.67 | 157456.6 | 16943.5994 | 10394.7157 | 71134.4861 | 37725.3339 | 24602.2296 | 13980.3331 | 6759.7753 | 8324.1082 | 12113.6114 | 26716.4 | 12052.1301 | 12732.655 | 7805.527 | 8506.9327 | 84.746 | 84.746 | 84.746 | 84.746 | 94.5959 | 84.746 | 94.5959 | 94.5959 | 94.5959 | 84.746 | 98.6188 | 84.746 | 84.746 | 84.746 | 84.746 | 0.0090493 | 0.00037375 | 9.7916e-16 | 0.0013368 | 0.012757 | 1.0466e-12 | 5.5348e-05 | 1.6007e-22 | 4.9049e-07 | 3.0576e-10 | 0.012609 | 4.9905e-10 | 4.6751e-07 | 4.3673e-22 | 2.105e-06 | 0.0090493 | 0.0094231 | 0.0094231 | 0.010386 | 0.023143 | 0.010386 | 0.023198 | 0.023143 | 0.023199 | 0.010386 | 0.021658 | 0.0090493 | 0.010387 | 0.0090493 | 0.0090514
984 | 149317.7533 | 15172.0706 | 5834.4735 | 64376.9651 | 35889.0015 | 14595.4776 | 11261.3558 | 2973.0969 | 5674.9119 | 7377.1301 | 25408.0846 | 7667.0141 | 9576.6468 | 3849.4361 | 7039.0218 | n/a | 9010.5628 | 5261.0711 | 5107.2064 | 5985.9948 | 9642.8151 | 8555.1186 | 1904.8837 | 3985.7025 | 8755.0298 | 3786.8538 | 5411.6691 | 6915.6249 | 3133.1616 | 4944.1362 | 185.6807 | 157.5929 | 157.5929 | 191.8416 | 211.6083 | 175.4541 | 229.1907 | 189.7679 | 229.1907 | 187.7875 | 192.611 | 163.1207 | 159.3421 | 166.6227 | 158.0334 | 165552.1634 | 10496.3017 | 4215.9302 | 68822.672 | 31652.0228 | 14118.2579 | 5627.3736 | 5202.7887 | 4340.6299 | 4043.5518 | 22759.9276 | 5469.7737 | 6819.0488 | 4643.0317 | 6222.1119 | 151539.4 | 18471.1001 | 9362.4013 | 66150.2608 | 36170.4 | 21505.073 | 14049.8746 | 7027.4724 | 8227.4148 | 11678.0816 | 25213.9 | 10479.5428 | 13286.2736 | 7250.6933 | 10972.8481 | 148.92 | 148.92 | 148.92 | 148.92 | 210.86 | 148.92 | 210.86 | 210.86 | 210.86 | 148.92 | 274.32 | 148.92 | 148.92 | 148.92 | 148.92 | 0.050527 | 1.0722e-05 | 6.616e-12 | 0.015168 | 0.031937 | 2.1432e-10 | 1.0121e-05 | 8.6096e-24 | 1.042e-07 | 4.9323e-12 | 0.057485 | 2.8339e-08 | 8.4151e-09 | 1.1178e-19 | 5.806e-12 | 0.050527 | 0.050537 | 0.050537 | 0.065694 | 0.097631 | 0.065694 | 0.097641 | 0.097631 | 0.097641 | 0.065694 | 0.10801 | 0.050527 | 0.065694 | 0.050527 | 0.050527
985 | 153262.5739 | 15462.7017 | 5734.4192 | 65962.097 | 36727.9656 | 15244.8164 | 11732.5223 | 2916.6315 | 6268.3123 | 7979.8204 | 25911.3564 | 8052.8898 | 10012.722 | 4108.0924 | 7108.3358 | n/a | 8781.0666 | 5729.7488 | 3876.4688 | 9278.1335 | 11173.625 | 10682.4609 | 2476.8789 | 4439.5671 | 5259.9177 | 2804.6392 | 6602.7507 | 8033.4235 | 3912.5713 | 4870.5885 | 163.3409 | 137.4103 | 137.4103 | 169.0305 | 187.5711 | 153.1849 | 204.0683 | 167.0788 | 204.0683 | 164.7571 | 170.2669 | 141.6129 | 138.8622 | 145.8827 | 137.8236 | 166573.6307 | 9782.659 | 4109.8549 | 70540.5253 | 33614.0838 | 14144.4802 | 5503.7453 | 5165.6344 | 4191.4841 | 4142.0859 | 24394.0375 | 5799.4454 | 5087.8976 | 4728.6291 | 5986.7812 | 157289.9307 | 17947.1256 | 9825.9037 | 70639.9941 | 41230.9173 | 24914.9052 | 15674.5062 | 7636.2133 | 8140.6512 | 9373.6036 | 26109.8767 | 12027.3961 | 11879.8212 | 8362.0004 | 10852.0696 | 99.5795 | 99.5795 | 99.5795 | 99.5795 | 99.5795 | 99.5795 | 99.5795 | 99.5795 | 99.5795 | 99.5795 | 170.5019 | 99.5795 | 99.5795 | 99.5795 | 99.5795 | 0.021383 | 9.3541e-05 | 1.098e-13 | 0.0025224 | 0.00079328 | 3.4515e-13 | 5.2073e-07 | 7.8597e-28 | 7.5615e-06 | 4.1458e-05 | 0.031793 | 2.0588e-10 | 2.403e-05 | 1.1213e-22 | 2.1359e-11 | 0.021383 | 0.021476 | 0.021476 | 0.023905 | 0.024699 | 0.023905 | 0.024699 | 0.024699 | 0.024707 | 0.023947 | 0.053176 | 0.021383 | 0.023929 | 0.021383 | 0.021383
986 | 153348.3433 | 15633.7604 | 5724.8802 | 66007.8316 | 36808.8054 | 15522.4435 | 11563.319 | 3101.0349 | 6035.0497 | 7796.0405 | 26022.7283 | 8413.5245 | 9841.4818 | 3807.47 | 7069.7001 | n/a | 10214.7157 | 6431.2601 | 4817.0839 | 8607.7047 | 10409.1014 | 6657.7095 | 2151.0489 | 4488.3187 | 6839.4397 | 2765.961 | 6835.437 | 6792.0203 | 2390.571 | 3663.27 | 150.1387 | 119.1464 | 119.1464 | 156.9496 | 180.7384 | 134.0117 | 201.9348 | 154.4088 | 201.9348 | 148.8802 | 161.3623 | 119.1433 | 119.973 | 130.0322 | 119.6775 | 162810.4483 | 10708.7625 | 4161.1188 | 63469.5279 | 29575.4033 | 12905.3174 | 5352.0053 | 5171.3716 | 4296.3756 | 3846.316 | 25690.9892 | 5827.4315 | 7301.4813 | 4698.4283 | 6438.5506 | 154958 | 19979.3782 | 9810.779 | 66122.7118 | 37102.308 | 23195.4188 | 11867.6149 | 7316.8206 | 8712.3943 | 10635.7557 | 26357.0018 | 12593.8685 | 13852.8016 | 6918.5993 | 9518.2206 | 141.14 | 141.14 | 141.14 | 184.3973 | 184.3973 | 184.3973 | 184.3973 | 184.3973 | 184.3973 | 184.3973 | 141.14 | 184.3973 | 184.3973 | 141.14 | 141.14 | 0.062041 | 1.0649e-06 | 1.0893e-13 | 0.035557 | 0.031801 | 9.2926e-11 | 0.017072 | 1.0042e-23 | 1.2407e-07 | 2.5274e-08 | 0.026014 | 1.8103e-10 | 3.7761e-09 | 2.2918e-18 | 3.1509e-08 | 0.062041 | 0.062042 | 0.062042 | 0.097598 | 0.1294 | 0.097598 | 0.14647 | 0.1294 | 0.14647 | 0.097598 | 0.088055 | 0.062041 | 0.097598 | 0.062041 | 0.062041
987 | 155075.2271 | 15438.4344 | 5755.417 | 66652.368 | 37081.5916 | 15595.6095 | 11792.8811 | 3106.9639 | 6124.6658 | 7819.6813 | 26344.0314 | 8471.825 | 9520.1174 | 4018.2967 | 6992.8385 | n/a | 7804.7568 | 5079.4456 | 3755.3807 | 6845.3812 | 8275.5777 | 5712.5863 | 1802.0252 | 3862.691 | 6668.0875 | 4022.9544 | 6600.7631 | 7053.4446 | 3197.4284 | 4772.5379 | 114.5339 | 81.2005 | 81.2005 | 121.8704 | 149.1526 | 93.0355 | 173.4902 | 118.9211 | 173.4902 | 110.1075 | 129.6726 | 75.9637 | 81.1432 | 93.6996 | 81.8102 | 162864.5428 | 9739.0338 | 4093.6219 | 68813.2979 | 30112.7363 | 15764.9315 | 4798.8353 | 5185.5693 | 4215.1397 | 4604.0734 | 24652.4732 | 6045.9992 | 6538.171 | 4659.4635 | 6014.83 | 157558 | 17415.7906 | 9114.9675 | 72073.5443 | 36658.5831 | 23891.2092 | 10907.3872 | 6987.5945 | 8077.8307 | 11223.8608 | 26806.9 | 12545.7624 | 13545.3157 | 7849.3919 | 10787.3679 | 89.9084 | 89.9084 | 89.9084 | 89.9084 | 232.8374 | 89.9084 | 260.2353 | 232.8374 | 260.2353 | 89.9084 | 95.71 | 89.9084 | 89.9084 | 89.9084 | 89.9084 | 0.047999 | 0.00032441 | 1.4563e-11 | 0.0016424 | 0.059357 | 2.0674e-11 | 0.32304 | 5.6937e-22 | 4.2639e-06 | 1.575e-09 | 0.021667 | 3.3687e-10 | 2.0667e-09 | 4.6759e-21 | 1.1196e-11 | 0.047999 | 0.048323 | 0.048323 | 0.049641 | 0.109 | 0.049641 | 0.43204 | 0.109 | 0.43204 | 0.049641 | 0.069666 | 0.047999 | 0.049641 | 0.047999 | 0.047999
988 | 155757.6 | 15604.7461 | 6187.532 | 66920.899 | 37079.6367 | 15368.8466 | 12274.9417 | 2891.4855 | 6140.7575 | 7895.0046 | 26232.0105 | 7986.3195 | 9811.6268 | 4070.117 | 7235.447 | n/a | 9370.4286 | 4176.5092 | 4629.532 | 8444.6073 | 9436.6521 | 8158.8166 | 1747.6093 | 4141.2271 | 7857.2556 | 4191.3111 | 7081.8734 | 8639.6815 | 2900.0135 | 3972.6418 | 133.2614 | 100.0502 | 100.0502 | 140.5665 | 167.0568 | 113.5357 | 190.6772 | 137.7164 | 190.6772 | 130.1045 | 147.0936 | 96.967 | 100.379 | 112.1808 | 100.6419 | 165550.9667 | 10081.0818 | 4434.6215 | 70793.2849 | 32561.9881 | 13465.6328 | 5376.9159 | 5165.8842 | 4144.6478 | 3692.7392 | 23716.2426 | 5790.0961 | 7146.0984 | 4596.4893 | 6094.3309 | 156646.9667 | 19394.0104 | 8553.6307 | 71225.1169 | 38184.7954 | 22552.1849 | 13263.6325 | 6895.0935 | 8169.8749 | 11549.9949 | 26878.0537 | 12521.8695 | 14930.2799 | 7123.4028 | 9893.9727 | 156.7325 | 156.7325 | 156.7325 | 156.7325 | 156.7325 | 156.7325 | 156.7325 | 156.7325 | 156.7325 | 156.7325 | 156.7325 | 156.7325 | 156.7325 | 156.7325 | 156.7325 | 0.077614 | 4.0698e-06 | 2.8583e-08 | 0.0033103 | 0.015745 | 2.7251e-10 | 0.0027637 | 4.0059e-24 | 3.0745e-06 | 5.3579e-10 | 0.016488 | 1.144e-11 | 4.1143e-11 | 4.8024e-17 | 1.3422e-08 | 0.077614 | 0.077618 | 0.077618 | 0.080924 | 0.096669 | 0.080924 | 0.099433 | 0.096669 | 0.099436 | 0.080924 | 0.094102 | 0.077614 | 0.080924 | 0.077614 | 0.077614
989 | 158029.0683 | 16036.9045 | 5975.2376 | 67820.4052 | 37783.7424 | 16070.2257 | 11960.1487 | 3182.0912 | 5732.9995 | 8102.3495 | 26876.4161 | 8419.4012 | 9749.3803 | 4192.111 | 7368.4584 | n/a | 9142.5468 | 5116.084 | 3918.537 | 8120.4058 | 10905.5548 | 6617.5852 | 1272.2194 | 4164.9735 | 6915.7422 | 3351.4473 | 6523.134 | 9052.6821 | 4802.8895 | 3967.0218 | 131.213 | 98.7428 | 98.7428 | 138.3548 | 164.2206 | 112.0093 | 187.2835 | 135.5725 | 187.2835 | 128.187 | 144.6761 | 95.8316 | 99.0829 | 110.5872 | 99.3206 | 160675.1867 | 9757.2703 | 4297.9998 | 67067.1008 | 30244.5029 | 14696.0377 | 5207.907 | 5116.6027 | 4180.3172 | 4456.7821 | 23598.9472 | 5725.7963 | 6709.1454 | 4691.6884 | 5928.2074 | 155629.8867 | 18817.0171 | 9414.0838 | 68570.4379 | 38160.9087 | 24277.3926 | 11825.4922 | 6388.8221 | 8345.2907 | 10618.5243 | 26168.8945 | 11678.7303 | 14977.7275 | 9419.578 | 9557.6292 | 234.5671 | 234.5671 | 234.5671 | 234.5671 | 234.5671 | 234.5671 | 280.9253 | 234.5671 | 280.9253 | 234.5671 | 234.5671 | 234.5671 | 234.5671 | 234.5671 | 234.5671 | 0.2058 | 5.7649e-05 | 1.9835e-11 | 0.02614 | 0.029809 | 4.8264e-11 | 0.060282 | 3.8487e-18 | 8.8217e-08 | 2.0575e-07 | 0.11845 | 1.2882e-08 | 2.3092e-11 | 7.5067e-27 | 2.3106e-07 | 0.2058 | 0.20585 | 0.20585 | 0.23194 | 0.26174 | 0.23194 | 0.32203 | 0.26174 | 0.32203 | 0.23194 | 0.32425 | 0.2058 | 0.23194 | 0.2058 | 0.2058
990 | 156607.7974 | 15807.5864 | 6019.5704 | 67284.9547 | 37552.7253 | 15780.0355 | 11967.5822 | 3241.7644 | 6300.1424 | 8070.335 | 26741.6211 | 8538.2028 | 10091.181 | 4269.0912 | 7240.7239 | n/a | 8266.9577 | 6056.7706 | 3888.5771 | 6584.2792 | 11391.6645 | 9604.054 | 1855.999 | 4634.3654 | 7435.9225 | 4751.5385 | 6790.8309 | 7096.5556 | 3494.839 | 4389.9229 | 139.4538 | 107.2381 | 107.2381 | 146.5375 | 171.8658 | 121.2206 | 194.4439 | 143.8198 | 194.4439 | 137.0583 | 152.2059 | 105.383 | 107.7624 | 118.8335 | 107.8037 | 166275.5488 | 10934.505 | 4313.1688 | 67825.4188 | 33278.038 | 13323.5876 | 5343.8229 | 5139.7288 | 4311.5011 | 4277.1945 | 25107.5343 | 5914.9517 | 6158.6594 | 4679.3147 | 5737.616 | 155771.3488 | 18818.1627 | 10363.6394 | 67275.1959 | 38030.3173 | 23765.0521 | 14079.3768 | 6850.4278 | 8153.5665 | 11131.2169 | 28989.6728 | 12337.4826 | 13164.415 | 7922.3537 | 10071.3389 | 212.6605 | 212.6605 | 212.6605 | 212.6605 | 212.6605 | 212.6605 | 212.6605 | 212.6605 | 212.6605 | 212.6605 | 212.6605 | 212.6605 | 212.6605 | 212.6605 | 212.6605 | 0.12967 | 3.0028e-05 | 8.0746e-14 | 0.037841 | 0.027296 | 5.8205e-11 | 0.00011037 | 8.1585e-20 | 8.5935e-06 | 1.4057e-08 | 0.0016527 | 1.3599e-09 | 2.2369e-07 | 3.9591e-19 | 5.1865e-09 | 0.12967 | 0.1297 | 0.1297 | 0.16751 | 0.1948 | 0.16751 | 0.19491 | 0.1948 | 0.19492 | 0.16751 | 0.13132 | 0.12967 | 0.16751 | 0.12967 | 0.12967
991 | 156521.8797 | 15811.0782 | 5806.8894 | 67258.5718 | 37545.1368 | 15981.9503 | 11732.7187 | 3008.1716 | 5776.5428 | 8321.9648 | 26744.0406 | 8320.5135 | 9996.5086 | 3909.498 | 7285.8277 | n/a | 8786.9324 | 6374.9363 | 4257.8102 | 7156.8361 | 10665.5797 | 7513.9214 | 1704.9432 | 4509.7098 | 6657.1054 | 4153.7 | 4753.6362 | 8507.045 | 3152.5101 | 5338.3734 | 147.7323 | 113.9441 | 113.9441 | 155.1614 | 181.6727 | 128.7392 | 205.3047 | 152.3178 | 205.3047 | 145.3162 | 161.0106 | 112.1624 | 114.5236 | 126.0807 | 114.5361 | 163546.9224 | 10352.2712 | 4169.9524 | 67595.825 | 30346.5569 | 13849.1415 | 5295.738 | 5140.1914 | 4262.8947 | 4292.1181 | 24926.7714 | 6155.5168 | 7180.8303 | 4630.7068 | 5959.9481 | 158018.1224 | 18405.1037 | 10544.8886 | 70401.7352 | 37200.093 | 23530.6212 | 12809.6594 | 6834.4346 | 8772.6045 | 10030.5234 | 27615.0714 | 10843.753 | 15611.7753 | 7704.1169 | 10859.4215 | 147.6326 | 147.6326 | 147.6326 | 147.6326 | 266.4993 | 147.6326 | 266.4993 | 266.4993 | 266.4993 | 147.6326 | 147.6326 | 147.6326 | 147.6326 | 147.6326 | 147.6326 | 0.064701 | 8.2186e-05 | 2.3186e-15 | 0.0068299 | 0.055266 | 2.2379e-10 | 0.0018946 | 2.4612e-22 | 1.4779e-08 | 1.2531e-05 | 0.012126 | 3.3537e-07 | 8.4275e-12 | 2.1395e-21 | 9.2343e-11 | 0.064701 | 0.064784 | 0.064784 | 0.071531 | 0.1268 | 0.071531 | 0.12869 | 0.1268 | 0.12869 | 0.071544 | 0.076827 | 0.064702 | 0.071531 | 0.064701 | 0.064701
992 | 151927.3204 | 15442.9371 | 6040.5216 | 65413.4858 | 36393.9995 | 15154.8317 | 11553.3973 | 2773.5054 | 5999.2126 | 7635.2932 | 26025.5357 | 8151.7498 | 9589.4237 | 3891.5797 | 7207.219 | n/a | 10780.2106 | 6415.8353 | 3371.4923 | 8148.8726 | 8260.0512 | 9514.8334 | 1717.9125 | 5156.7191 | 6634.9444 | 4610.4236 | 5576.9072 | 7284.418 | 2766.8734 | 6073.2026 | 157.3791 | 127.3083 | 127.3083 | 163.9847 | 186.6433 | 142.767 | 206.8255 | 161.5735 | 206.8255 | 156.9241 | 167.5042 | 128.6101 | 128.3462 | 137.6733 | 127.8139 | 163977.4233 | 10224.1379 | 4134.4047 | 66027.8469 | 31552.3694 | 13912.2821 | 5248.3699 | 5227.8969 | 4333.717 | 4305.0927 | 25336.3234 | 5573.4678 | 6584.316 | 4600.2422 | 6117.5797 | 156227.7233 | 19144.4485 | 10529.74 | 67147.8392 | 37919.642 | 22084.3333 | 14640.1033 | 6945.8094 | 9427.4362 | 10922.2371 | 28910.747 | 11080.1749 | 13705.6339 | 7342.1156 | 12133.3823 | 91.2373 | 91.2373 | 91.2373 | 99.4007 | 99.4007 | 99.4007 | 99.4007 | 99.4007 | 99.4007 | 99.4007 | 91.2373 | 99.4007 | 99.4007 | 91.2373 | 91.2373 | 0.017587 | 4.5875e-06 | 3.5895e-14 | 0.015693 | 0.010659 | 4.0883e-10 | 5.2497e-06 | 5.0372e-26 | 3.308e-09 | 1.9027e-09 | 0.00058592 | 3.8072e-08 | 1.6017e-09 | 9.7117e-20 | 3.7457e-14 | 0.017587 | 0.017592 | 0.017592 | 0.03328 | 0.043939 | 0.03328 | 0.043944 | 0.043939 | 0.043944 | 0.03328 | 0.018173 | 0.017587 | 0.03328 | 0.017587 | 0.017587
993 | 159926.5948 | 16103.8125 | 6020.6159 | 68580.4496 | 38312.4523 | 15816.809 | 12449.9092 | 3164.3202 | 6425.1696 | 8369.2927 | 27137.6764 | 8122.4462 | 10097.8912 | 4454.6375 | 7577.7787 | n/a | 10448.3251 | 3587.4244 | 4782.1599 | 8987.1403 | 8828.3311 | 7629.5193 | 1757.8345 | 4777.6608 | 7568.067 | 3790.8003 | 5235.4899 | 7492.0285 | 3015.4887 | 4009.0573 | 135.4577 | 103.5528 | 103.5528 | 142.4737 | 167.6533 | 117.1659 | 190.1005 | 139.77 | 190.1005 | 132.9118 | 148.2599 | 101.4201 | 104.0187 | 115.081 | 104.1152 | 163169.5271 | 9388.2202 | 4107.0424 | 65166.0387 | 30965.9839 | 14175.8062 | 5368.1659 | 5130.6773 | 4181.3615 | 4401.312 | 24704.6873 | 5914.0365 | 5610.6883 | 4714.448 | 5834.2212 | 158451.1271 | 19777.0452 | 7694.4668 | 68759.2987 | 39794.6242 | 22792.9373 | 12988.5852 | 6888.5118 | 8959.0223 | 11889.5789 | 27227.5876 | 11018.1264 | 13069.8167 | 7729.9367 | 9843.2785 | 228.0746 | 228.0746 | 228.0746 | 228.0746 | 228.0746 | 228.0746 | 228.0746 | 228.0746 | 228.0746 | 228.0746 | 228.0746 | 228.0746 | 228.0746 | 228.0746 | 228.0746 | 0.15555 | 7.1397e-06 | 1.4566e-06 | 0.034553 | 0.011829 | 7.8081e-10 | 0.0096623 | 7.9354e-21 | 5.017e-07 | 2.7978e-09 | 0.03762 | 4.2342e-08 | 3.3551e-07 | 9.4594e-17 | 2.1426e-07 | 0.15555 | 0.15555 | 0.15555 | 0.1901 | 0.20193 | 0.1901 | 0.21159 | 0.20193 | 0.21159 | 0.1901 | 0.19317 | 0.15555 | 0.1901 | 0.15555 | 0.15555
994 | 154634.132 | 15330.4086 | 5831.2879 | 66479.5385 | 37027.2242 | 15406.9817 | 11898.6328 | 3012.0818 | 5970.9477 | 8282.4121 | 26220.0477 | 8041.3065 | 9707.4295 | 4081.5333 | 7008.7951 | n/a | 9460.2295 | 4700.0655 | 5233.3802 | 10440.7503 | 11138.8613 | 8828.9045 | 2177.6286 | 5611.3935 | 5004.24 | 4231.7339 | 6042.8004 | 8432.9078 | 4116.829 | 5582.5521 | 123.812 | 90.042 | 90.042 | 131.2427 | 158.6012 | 102.7201 | 183.0025 | 128.2907 | 183.0025 | 119.8367 | 138.6408 | 85.6036 | 90.1407 | 102.5737 | 90.6533 | 172005.1517 | 10677.7817 | 4347.623 | 74086.9859 | 31776.2043 | 14537.2639 | 4617.2267 | 5128.6174 | 4101.545 | 4539.1447 | 25876.2488 | 5875.2405 | 7796.0422 | 4582.6077 | 6070.6494 | 159045.9 | 20113.2111 | 9033.2885 | 70709.4451 | 39277.8941 | 23569.4647 | 12745.6312 | 5916.9854 | 9019.2385 | 9298.3846 | 28784.9827 | 10056.3803 | 15358.15 | 8650.5367 | 11653.2015 | 71.367 | 71.367 | 71.367 | 71.367 | 71.367 | 71.367 | 71.367 | 71.367 | 71.367 | 71.367 | 71.367 | 71.367 | 71.367 | 71.367 | 71.367 | 0.017247 | 2.9081e-07 | 5.3628e-11 | 0.0034058 | 0.0058066 | 2.2509e-11 | 0.0037844 | 1.8754e-17 | 1.8616e-08 | 0.00031576 | 0.00097042 | 2.5968e-06 | 3.7595e-12 | 2.4713e-24 | 8.7082e-14 | 0.017247 | 0.017247 | 0.017247 | 0.020652 | 0.026459 | 0.020652 | 0.030243 | 0.026459 | 0.030243 | 0.020968 | 0.018217 | 0.017249 | 0.020652 | 0.017247 | 0.017247
995 | 153028.4494 | 15442.6205 | 5790.2793 | 65882.3464 | 36508.8804 | 15257.1884 | 11547.3547 | 2922.8555 | 6157.8885 | 7730.5317 | 26187.7758 | 7783.7418 | 9931.1987 | 4157.064 | 6981.9401 | n/a | 9945.0804 | 5179.4948 | 4461.8564 | 7759.862 | 9193.254 | 7501.4433 | 1651.8142 | 4195.2927 | 6559.3979 | 4788.317 | 5434.6667 | 8311.1742 | 3582.2633 | 4535.1167 | 37.5252 | -2.6808 | -2.6808 | 46.3981 | 82.9413 | 2.6926 | 115.5978 | 42.3764 | 115.5978 | 25.5998 | 62.3594 | -20.2146 | -4.7783 | 14.0905 | -1.8627 | 166255.279 | 9971.7747 | 4299.5677 | 68826.6046 | 29278.9519 | 14541.295 | 4308.5801 | 5027.713 | 3906.3822 | 4504.8731 | 27888.732 | 6108.8379 | 6840.1557 | 4664.9832 | 6238.733 | 155213.5 | 19687.1551 | 9479.0624 | 69747.563 | 36347.8159 | 23020.949 | 11616.4255 | 6595.2271 | 8021.2748 | 10879.071 | 31785.149 | 11015.1045 | 14429.9298 | 7412.5464 | 10708.2497 | 46.45 | 46.45 | 46.45 | 46.45 | 193.3682 | 46.45 | 193.3682 | 193.3682 | 193.3682 | 46.45 | 46.45 | 46.45 | 46.45 | 46.45 | 46.45 | 0.051961 | 1.1989e-06 | 1.9531e-12 | 0.0041775 | 0.047385 | 5.1962e-11 | 0.03379 | 4.3408e-22 | 6.7694e-06 | 4.7088e-09 | 1.0933e-05 | 4.3354e-09 | 6.2535e-10 | 1.0743e-17 | 1.6065e-11 | 0.051961 | 0.051962 | 0.051962 | 0.056139 | 0.10352 | 0.056139 | 0.13731 | 0.10352 | 0.13732 | 0.056139 | 0.051972 | 0.051961 | 0.056139 | 0.051961 | 0.051961
996 | 157841.8293 | 15846.6138 | 5591.0164 | 67784.7188 | 37751.2938 | 15845.6226 | 12094.8228 | 2935.45 | 6338.9951 | 8076.4096 | 26789.8095 | 8176.5062 | 9862.0329 | 4028.6323 | 7332.0523 | n/a | 8604.9478 | 4788.188 | 4486.6282 | 8133.8457 | 8689.9692 | 8034.2593 | 2054.4743 | 5032.1171 | 8287.9652 | 4697.5176 | 5890.8788 | 6780.8136 | 2943.6968 | 5523.3242 | 142.6013 | 108.5217 | 108.5217 | 150.0959 | 177.0674 | 122.8778 | 201.1132 | 147.1983 | 201.1132 | 139.7451 | 156.4126 | 106.0107 | 108.9771 | 120.8709 | 109.1241 | 165087.0025 | 10765.0347 | 4368.3492 | 67542.4765 | 33471.7045 | 14411.5721 | 5138.152 | 5036.6802 | 4033.6939 | 4294.508 | 25585.8953 | 6149.0433 | 6925.0534 | 4563.4167 | 6321.6357 | 158540.6025 | 18880.0826 | 9108.1372 | 69008.4047 | 40508.8501 | 22842.3413 | 13167.2113 | 7001.7545 | 9065.811 | 12439.2732 | 28922.6129 | 11923.9221 | 13285.967 | 7325.4135 | 11547.1599 | 171.3138 | 171.3138 | 171.3138 | 171.3138 | 171.3138 | 171.3138 | 171.3138 | 171.3138 | 171.3138 | 171.3138 | 171.3138 | 171.3138 | 171.3138 | 171.3138 | 171.3138 | 0.082467 | 2.893e-05 | 2.6397e-12 | 0.020751 | 0.0039125 | 7.6544e-10 | 0.0021042 | 3.916e-24 | 1.8177e-07 | 2.6245e-11 | 0.0019635 | 8.0972e-10 | 4.1324e-08 | 2.1677e-18 | 3.0354e-12 | 0.082467 | 0.082496 | 0.082496 | 0.10322 | 0.10713 | 0.10322 | 0.10923 | 0.10713 | 0.10923 | 0.10322 | 0.084431 | 0.082467 | 0.10322 | 0.082467 | 0.082467
997 | 155359.2301 | 15461.0757 | 5735.2627 | 66797.1984 | 37156.3995 | 15557.9563 | 11928.3485 | 2891.3621 | 5906.8683 | 7705.768 | 26327.408 | 8107.9352 | 9953.7294 | 4136.0888 | 6928.0861 | n/a | 11498.0169 | 7370.6336 | 4522.8619 | 9455.4186 | 11482.6591 | 8446.8007 | 2028.9163 | 3047.734 | 8316.1057 | 4488.6428 | 5438.9375 | 7171.8884 | 4151.3659 | 4010.0467 | 149.4328 | 116.8335 | 116.8335 | 156.5988 | 181.9279 | 131.7184 | 204.5019 | 153.8871 | 204.5019 | 147.5532 | 161.7931 | 115.8837 | 117.5318 | 128.4268 | 117.3991 | 155852.4073 | 10157.2095 | 4335.1342 | 63635.6446 | 29429.7682 | 15039.6847 | 5401.8015 | 4991.962 | 4400.6417 | 4852.0313 | 22523.196 | 6013.6925 | 6062.055 | 4619.1457 | 6127.2521 | 151104.232 | 20808.1511 | 11049.4678 | 67723.5064 | 38751.8869 | 26438.2438 | 13848.6022 | 7020.8784 | 7448.3757 | 13090.737 | 26597.9388 | 11445.93 | 13141.7434 | 8770.5116 | 10137.2988 | 244.2956 | 244.2956 | 244.2956 | 244.2956 | 244.2956 | 244.2956 | 244.2956 | 244.2956 | 244.2956 | 244.2956 | 244.2956 | 244.2956 | 244.2956 | 244.2956 | 244.2956 | 0.36362 | 7.9893e-08 | 3.5917e-17 | 0.023825 | 0.010315 | 2.567e-14 | 0.00018559 | 8.1377e-25 | 2.2044e-05 | 5.3601e-14 | 0.028734 | 4.957e-09 | 1.1993e-07 | 2.356e-24 | 2.7834e-10 | 0.36362 | 0.36362 | 0.36362 | 0.38744 | 0.39776 | 0.38744 | 0.39794 | 0.39776 | 0.39796 | 0.38744 | 0.39235 | 0.36362 | 0.38744 | 0.36362 | 0.36362
998 | 152927.9514 | 15151.7922 | 5746.6959 | 65817.9502 | 36594.6649 | 15486.2594 | 11778.0899 | 2947.3134 | 6027.5641 | 7890.2084 | 26096.1867 | 8100.9972 | 9995.1731 | 3887.7878 | 7293.9359 | n/a | 12431.3013 | 5115.6635 | 4437.0988 | 10692.9551 | 7837.8105 | 9608.1464 | 1916.2029 | 4703.6482 | 8785.6538 | 3489.8438 | 6816.6317 | 8017.5813 | 4565.3818 | 5847.5972 | 179.5362 | 151.9121 | 151.9121 | 185.5961 | 205.1478 | 169.206 | 222.541 | 183.5424 | 222.541 | 181.4067 | 186.5533 | 157.0054 | 153.5703 | 160.8447 | 152.3478 | 168900.4018 | 11406.7485 | 4048.7023 | 67032.9548 | 31163.3916 | 14192.076 | 5703.899 | 5107.0353 | 4283.1094 | 4268.8894 | 27864.4803 | 5849.432 | 6459.5494 | 4614.6206 | 6152.1935 | 156833.5 | 22818.0586 | 9041.3658 | 66904 | 40607.9932 | 19703.4865 | 15169.7454 | 7010.6382 | 8975.0576 | 11436.5432 | 30873.5242 | 11957.6637 | 13533.0308 | 8865.8025 | 11999.7907 | 111.4093 | 111.4093 | 111.4093 | 140.53 | 140.53 | 140.53 | 140.53 | 140.53 | 140.53 | 140.53 | 111.4093 | 140.53 | 140.53 | 111.4093 | 111.4093 | 0.023121 | 1.7744e-10 | 2.1549e-11 | 0.021841 | 0.0012031 | 6.6283e-07 | 2.6116e-06 | 4.982e-24 | 3.4269e-08 | 9.0729e-10 | 3.5831e-05 | 4.0607e-10 | 3.16e-08 | 1.6417e-27 | 1.7665e-13 | 0.023121 | 0.023121 | 0.023121 | 0.044963 | 0.046166 | 0.044964 | 0.046169 | 0.046166 | 0.046169 | 0.044964 | 0.023157 | 0.023122 | 0.044963 | 0.023121 | 0.023121
999 | 157650.1581 | 16065.6544 | 6077.574 | 67719.4981 | 37573.7894 | 15742.0377 | 11884.6101 | 3058.8064 | 6219.7598 | 8300.6832 | 26659.6408 | 8233.3229 | 9977.5347 | 4098.08 | 7226.0654 | n/a | 8745.9465 | 5527.4749 | 3883.9646 | 9068.2064 | 8187.4649 | 8472.4742 | 1782.3429 | 4418.0138 | 7391.8231 | 4261.1817 | 5316.4133 | 7383.8661 | 2990.5713 | 4843.2493 | 158.0656 | 126.4522 | 126.4522 | 165.0118 | 189.0997 | 142.0505 | 210.5596 | 162.4428 | 210.5596 | 157.1038 | 169.1928 | 126.9973 | 127.3945 | 137.4733 | 126.9899 | 165980.2979 | 10983.9451 | 4448.1321 | 68345.4895 | 31771.4343 | 14737.6296 | 4974.1085 | 5119.6682 | 4159.4626 | 4740.5477 | 25164.1288 | 5619.7919 | 6352.2854 | 4551.3862 | 6068.8176 | 160073.9617 | 19724.2916 | 9975.607 | 68279.3179 | 39873.6046 | 22320.2945 | 13597.6465 | 6604.1112 | 8571.2764 | 11717.5708 | 29043.3106 | 10746.2052 | 11420.4515 | 7536.0575 | 10912.0669 | 124.9273 | 124.9273 | 124.9273 | 162.4805 | 162.4805 | 162.4805 | 162.4805 | 162.4805 | 162.4805 | 162.4805 | 124.9273 | 162.4805 | 162.4805 | 124.9273 | 124.9273 | 0.049362 | 7.2403e-06 | 1.6602e-12 | 0.028665 | 0.0057279 | 1.9719e-09 | 0.00032671 | 1.5257e-20 | 7.9631e-07 | 3.9728e-09 | 0.0013438 | 3.1085e-07 | 0.00012611 | 8.5046e-19 | 4.176e-11 | 0.049362 | 0.049369 | 0.049369 | 0.078026 | 0.083754 | 0.078026 | 0.084081 | 0.083754 | 0.084081 | 0.078026 | 0.050705 | 0.049362 | 0.078152 | 0.049362 | 0.049362
1000 | 156163.3815 | 15789.3278 | 5937.0385 | 67097.0424 | 37143.4112 | 15862.2996 | 11628.2158 | 2919.0246 | 6074.7168 | 8047.9357 | 26431.9009 | 8356.7225 | 10197.0991 | 3942.8198 | 7287.9249 | n/a | 10568.185 | 5808.9149 | 3702.5014 | 10594.5386 | 10106.4958 | 9153.9572 | 2397.3744 | 3569.1647 | 6748.7074 | 3826.4193 | 7990.6914 | 6959.7646 | 2600.2172 | 5405.8597 | 140.9182 | 110.5285 | 110.5285 | 147.5982 | 171.1523 | 124.5473 | 192.1434 | 145.0778 | 192.1434 | 139.2717 | 152.3354 | 109.8229 | 111.212 | 121.3088 | 111.0544 | 160226.7719 | 10793.3767 | 4369.0783 | 65941.5271 | 28533.1048 | 14112.1442 | 5288.5394 | 5028.4837 | 4475.1103 | 4209.8361 | 23762.9066 | 5686.4487 | 6336.3389 | 4587.8502 | 6197.2814 | 155350.5 | 20545.6617 | 10177.9932 | 68493.7285 | 38286.7434 | 24193.7399 | 13788.5966 | 7425.8581 | 7390.375 | 10958.5434 | 26925.4259 | 13652.2401 | 13235.7035 | 7177.0675 | 11420.4411 | 205.09 | 205.09 | 205.09 | 205.09 | 205.09 | 205.09 | 205.09 | 205.09 | 205.09 | 205.09 | 205.09 | 205.09 | 205.09 | 205.09 | 205.09 | 0.12906 | 4.3818e-07 | 1.0644e-13 | 0.018941 | 0.015258 | 2.7005e-11 | 8.0693e-05 | 1.1842e-26 | 7.7619e-05 | 2.7966e-08 | 0.020763 | 8.8789e-13 | 2.9005e-07 | 1.9838e-18 | 4.1706e-12 | 0.12906 | 0.12906 | 0.12906 | 0.14801 | 0.16326 | 0.14801 | 0.16334 | 0.16326 | 0.16342 | 0.14801 | 0.14983 | 0.12906 | 0.14801 | 0.12906 | 0.12906