## PJM Non-Retail BTMG
This sheet contains a draft of the subset of generators from the EIA 860 report that PJM has tentatively identified as Non-Retail Behind-the-Meter Generation (NRBTMG) in the PJM footprint. Further confirmation is needed to verify this classification is accurate.
Generators in PJM Classified as Non-Retail Behind-the-Meter Generation
Total: | 1866.9 | (MW)
Utility ID | Utility Name | Plant Code | Plant Name | State | County | Generator ID | Technology | Prime Mover | Unit Code | Ownership | Duct Burners | Can Bypass Heat Recovery Steam Generator? | RTO/ISO LMP Node Designation | RTO/ISO Location Designation for Reporting Wholesale Sales Data to FERC | Nameplate Capacity (MW) | Nameplate Power Factor | Summer Capacity (MW) | Winter Capacity (MW) | Minimum Load (MW) | Uprate or Derate Completed During Year | Month Uprate or Derate Completed | Year Uprate or Derate Completed | Status | Synchronized to Transmission Grid | Operating Month | Operating Year | Planned Retirement Month | Planned Retirement Year | Associated with Combined Heat and Power System | Sector Name | Sector | Topping or Bottoming | Energy Source 1 | Energy Source 2 | Energy Source 3 | Energy Source 4 | Energy Source 5 | Energy Source 6 | Startup Source 1 | Startup Source 2 | Startup Source 3 | Startup Source 4 | Solid Fuel Gasification System? | Carbon Capture Technology? | Turbines or Hydrokinetic Buoys | Time from Cold Shutdown to Full Load | Fluidized Bed Technology? | Pulverized Coal Technology? | Stoker Technology? | Other Combustion Technology? | Subcritical Technology? | Supercritical Technology? | Ultrasupercritical Technology? | Planned Net Summer Capacity Uprate (MW) | Planned Net Winter Capacity Uprate (MW) | Planned Uprate Month | Planned Uprate Year | Planned Net Summer Capacity Derate (MW) | Planned Net Winter Capacity Derate (MW) | Planned Derate Month | Planned Derate Year | Planned New Prime Mover | Planned Energy Source 1 | Planned New Nameplate Capacity (MW) | Planned Repower Month | Planned Repower Year | Other Planned Modifications? | Other Modifications Month | Other Modifications Year | Multiple Fuels? | Cofire Fuels? | Switch Between Oil and Natural Gas?
21581 | Midwest Hydro LLC | 903 | Rockton | IL | Winnebago | 1 | Conventional Hydroelectric | HY |  | S | X | X |  |  | 0.6 | 1 | 0.6 | 0.6 | 0.2 | N |  |  | OP | X | 1 | 1929 |  |  | N | IPP Non-CHP | 2 | X | WAT | [9 empty] | N |  |  | 10M
21581 | Midwest Hydro LLC | 903 | Rockton | IL | Winnebago | 2 | Conventional Hydroelectric | HY |  | S | X | X |  |  | 0.5 | 1 | 0.5 | 0.5 | 0.2 | N |  |  | OP | X | 1 | 1929 |  |  | N | IPP Non-CHP | 2 | X | WAT | [9 empty] | N |  |  | 10M
16179 | Rochelle Municipal Utilities | 960 | North Ninth Street | IL | Ogle | 1 | Petroleum Liquids | IC |  | S | X | X | PJM/ComEd.ROCHELLE | PJM/ComEd.ROCHELLE | 0.9 | 0.8 | 0.6 | 0.6 | 0.5 | N |  |  | OP | X | 10 | 1940 |  |  | N | Electric Utility | 1 | X | DFO | [10 empty] | N |  | 1H | [23 empty] | N | N | N
16179 | Rochelle Municipal Utilities | 960 | North Ninth Street | IL | Ogle | 10 | Natural Gas Internal Combustion Engine | IC |  | S | X | X | PJM/ComEd.ROCHELLE | PJM/ComEd.ROCHELLE | 2.5 | 0.8 | 2 | 2 | 0.5 | N |  |  | OP | X | 5 | 1989 |  |  | N | Electric Utility | 1 | X | NG | DFO | [9 empty] | N |  | 1H | [23 empty] | Y | Y | Y
16179 | Rochelle Municipal Utilities | 960 | North Ninth Street | IL | Ogle | 3 | Natural Gas Internal Combustion Engine | IC |  | S | X | X | PJM/ComEd.ROCHELLE | PJM/ComEd.ROCHELLE | 2.5 | 0.8 | 2 | 2 | 0.5 | N |  |  | OP | X | 7 | 1956 |  |  | N | Electric Utility | 1 | X | NG | DFO | [9 empty] | N |  | 1H | [23 empty] | Y | Y | Y
16179 | Rochelle Municipal Utilities | 960 | North Ninth Street | IL | Ogle | 4 | Petroleum Liquids | IC |  | S | X | X | PJM/ComEd.ROCHELLE | PJM/ComEd.ROCHELLE | 1 | 0.8 | 0.7 | 0.7 | 0.5 | N |  |  | OP | X | 10 | 1946 |  |  | N | Electric Utility | 1 | X | DFO | [10 empty] | N |  | 1H | [23 empty] | N | N | N
16179 | Rochelle Municipal Utilities | 960 | North Ninth Street | IL | Ogle | 6 | Natural Gas Internal Combustion Engine | IC |  | S | X | X | PJM/ComEd.ROCHELLE | PJM/ComEd.ROCHELLE | 2.5 | 0.8 | 2 | 2 | 0.5 | N |  |  | OP | X | 4 | 1954 |  |  | N | Electric Utility | 1 | X | NG | DFO | [9 empty] | N |  | 1H | [23 empty] | Y | Y | Y
16179 | Rochelle Municipal Utilities | 960 | North Ninth Street | IL | Ogle | 7 | Natural Gas Internal Combustion Engine | IC |  | S | X | X | PJM/ComEd.ROCHELLE | PJM/ComEd.ROCHELLE | 3.8 | 0.8 | 3.5 | 3.5 | 0.5 | N |  |  | OP | X | 2 | 1967 |  |  | N | Electric Utility | 1 | X | NG | DFO | [9 empty] | N |  | 1H | [23 empty] | Y | Y | Y
16179 | Rochelle Municipal Utilities | 960 | North Ninth Street | IL | Ogle | 8 | Petroleum Liquids | IC |  | S | X | X | PJM/ComEd.ROCHELLE | PJM/ComEd.ROCHELLE | 1 | 0.8 | 0.5 | 0.5 | 0.5 | N |  |  | OP | X | 6 | 1949 |  |  | N | Electric Utility | 1 | X | DFO | [10 empty] | N |  | 1H | [23 empty] | N |  | N
16179 | Rochelle Municipal Utilities | 960 | North Ninth Street | IL | Ogle | 9 | Natural Gas Internal Combustion Engine | IC |  | S | X | X | PJM/ComEd.ROCHELLE | PJM/ComEd.ROCHELLE | 3.5 | 0.8 | 3 | 3 | 0.5 | N |  |  | OP | X | 5 | 1989 |  |  | N | Electric Utility | 1 | X | NG | DFO | [9 empty] | N |  | 1H | [23 empty] | Y | Y | Y
16179 | Rochelle Municipal Utilities | 960 | North Ninth Street | IL | Ogle | SOL1 | Solar Photovoltaic | PV |  | S | X | X | PJM/ComEd.ROCHELLE | PJM/ComEd.ROCHELLE | 0.3 |  | 0.3 | 0.3 |  | N |  |  | OP | X | 11 | 2014 |  |  | N | Electric Utility | 1 | X | SUN | [10 empty] | N | [25 empty] | N
16179 | Rochelle Municipal Utilities | 961 | South Main Street | IL | Ogle | 1 | Natural Gas Internal Combustion Engine | IC |  | S | X | X |  |  | 2.5 | 0.8 | 1.6 | 1.6 | 0.5 | N |  |  | SB | Y | 9 | 1967 |  |  | N | Electric Utility | 1 | X | NG | DFO | [11 empty] | 1H | [23 empty] | Y | Y | Y
16179 | Rochelle Municipal Utilities | 961 | South Main Street | IL | Ogle | 13 | Petroleum Liquids | IC |  | S | X | X |  |  | 1.8 | 0.8 | 1.8 | 1.8 | 0.5 | N |  |  | SB | Y | 10 | 2014 |  |  | N | Electric Utility | 1 | X | DFO | [10 empty] | N |  | 10M | [23 empty] | N | N
16179 | Rochelle Municipal Utilities | 961 | South Main Street | IL | Ogle | 14 | Petroleum Liquids | IC |  | S | X | X |  |  | 1.8 | 0.8 | 1.8 | 1.8 | 0.5 | N |  |  | SB | Y | 10 | 2014 |  |  | N | Electric Utility | 1 | X | DFO | [10 empty] | N |  | 10M | [23 empty] | N | N | N
16179 | Rochelle Municipal Utilities | 961 | South Main Street | IL | Ogle | 15 | Petroleum Liquids | IC |  | S | X | X |  |  | 1.8 | 0.8 | 1.8 | 1.8 | 0.5 | N |  |  | SB | Y | 10 | 2014 |  |  | N | Electric Utility | 1 | X | DFO | [9 empty] | N | N |  | 10M | [23 empty] | N | N | N
16179 | Rochelle Municipal Utilities | 961 | South Main Street | IL | Ogle | 16 | Petroleum Liquids | IC |  | S | X | X |  |  | 1.8 | 0.8 | 1.8 | 1.8 | 1.8 | N |  |  | OP | X | 6 | 2016 |  |  | N | Electric Utility | 1 | X | DFO | [9 empty] | N | N |  | 10M | [23 empty] | N | N | N
16179 | Rochelle Municipal Utilities | 961 | South Main Street | IL | Ogle | 17 | Petroleum Liquids | IC |  | S | X | X |  |  | 1.8 | 0.8 | 1.8 | 1.8 | 1.8 | N |  |  | OP | X | 6 | 2016 |  |  | N | Electric Utility | 1 | X | DFO | [9 empty] | N | N |  | 10M | [23 empty] | N | N | N
16179 | Rochelle Municipal Utilities | 961 | South Main Street | IL | Ogle | 18 | Petroleum Liquids | IC |  | S | X | X |  |  | 1.8 | 0.8 | 1.8 | 1.8 | 1.8 | N |  |  | OP | X | 6 | 2016 |  |  | N | Electric Utility | 1 | X | DFO | [9 empty] | N | N |  | 10M | [23 empty] | N | N | N
16179 | Rochelle Municipal Utilities | 961 | South Main Street | IL | Ogle | 2 | Natural Gas Internal Combustion Engine | IC |  | S | X | X |  |  | 2.5 | 0.8 | 2 | 2 | 0.5 | N |  |  | SB | Y | 9 | 1967 |  |  | N | Electric Utility | 1 | X | NG | DFO | [11 empty] | 1H | [23 empty] | Y | Y | Y
15989 | City of Richmond - (IN) | 1040 | Whitewater Valley | IN | Wayne | 1 | Conventional Steam Coal | ST |  | S | X | X |  |  | 33 | 0.85 | 34.7 | 34.7 | 13 | N |  |  | OP | X | 3 | 1955 |  |  | N | Electric Utility | 1 | X | BIT | [5 empty] | DFO |  |  |  | N | N |  | 12H |  | Y |  |  | Y | [18 empty] | N | N | N
15989 | City of Richmond - (IN) | 1040 | Whitewater Valley | IN | Wayne | 2 | Conventional Steam Coal | ST |  | S | X | X |  |  | 60.9 | 0.85 | 65 | 65 | 28 | N |  |  | OP | X | 8 | 1973 |  |  | N | Electric Utility | 1 | X | BIT | [5 empty] | DFO |  |  |  | N | N |  | 12H |  | Y |  |  | Y | [18 empty] | N | N | N
54775 | Lock 7 Hydro Partners LLC | 1359 | Mother Ann Lee | KY | Mercer | 1 | Conventional Hydroelectric | HY |  | S | X | X |  |  | 0.7 | 0.8 | 0.7 | 0.7 | 0.1 | N |  |  | OP | X | 12 | 2008 |  |  | N | IPP Non-CHP | 2 | X | WAT | [9 empty] | N |  | 0 | 10M | [23 empty] | N
54775 | Lock 7 Hydro Partners LLC | 1359 | Mother Ann Lee | KY | Mercer | 2 | Conventional Hydroelectric | HY |  | S | X | X |  |  | 0.7 | 0.8 | 0.9 | 0.9 | 0.1 | N |  |  | OP | X | 7 | 2007 |  |  | N | IPP Non-CHP | 2 | X | WAT | [9 empty] | N |  | 0 | 10M | [23 empty] | N
54775 | Lock 7 Hydro Partners LLC | 1359 | Mother Ann Lee | KY | Mercer | 3 | Conventional Hydroelectric | HY |  | S | X | X |  |  | 0.7 | 0.8 | 0.7 | 0.7 | 0.1 | N |  |  | OP | X | 3 | 2007 |  |  | N | IPP Non-CHP | 2 | X | WAT | [9 empty] | N |  | 0 | 10M | [23 empty] | N
18252 | City of Sturgis | 1855 | Sturgis City Diesel Plant | MI | St Joseph | 6 | Natural Gas Internal Combustion Engine | IC |  | S | X | X |  |  | 6 | 1 | 6 | 6 | 3 | N |  |  | OP | X | 12 | 1981 |  |  | N | Electric Utility | 1 | X | NG | DFO | [8 empty] | N | N |  | 1H | [20 empty] | N |  |  | Y | Y | Y
18252 | City of Sturgis | 1856 | Hydro Plant | MI | St Joseph | 1 | Conventional Hydroelectric | HY |  | S | X | X |  |  | 0.4 | 0.8 | 0.4 | 0.4 | 0.2 | N |  |  | OP | X | 9 | 1911 |  |  | N | Electric Utility | 1 | X | WAT | [9 empty] | N | N |  | 1H
18252 | City of Sturgis | 1856 | Hydro Plant | MI | St Joseph | 2 | Conventional Hydroelectric | HY |  | S | X | X |  |  | 0.4 | 0.8 | 0.4 | 0.4 | 0.1 | N |  |  | OP | X | 9 | 1911 |  |  | N | Electric Utility | 1 | X | WAT | [9 empty] | N | N |  | 1H
18252 | City of Sturgis | 1856 | Hydro Plant | MI | St Joseph | 3 | Conventional Hydroelectric | HY |  | S | X | X |  |  | 0.7 | 1 | 0.7 | 0.7 | 0.4 | N |  |  | OP | X | 4 | 1983 |  |  | N | Electric Utility | 1 | X | WAT | [9 empty] | N | N |  | 1H
18252 | City of Sturgis | 1856 | Hydro Plant | MI | St Joseph | 4 | Conventional Hydroelectric | HY |  | S | X | X |  |  | 0.7 | 1 | 0.7 | 0.7 | 0.4 | N |  |  | OP | X | 4 | 1983 |  |  | N | Electric Utility | 1 | X | WAT | [9 empty] | N | N |  | 1H
768 | City of Arcanum - (OH) | 2902 | Arcanum | OH | Darke | 1 | Petroleum Liquids | IC |  | S | X | X | N/A | N/A | 0.7 | 0.8 | 0.8 | 0.8 | 0.2 | N |  |  | OP | X | 9 | 1951 |  |  | N | Electric Utility | 1 | X | DFO | [9 empty] | N |  |  | 1H | [23 empty] | N | N | N
768 | City of Arcanum - (OH) | 2902 | Arcanum | OH | Darke | 2 | Petroleum Liquids | IC |  | S | X | X | N/A | N/A | 0.5 | 0.8 | 0.6 | 0.6 | 0.2 | N |  |  | OP | X | 10 | 1946 |  |  | N | Electric Utility | 1 | X | DFO | [9 empty] | N |  |  | 1H | [23 empty] | N | N | N
3762 | City of Cleveland - (OH) | 2906 | Collinwood | OH | Cuyahoga | 3 | Natural Gas Fired Combustion Turbine | GT |  | S | X | X |  |  | 16 | 0.85 | 16 | 18 | 5 | N |  |  | OP | X | 2 | 1971 |  |  | N | Electric Utility | 1 | X | NG | DFO | [11 empty] | 1H | [23 empty] | Y | Y | Y
3762 | City of Cleveland - (OH) | 2909 | West 41st Street | OH | Cuyahoga | 1 | Natural Gas Fired Combustion Turbine | GT |  | S | X | X |  |  | 16 | 0.85 | 16 | 18 | 5 | N |  |  | OP | X | 3 | 1970 |  |  | N | Electric Utility | 1 | X | NG | DFO | [11 empty] | 1H | [23 empty] | Y | Y | Y
3762 | City of Cleveland - (OH) | 2909 | West 41st Street | OH | Cuyahoga | 2 | Natural Gas Fired Combustion Turbine | GT |  | S | X | X |  |  | 16 | 0.85 | 16 | 18 | 5 | N |  |  | OP | X | 3 | 1970 |  |  | N | Electric Utility | 1 | X | NG | DFO | [11 empty] | 1H | [23 empty] | Y | Y | Y
7977 | City of Hamilton - (OH) | 2917 | Hamilton (OH) | OH | Butler | 5 | Natural Gas Steam Turbine | ST |  | S | X | X | 1107290421 |  | 10 | 0.8 | 10 | 10 | 3 | N |  |  | SB | Y | 3 | 1954 |  |  | N | Electric Utility | 1 | X | NG | [5 empty] | NG |  |  |  | N | N |  | OVER | [23 empty] | N | N | N
7977 | City of Hamilton - (OH) | 2917 | Hamilton (OH) | OH | Butler | 7 | Natural Gas Steam Turbine | ST |  | S | X | X | 1107290422 |  | 25 | 0.85 | 25 | 25 | 8 | N |  |  | SB | Y | 5 | 1960 |  |  | N | Electric Utility | 1 | X | NG | [5 empty] | NG |  |  |  | N | N |  | OVER | [23 empty] | N | N | N
7977 | City of Hamilton - (OH) | 2917 | Hamilton (OH) | OH | Butler | 8 | Natural Gas Steam Turbine | ST |  | S | X | X | 1107290423 |  | 25 | 0.85 | 25 | 25 | 8 | N |  |  | SB | Y | 6 | 1965 |  |  | N | Electric Utility | 1 | X | NG | [5 empty] | NG |  |  |  | N | N |  | OVER |  | N |  |  | N | [18 empty] | N | N | N
7977 | City of Hamilton - (OH) | 2917 | Hamilton (OH) | OH | Butler | 9 | Natural Gas Steam Turbine | ST |  | S | X | X | 1107290424 |  | 50.6 | 0.85 | 51 | 50 | 24 | N |  |  | SB | Y | 10 | 1975 |  |  | N | Electric Utility | 1 | X | NG | BIT |  |  |  |  | NG |  |  |  | N | N |  | OVER |  | N |  |  | N | [18 empty] | N | N | N
7977 | City of Hamilton - (OH) | 2917 | Hamilton (OH) | OH | Butler | GT2 | Natural Gas Fired Combustion Turbine | GT |  | S | X | X | 1107290425 |  | 16.3 | 0.85 | 12 | 16 | 5 | N |  |  | OP | X | 6 | 1971 |  |  | N | Electric Utility | 1 | X | NG | [9 empty] | N | N |  | 1H | [23 empty] | N | N | N
10830 | City of Lebanon - (OH) | 2921 | Lebanon | OH | Warren | 5 | Petroleum Liquids | IC |  | S | X | X |  |  | 2 | 0.8 | 2 | 2 | 1 | N |  |  | OP | X | 1 | 1955 |  |  | N | Electric Utility | 1 | X | DFO | [9 empty] | N | N |  | 12H | [23 empty] | N | N | N
10830 | City of Lebanon - (OH) | 2921 | Lebanon | OH | Warren | 6 | Petroleum Liquids | IC |  | S | X | X |  |  | 3 | 0.8 | 3 | 3 | 1 | N |  |  | OP | X | 1 | 1961 |  |  | N | Electric Utility | 1 | X | DFO | [9 empty] | N | N |  | 12H | [23 empty] | N | N | N
10830 | City of Lebanon - (OH) | 2921 | Lebanon | OH | Warren | 7 | Petroleum Liquids | GT |  | S | X | X |  |  | 6 | 0.8 | 6 | 6 | 1 | N |  |  | OP | X | 1 | 1966 |  |  | N | Electric Utility | 1 | X | DFO | [9 empty] | N | N |  | 12H | [23 empty] | N | N | N
10830 | City of Lebanon - (OH) | 2921 | Lebanon | OH | Warren | 8 | Petroleum Liquids | IC |  | S | X | X |  |  | 5.6 | 0.8 | 5.6 | 5.6 | 1 | N |  |  | OP | X | 1 | 1970 |  |  | N | Electric Utility | 1 | X | DFO | [9 empty] | N | N |  | 12H | [23 empty] | N | N | N
10830 | City of Lebanon - (OH) | 2921 | Lebanon | OH | Warren | 9 | Petroleum Liquids | GT |  | S | X | X |  |  | 14 | 0.8 | 14 | 14 | 1.5 | N |  |  | OP | X | 11 | 1986 |  |  | N | Electric Utility | 1 | X | DFO | [9 empty] | N | N |  | 12H | [23 empty] | N | N | N
14194 | City of Orrville - (OH) | 2935 | Orrville | OH | Wayne | 10 | Conventional Steam Coal | ST |  | S | X | X |  |  | 25 | 0.8 | 23 | 23 | 7 | N |  |  | OP | X | 1 | 1971 |  |  | N | Electric Utility | 1 | X | BIT | NG |  |  |  |  | NG |  |  |  | N | N |  | 12H |  | Y |  |  | Y | [18 empty] | Y | N | N
14194 | City of Orrville - (OH) | 2935 | Orrville | OH | Wayne | 11 | Natural Gas Steam Turbine | ST |  | S | X | X |  |  | 25 | 0.8 | 23 | 23 | 7 | N |  |  | OP | X | 1 | 1971 |  |  | N | Electric Utility | 1 | X | NG | [5 empty] | NG |  |  |  | N | N |  | 12H | [23 empty] | N | N | N
14194 | City of Orrville - (OH) | 2935 | Orrville | OH | Wayne | 7 | Conventional Steam Coal | ST |  | S | X | X |  |  | 5 | 0.85 | 5 | 5 | 1 | N |  |  | OS | X | 1 | 1949 |  |  | N | Electric Utility | 1 | X | BIT | [5 empty] | WDS |  |  |  | N | N |  | 12H |  |  | Y |  | Y | [18 empty] | N | N | N
14194 | City of Orrville - (OH) | 2935 | Orrville | OH | Wayne | 8 | Conventional Steam Coal | ST |  | S | X | X |  |  | 7.5 | 0.85 | 7.5 | 7.5 | 2 | N |  |  | OS | X | 1 | 1955 |  |  | N | Electric Utility | 1 | X | BIT | [5 empty] | WDS |  |  |  | N | N |  | 12H |  |  | Y |  | Y | [18 empty] | N | N | N
14194 | City of Orrville - (OH) | 2935 | Orrville | OH | Wayne | 9 | Conventional Steam Coal | ST |  | S | X | X |  |  | 22 | 0.85 | 20 | 20 | 7 | N |  |  | OP | X | 1 | 1961 |  |  | N | Electric Utility | 1 | X | BIT | NG |  |  |  |  | NG |  |  |  | N | N |  | 12H |  | Y |  |  | Y | [18 empty] | Y | N | N
17043 | City of Shelby - (OH) | 2943 | Shelby Municipal Light Plant | OH | Richland | IC1 | Petroleum Liquids | IC |  | S | X | X | AEP | AEP | 3 | 0.8 | 3 | 3 | 0.5 | N |  |  | OP | X | 5 | 1963 |  |  | N | Electric Utility | 1 | X | DFO | NG | [8 empty] | N | N |  | 1H | [20 empty] | N |  |  | Y | Y | N
20977 | City of Woodsfield - (OH) | 2945 | Anadarko | OH | Monroe | 10 | Petroleum Liquids | IC |  | S | X | X |  |  | 1.2 | 0.8 | 1.2 | 1.2 | 1 | N |  |  | SB | N | 1 | 1983 |  |  | N | Electric Utility | 1 | X | DFO | NG | [8 empty] | N | N |  | 1H | [23 empty] | N |  | N
20977 | City of Woodsfield - (OH) | 2945 | Anadarko | OH | Monroe | 11 | Petroleum Liquids | IC |  | S | X | X |  |  | 1.2 | 0.8 | 1.2 | 1.2 | 0.4 | N |  |  | SB | N | 1 | 1983 |  |  | N | Electric Utility | 1 | X | DFO | NG | [8 empty] | N | N |  | 1H | [23 empty] | N |  | N
20977 | City of Woodsfield - (OH) | 2945 | Anadarko | OH | Monroe | 6 | Petroleum Liquids | IC |  | S | X | X |  |  | 0.6 | 0.8 | 0.6 | 0.6 | 0.4 | N |  |  | SB | N | 1 | 1949 |  |  | N | Electric Utility | 1 | X | DFO | NG | [8 empty] | N | N |  | 1H | [23 empty] | N |  | N
20977 | City of Woodsfield - (OH) | 2945 | Anadarko | OH | Monroe | 7 | Petroleum Liquids | IC |  | S | X | X |  |  | 1.2 | 0.8 | 1.2 | 1.2 | 0.4 | N |  |  | SB | N | 1 | 1957 |  |  | N | Electric Utility | 1 | X | DFO | NG | [11 empty] | 1H | [23 empty] | N |  | N
20977 | City of Woodsfield - (OH) | 2945 | Anadarko | OH | Monroe | 8 | Petroleum Liquids | IC |  | S | X | X |  |  | 1.5 | 0.8 | 1.5 | 1.5 | 0.4 | N |  |  | SB | N | 1 | 1965 |  |  | N | Electric Utility | 1 | X | DFO | NG | [11 empty] | 1H | [23 empty] | N |  | N
20977 | City of Woodsfield - (OH) | 2945 | Anadarko | OH | Monroe | 9 | Petroleum Liquids | IC |  | S | X | X |  |  | 2.1 | 0.8 | 2.1 | 2.1 | 2 | N |  |  | SB | N | 1 | 1971 |  |  | N | Electric Utility | 1 | X | DFO | NG | [11 empty] | 1H | [23 empty] | N |  | N
14165 | NRG Power Midwest LP | 3138 | New Castle Plant | PA | Lawrence | EMDB | Petroleum Liquids | IC |  | S | X | X |  |  | 3.2 | 0.8 | 2.5 | 2.5 | 1 | N |  |  | OS | X | 12 | 1968 |  |  | N | IPP Non-CHP | 2 | X | DFO | [9 empty] | N | N |  | 10M | [23 empty] | N
59927 | PE Hydro Generation, LLC | 3789 | Luray Hydro Station | VA | Page | 1 | Conventional Hydroelectric | HY |  | S | X | X | RIVERTON138KV DUM HYD | IVERTON138 DUM HYD | 0.6 | 1 | 0.4 | 0.6 | 0.2 | N |  |  | OP | X | 1 | 1927 |  |  | N | IPP Non-CHP | 2 | X | WAT | [9 empty] | N |  | 0 | 10M
59927 | PE Hydro Generation, LLC | 3789 | Luray Hydro Station | VA | Page | 2 | Conventional Hydroelectric | HY |  | S | X | X | RIVERTON138KV DUM HYD | RIVERTON138KV DUM HYD | 0.4 | 1 | 0.3 | 0.4 | 0.2 | N |  |  | OP | X | 1 | 1927 |  |  | N | IPP Non-CHP | 2 | X | WAT | [9 empty] | N |  | 0 | 10M
59927 | PE Hydro Generation, LLC | 3789 | Luray Hydro Station | VA | Page | 3 | Conventional Hydroelectric | HY |  | S | X | X | RIVERTON138KV DUM HYD | RIVERTON138KV DUM HYD | 0.6 | 1 | 0.4 | 0.6 | 0.2 | N |  |  | OP | X | 1 | 1927 |  |  | N | IPP Non-CHP | 2 | X | WAT | [9 empty] | N |  | 0 | 10M
59927 | PE Hydro Generation, LLC | 3790 | Newport Hydro Station | VA | Page | 1 | Conventional Hydroelectric | HY |  | S | X | X | RIVERTON138KV DUM HYD | RIVERTON138KV DUM HYD | 0.4 | 1 | 0.3 | 0.4 | 0.2 | N |  |  | OP | X | 1 | 1923 |  |  | N | IPP Non-CHP | 2 | X | WAT | [9 empty] | N | N | 0 | 10M
59927 | PE Hydro Generation, LLC | 3790 | Newport Hydro Station | VA | Page | 2 | Conventional Hydroelectric | HY |  | S | X | X | RIVERTON138KV DUM HYD | RIVERTON138KV DUM HYD | 0.4 | 1 | 0.5 | 0.5 | 0.2 | N |  |  | OP | X | 1 | 1923 |  |  | N | IPP Non-CHP | 2 | X | WAT | [9 empty] | N | N | 0 | 10M
59927 | PE Hydro Generation, LLC | 3790 | Newport Hydro Station | VA | Page | 3 | Conventional Hydroelectric | HY |  | S | X | X |  |  | 0.6 | 1 | 0.5 | 0.6 | 0.2 | N |  |  | OP | X | 1 | 1923 |  |  | N | IPP Non-CHP | 2 | X | WAT | [9 empty] | N | N | 0 | 10M
1456 | Town of Bedford - (VA) | 3821 | Snowden | VA | Bedford | 4 | Conventional Hydroelectric | HY |  | S | X | X |  |  | 2.5 | 0.84 | 2.5 | 2.5 | 0.6 | N |  |  | OP | X | 8 | 1987 |  |  | N | Electric Utility | 1 | X | WAT | [9 empty] | N | N |  | 10M | [23 empty] | N
1456 | Town of Bedford - (VA) | 3821 | Snowden | VA | Bedford | 5 | Conventional Hydroelectric | HY |  | S | X | X |  |  | 2.5 | 0.84 | 2.5 | 2.5 | 0.6 | N |  |  | OP | X | 8 | 1987 |  |  | N | Electric Utility | 1 | X | WAT | [9 empty] | N | N |  | 10M | [23 empty] | N
4794 | City of Danville - (VA) | 3825 | Pinnacles | VA | Patrick | 1 | Conventional Hydroelectric | HY |  | S | X | X |  |  | 3.7 | 0.93 | 3.5 | 3.5 | 0.1 | N |  |  | OP | X | 6 | 1938 |  |  | N | Electric Utility | 1 | X | WAT | [9 empty] | N | N |  | 1H | [23 empty] | N
4794 | City of Danville - (VA) | 3825 | Pinnacles | VA | Patrick | 2 | Conventional Hydroelectric | HY |  | S | X | X |  |  | 3.7 | 0.93 | 3.5 | 3.5 | 0.1 | N |  |  | OP | X | 6 | 1938 |  |  | N | Electric Utility | 1 | X | WAT | [9 empty] | N | N |  | 1H | [23 empty] | N
4794 | City of Danville - (VA) | 3825 | Pinnacles | VA | Patrick | 3 | Conventional Hydroelectric | HY |  | S | X | X |  |  | 3.7 | 0.93 | 3.5 | 3.5 | 0.1 | N |  |  | OP | X | 6 | 1938 |  |  | N | Electric Utility | 1 | X | WAT | [9 empty] | N | N |  | 1H | [23 empty] | N
11770 | City of Martinsville - (VA) | 3826 | Martinsville | VA | Henry | 1 | Conventional Hydroelectric | HY |  | S | X | X | BLUE RIDGE |  | 0.3 | 0.8 | 0.3 | 0.3 | 0.1 | N |  |  | OP | X | 5 | 1932 |  |  | N | Electric Utility | 1 | X | WAT | [9 empty] | N | N | 0 | 10M | [23 empty] | N
11770 | City of Martinsville - (VA) | 3826 | Martinsville | VA | Henry | 2 | Conventional Hydroelectric | HY |  | S | X | X | BLUE RIDGE |  | 1 | 0.8 | 0.9 | 0.9 | 0.3 | N |  |  | OP | X | 5 | 1932 |  |  | N | Electric Utility | 1 | X | WAT | [9 empty] | N | N | 0 | 10M | [23 empty] | N
15619 | City of Radford - (VA) | 3827 | Radford | VA | Pulaski | 1 | Conventional Hydroelectric | HY |  | S | X | X |  |  | 1 | 0.8 | 1 | 1 | 0 | N |  |  | OS | X | 10 | 1934 |  |  | N | Electric Utility | 1 | X | WAT | [9 empty] | N | N | 0 | 1H | [15 empty] | HY | WAT | 1 | 4 | 2018 | Y | 4 | 2018 | N
18574 | USCE-Wilmington District | 3833 | John H Kerr | VA | Mecklenburg | A | Conventional Hydroelectric | HY |  | S | X | X | KERRDP 115KV TX1 |  | 1.1 | 0.8 | 1 | 1 | 0 | N |  |  | OP | X | 12 | 2008 |  |  | N | Electric Utility | 1 | X | WAT | [9 empty] | N | N |  | 10M | [23 empty] | N
18574 | USCE-Wilmington District | 3833 | John H Kerr | VA | Mecklenburg | B | Conventional Hydroelectric | HY |  | S | X | X | KERRDP 115KV TX1 |  | 1.1 | 0.8 | 1 | 1 | 0 | N |  |  | OP | X | 8 | 2008 |  |  | N | Electric Utility | 1 | X | WAT | [9 empty] | N | N |  | 10M | [20 empty] | N |  |  | N
19876 | Virginia Electric & Power Co | 6168 | North Anna | VA | Louisa | HC1 | Conventional Hydroelectric | HY |  | S | X | X |  |  | 1 | 0.9 | 1 | 1 | 0 | N |  |  | OP | X | 12 | 1987 |  |  | N | Electric Utility | 1 | X | WAT | [11 empty] | 0 | 1H | [23 empty] | N
13683 | North Carolina El Member Corp | 6377 | Ocracoke | NC | Hyde | 1 | Petroleum Liquids | IC |  | S | X | X | Buxton 34.5 KV OCRACOK1 | Buxton 34.5 KV OCRACOK1 | 3 | 0.8 | 3 | 3 | 3 | N |  |  | OP | X | 4 | 1991 |  |  | N | Electric Utility | 1 | X | DFO | [9 empty] | N | N |  | 1H | [23 empty] | N | N | N
13683 | North Carolina El Member Corp | 6377 | Ocracoke | NC | Hyde | BAT | Batteries | BA |  | S | X | X |  |  | 1 |  | 1 | 1 |  | N |  |  | OP | X | 1 | 2017 |  |  | N | Electric Utility | 1 | X | MWH | [12 empty] | 10M
84 | A & N Electric Coop | 6390 | Tangier | VA | Accomack | 5 | Petroleum Liquids | IC |  | S | X | X |  |  | 1.2 | 0.8 | 1.2 | 1.2 | 0.1 | N |  |  | SB | N | 12 | 1993 |  |  | N | Electric Utility | 1 | X | DFO | [9 empty] | N | N |  | 1H | [23 empty] | N |  | N
84 | A & N Electric Coop | 6390 | Tangier | VA | Accomack | 6 | Petroleum Liquids | IC |  | S | X | X |  |  | 1.2 | 0.8 | 1.2 | 1.2 | 0.1 | N |  |  | SB | N | 12 | 1993 |  |  | N | Electric Utility | 1 | X | DFO | [9 empty] | N | N |  | 1H | [23 empty] | N
84 | A & N Electric Coop | 6391 | Smith Island | MD | Somerset | 2 | Petroleum Liquids | IC |  | S | X | X |  |  | 0.5 | 0.8 | 0.4 | 0.4 | 0.1 | N |  |  | OP | X | 12 | 1969 |  |  | N | Electric Utility | 1 | X | DFO | [9 empty] | N |  |  | 10M | [23 empty] | N
84 | A & N Electric Coop | 6391 | Smith Island | MD | Somerset | 3 | Petroleum Liquids | IC |  | S | X | X |  |  | 1.2 | 0.8 | 1.2 | 1.2 | 0.1 | N |  |  | SB | Y | 3 | 1994 |  |  | N | Electric Utility | 1 | X | DFO | [9 empty] | N |  |  | 1H | [23 empty] | N
59927 | PE Hydro Generation, LLC | 6543 | Dam No. 4 Hydro Station | WV | Jefferson | 1 | Conventional Hydroelectric | HY |  | S | X | X | RIVERTON138KV DUM HYD | RIVERTON138KV DUM HYD | 0.5 | 1 | 0.5 | 0.5 | 0.2 | N |  |  | OP | X | 1 | 1909 |  |  | N | IPP Non-CHP | 2 | X | WAT | [9 empty] | N | N | 0 | 10M
59927 | PE Hydro Generation, LLC | 6543 | Dam No. 4 Hydro Station | WV | Jefferson | 2 | Conventional Hydroelectric | HY |  | S | X | X | RIVERTO138KV DUMHYD | RIVERTON138KV DUM HYD | 0.5 | 1 | 0.5 | 0.5 | 0.2 | N |  |  | OP | X | 1 | 1909 |  |  | N | IPP Non-CHP | 2 | X | WAT | [9 empty] | N | N | 0 | 10M
59927 | PE Hydro Generation, LLC | 6543 | Dam No. 4 Hydro Station | WV | Jefferson | 3 | Conventional Hydroelectric | HY |  | S | X | X | RIVRTON138KV DUM HYD | RIVERTON138KV DUM HYD | 0.9 | 1 | 0.9 | 0.9 | 0.2 | N |  |  | OP | X | 9 | 1991 |  |  | N | IPP Non-CHP | 2 | X | WAT | [9 empty] | N | N | 0 | 10M
59927 | PE Hydro Generation, LLC | 6544 | Dam No. 5 Hydro Station | WV | Berkeley | 1 | Conventional Hydroelectric | HY |  | S | X | X | RIVERTON138KV DUM HYD | RIVERTON138KV DUM HYD | 0.5 | 1 | 0.5 | 0.5 | 0.2 | N |  |  | OP | X | 1 | 1919 |  |  | N | IPP Non-CHP | 2 | X | WAT | [9 empty] | N | N | 0 | 10M
59927 | PE Hydro Generation, LLC | 6544 | Dam No. 5 Hydro Station | WV | Berkeley | 2 | Conventional Hydroelectric | HY |  | S | X | X | RIVERTON138 DUM HYD | RIVERTON138 KV DUM HYD | 0.5 | 1 | 0.5 | 0.5 | 0.2 | N |  |  | OP | X | 1 | 1919 |  |  | N | IPP Non-CHP | 2 | X | WAT | [9 empty] | N | N | 0 | 10M
1615 | Town of Berlin - (MD) | 6565 | Berlin | MD | Worcester | 1A | Petroleum Liquids | IC |  | S | X | X |  |  | 1.1 | 0.8 | 1.1 | 1.1 | 0.8 | N |  |  | OP | X | 6 | 1961 |  |  | N | Electric Utility | 1 | X | DFO | [9 empty] | N | N |  | 10M | [23 empty] | N | N | N
1615 | Town of Berlin - (MD) | 6565 | Berlin | MD | Worcester | 2A | Petroleum Liquids | IC |  | S | X | X |  |  | 1.8 | 0.8 | 1.8 | 1.8 | 0.8 | N |  |  | OP | X | 7 | 1999 |  |  | N | Electric Utility | 1 | X | DFO | [9 empty] | N | N |  | 10M | [23 empty] | N | N | N
1615 | Town of Berlin - (MD) | 6565 | Berlin | MD | Worcester | 3A | Petroleum Liquids | IC |  | S | X | X |  |  | 1.8 | 0.8 | 1.8 | 1.8 | 0.8 | N |  |  | OS | X | 12 | 1999 |  |  | N | Electric Utility | 1 | X | DFO | [9 empty] | N | N |  | 10M | [23 empty] | N | N | N
1615 | Town of Berlin - (MD) | 6565 | Berlin | MD | Worcester | 4A | Petroleum Liquids | IC |  | S | X | X |  |  | 1.8 | 0.8 | 1.8 | 1.8 | 0.8 | N |  |  | OP | X | 7 | 2000 |  |  | N | Electric Utility | 1 | X | DFO | [9 empty] | N | N |  | 10M | [23 empty] | N | N | N
1615 | Town of Berlin - (MD) | 6565 | Berlin | MD | Worcester | 5A | Petroleum Liquids | IC |  | S | X | X |  |  | 2.5 | 0.8 | 2.5 | 2.5 | 1.2 | N |  |  | OP | X | 12 | 1989 |  |  | N | Electric Utility | 1 | X | DFO | [9 empty] | N | N |  | 1H | [23 empty] | N | N | N
4065 | City of Columbus - (OH) | 7279 | O'Shaughnessy Hydro | OH | Delaware | 1 | Conventional Hydroelectric | HY |  | S | X | X |  |  | 1.3 | 0.9 | 1.3 | 1.3 | 0.2 | N |  |  | OP | X | 9 | 1988 |  |  | N | Electric Utility | 1 | X | WAT | [9 empty] | N | N | 0 | 10M
4065 | City of Columbus - (OH) | 7279 | O'Shaughnessy Hydro | OH | Delaware | 2 | Conventional Hydroelectric | HY |  | S | X | X |  |  | 3.9 | 0.9 | 3.9 | 3.9 | 0.5 | N |  |  | OP | X | 9 | 1988 |  |  | N | Electric Utility | 1 | X | WAT | [9 empty] | N | N | 0 | 10M
6710 | Town of Edenton - (NC) | 7429 | Edenton Generators | NC | Chowan | 2 | Petroleum Liquids | IC |  | S | X | X |  |  | 1.2 | 1 | 1.2 | 1.2 | 0.2 | N |  |  | OP | X | 12 | 1988 |  |  | N | Electric Utility | 1 | X | DFO | [9 empty] | N | N |  | 10M | [23 empty] | N
6710 | Town of Edenton - (NC) | 7429 | Edenton Generators | NC | Chowan | 3 | Petroleum Liquids | IC |  | S | X | X |  |  | 1.2 | 1 | 1.2 | 1.2 | 0.2 | N |  |  | OP | X | 6 | 2014 |  |  | N | Electric Utility | 1 | X | DFO | [12 empty] | 10M | [23 empty] | N
11560 | City of Manassas - (VA) | 7438 | Church Street Plant | VA | Prince William | C1 | Petroleum Liquids | IC |  | S | X | X |  |  | 1 | 0.8 | 0.8 | 0.8 | 0.3 | N |  |  | OP | X | 10 | 1979 | 10 | 2018 | N | Electric Utility | 1 | X | DFO | [9 empty] | N | N |  | 10M | [23 empty] | N | N
11560 | City of Manassas - (VA) | 7438 | Church Street Plant | VA | Prince William | C2 | Petroleum Liquids | IC |  | S | X | X |  |  | 1 | 0.8 | 0.8 | 0.8 | 0.3 | N |  |  | OP | X | 10 | 1979 | 10 | 2018 | N | Electric Utility | 1 | X | DFO | [9 empty] | N | N |  | 10M | [23 empty] | N | N | N
11560 | City of Manassas - (VA) | 7438 | Church Street Plant | VA | Prince William | C3A | Petroleum Liquids | IC |  | S | X | X |  |  | 1.1 | 0.8 | 1 | 1 | 0.3 | N |  |  | OP | X | 6 | 1996 |  |  | N | Electric Utility | 1 | X | DFO | [9 empty] | N | N |  | 10M | [23 empty] | N | N | N
11560 | City of Manassas - (VA) | 7438 | Church Street Plant | VA | Prince William | C4 | Petroleum Liquids | IC |  | S | X | X |  |  | 1 | 0.8 | 1 | 1 | 0.3 | N |  |  | OP | X | 10 | 1979 | 10 | 2018 | N | Electric Utility | 1 | X | DFO | [9 empty] | N | N |  | 10M | [23 empty] | N | N | N
11560 | City of Manassas - (VA) | 7438 | Church Street Plant | VA | Prince William | C5 | Petroleum Liquids | IC |  | S | X | X |  |  | 1.6 | 0.8 | 1.5 | 1.5 | 0.3 | N |  |  | OP | X | 2 | 1987 |  |  | N | Electric Utility | 1 | X | DFO | [9 empty] | N | N |  | 10M | [23 empty] | N | N | N
11560 | City of Manassas - (VA) | 7438 | Church Street Plant | VA | Prince William | C6 | Petroleum Liquids | IC |  | S | X | X |  |  | 1.6 | 0.8 | 1.5 | 1.5 | 0.3 | N |  |  | OP | X | 2 | 1987 |  |  | N | Electric Utility | 1 | X | DFO | [9 empty] | N | N |  | 10M | [23 empty] | N | N | N
11560 | City of Manassas - (VA) | 7439 | Godwin Drive Plant | VA | Prince William | C10 | Petroleum Liquids | IC |  | S | X | X |  |  | 1.5 | 0.8 | 1.5 | 1.5 | 0.3 | N |  |  | OP | X | 11 | 1992 |  |  | N | Electric Utility | 1 | X | DFO | [9 empty] | N | N |  | 10M | [23 empty] | N | N | N
11560 | City of Manassas - (VA) | 7439 | Godwin Drive Plant | VA | Prince William | C7 | Petroleum Liquids | IC |  | S | X | X |  |  | 1.6 | 0.8 | 1.5 | 1.5 | 0.3 | N |  |  | OP | X | 5 | 1990 |  |  | N | Electric Utility | 1 | X | DFO | [9 empty] | N | N |  | 10M | [23 empty] | N | N | N
11560 | City of Manassas - (VA) | 7439 | Godwin Drive Plant | VA | Prince William | C8 | Petroleum Liquids | IC |  | S | X | X |  |  | 1.6 | 0.8 | 1.5 | 1.5 | 0.3 | N |  |  | OP | X | 5 | 1990 |  |  | N | Electric Utility | 1 | X | DFO | [9 empty] | N | N |  | 10M | [23 empty] | N | N | N
11560 | City of Manassas - (VA) | 7439 | Godwin Drive Plant | VA | Prince William | C9 | Petroleum Liquids | IC |  | S | X | X |  |  | 1.6 | 0.8 | 1.5 | 1.5 | 0.3 | N |  |  | OP | X | 11 | 1992 |  |  | N | Electric Utility | 1 | X | DFO | [9 empty] | N | N |  | 10M | [23 empty] | N | N | N
11560 | City of Manassas - (VA) | 7440 | VMEA 1 Credit Gen | VA | Prince William | V10 | Petroleum Liquids | IC |  | J | X | X |  |  | 1.6 | 0.8 | 1.5 | 1.5 | 0.3 | N |  |  | OP | X | 5 | 1990 |  |  | N | Electric Utility | 1 | X | DFO | [9 empty] | N | N |  | 10M | [23 empty] | N | N | N
11560 | City of Manassas - (VA) | 7440 | VMEA 1 Credit Gen | VA | Prince William | V3 | Petroleum Liquids | IC |  | J | X | X |  |  | 1.6 | 0.8 | 1.5 | 1.5 | 0.3 | N |  |  | OP | X | 5 | 1990 |  |  | N | Electric Utility | 1 | X | DFO | [9 empty] | N | N |  | 10M | [23 empty] | N | N | N
11560 | City of Manassas - (VA) | 7440 | VMEA 1 Credit Gen | VA | Prince William | V4 | Petroleum Liquids | IC |  | J | X | X |  |  | 1.6 | 0.8 | 1.5 | 1.5 | 0.3 | N |  |  | OP | X | 5 | 1990 |  |  | N | Electric Utility | 1 | X | DFO | [9 empty] | N | N |  | 10M | [23 empty] | N | N | N
11560 | City of Manassas - (VA) | 7440 | VMEA 1 Credit Gen | VA | Prince William | V5 | Petroleum Liquids | IC |  | J | X | X |  |  | 1.6 | 0.8 | 1.5 | 1.5 | 0.3 | N |  |  | OP | X | 5 | 1990 |  |  | N | Electric Utility | 1 | X | DFO | [9 empty] | N | N |  | 10M | [23 empty] | N | N | N
11560 | City of Manassas - (VA) | 7440 | VMEA 1 Credit Gen | VA | Prince William | V6 | Petroleum Liquids | IC |  | J | X | X |  |  | 1.6 | 0.8 | 1.5 | 1.5 | 0.3 | N |  |  | OP | X | 5 | 1990 |  |  | N | Electric Utility | 1 | X | DFO | [9 empty] | N | N |  | 10M | [23 empty] | N | N | N
11560 | City of Manassas - (VA) | 7440 | VMEA 1 Credit Gen | VA | Prince William | V7 | Petroleum Liquids | IC |  | J | X | X |  |  | 1.6 | 0.8 | 1.5 | 1.5 | 0.3 | N |  |  | OP | X | 5 | 1990 |  |  | N | Electric Utility | 1 | X | DFO | [9 empty] | N | N |  | 10M | [23 empty] | N | N | N
11560 | City of Manassas - (VA) | 7440 | VMEA 1 Credit Gen | VA | Prince William | V8 | Petroleum Liquids | IC |  | J | X | X |  |  | 1.6 | 0.8 | 1.5 | 1.5 | 0.3 | N |  |  | OP | X | 5 | 1990 |  |  | N | Electric Utility | 1 | X | DFO | [9 empty] | N | N |  | 10M | [23 empty] | N | N | N
11560 | City of Manassas - (VA) | 7440 | VMEA 1 Credit Gen | VA | Prince William | V9-1 | Petroleum Liquids | IC |  | J | X | X |  |  | 2 | 0.8 | 1.8 | 1.8 | 0.3 | N |  |  | OP | X | 4 | 2009 |  |  | N | Electric Utility | 1 | X | DFO | [9 empty] | N | N |  | 10M | [23 empty] | N | N | N
11560 | City of Manassas - (VA) | 7441 | VMEA Peaking Gen | VA | Prince William | V1 | Petroleum Liquids | IC |  | J | X | X |  |  | 1.6 | 0.8 | 1.5 | 1.5 | 0.3 | N |  |  | OP | X | 11 | 1992 |  |  | N | Electric Utility | 1 | X | DFO | [9 empty] | N | N |  | 10M | [23 empty] | N | N | N
11560 | City of Manassas - (VA) | 7441 | VMEA Peaking Gen | VA | Prince William | V11 | Petroleum Liquids | IC |  | J | X | X |  |  | 1.6 | 0.8 | 1.5 | 1.5 | 0.3 | N |  |  | OP | X | 7 | 1993 |  |  | N | Electric Utility | 1 | X | DFO | [9 empty] | N | N |  | 10M | [23 empty] | N | N | N
11560 | City of Manassas - (VA) | 7441 | VMEA Peaking Gen | VA | Prince William | V12 | Petroleum Liquids | IC |  | J | X | X |  |  | 1.6 | 0.8 | 1.5 | 1.5 | 0.3 | N |  |  | OP | X | 7 | 1993 |  |  | N | Electric Utility | 1 | X | DFO | [9 empty] | N | N |  | 10M | [23 empty] | N | N | N
11560 | City of Manassas - (VA) | 7441 | VMEA Peaking Gen | VA | Prince William | V2 | Petroleum Liquids | IC |  | J | X | X |  |  | 1.6 | 0.8 | 1.5 | 1.5 | 0.3 | N |  |  | OP | X | 11 | 1992 |  |  | N | Electric Utility | 1 | X | DFO | [9 empty] | N | N |  | 10M | [23 empty] | N | N | N
40577 | American Mun Power-Ohio, Inc | 7575 | Bowling Green | OH | Wood | 1 | Petroleum Liquids | IC |  | S | X | X |  |  | 1.6 | 0.8 | 1.6 | 1.6 | 1.6 | N |  |  | OP | X | 10 | 1993 |  |  | N | Electric Utility | 1 | X | DFO | [9 empty] | N | N |  | 10M | [23 empty] | N | N | N
40577 | American Mun Power-Ohio, Inc | 7575 | Bowling Green | OH | Wood | 2 | Petroleum Liquids | IC |  | S | X | X |  |  | 7.2 | 0.8 | 7.2 | 7.2 | 7.2 | N |  |  | OP | X | 8 | 1995 |  |  | N | Electric Utility | 1 | X | DFO | [9 empty] | N | N |  | 10M | [23 empty] | N | N | N
40577 | American Mun Power-Ohio, Inc | 7576 | Engle | OH | Summit | 16 | Petroleum Liquids | IC |  | S | X | X |  |  | 9 | 0.8 | 9 | 9 | 9 | N |  |  | OP | X | 8 | 1989 |  |  | N | Electric Utility | 1 | X | DFO | [9 empty] | N | N |  | 10M | [23 empty] | N | N | N
40577 | American Mun Power-Ohio, Inc | 7577 | Jackson (OH) | OH | Jackson | 12 | Petroleum Liquids | IC |  | S | X | X |  |  | 3.6 | 0.8 | 3.6 | 3.6 | 3.6 | N |  |  | OP | X | 12 | 1990 |  |  | N | Electric Utility | 1 | X | DFO | [9 empty] | N | N |  | 10M | [23 empty] | N | N | N
40577 | American Mun Power-Ohio, Inc | 7578 | Napoleon | OH | Henry | 1 | Petroleum Liquids | IC |  | S | X | X |  |  | 1.8 | 0.8 | 1.8 | 1.8 | 1.8 | N |  |  | OP | X | 12 | 1990 |  |  | N | Electric Utility | 1 | X | DFO | [9 empty] | N | N |  | 10M | [23 empty] | N | N | N
40577 | American Mun Power-Ohio, Inc | 7578 | Napoleon | OH | Henry | 2 | Petroleum Liquids | IC |  | S | X | X |  |  | 1.8 | 0.8 | 1.8 | 1.8 | 1.8 | N |  |  | OP | X | 12 | 1990 |  |  | N | Electric Utility | 1 | X | DFO | [9 empty] | N | N |  | 10M | [23 empty] | N | N | N
40577 | American Mun Power-Ohio, Inc | 7578 | Napoleon | OH | Henry | 3 | Petroleum Liquids | IC |  | S | X | X |  |  | 1.8 | 0.8 | 1.8 | 1.8 | 1.8 | N |  |  | OP | X | 12 | 1990 |  |  | N | Electric Utility | 1 | X | DFO | [9 empty] | N | N |  | 10M | [23 empty] | N | N | N
40577 | American Mun Power-Ohio, Inc | 7579 | Niles | OH | Trumbull | 13 | Petroleum Liquids | IC |  | S | X | X |  |  | 5.4 | 0.8 | 5.4 | 5.4 | 5.4 | N |  |  | OP | X | 12 | 1990 |  |  | N | Electric Utility | 1 | X | DFO | [9 empty] | N |  |  | 10M | [23 empty] | N | N | N
40577 | American Mun Power-Ohio, Inc | 7580 | Wadsworth | OH | Medina | 13 | Petroleum Liquids | IC |  | S | X | X |  |  | 5.4 | 0.8 | 5.4 | 5.4 | 5.4 | N |  |  | OP | X | 12 | 1990 |  |  | N | Electric Utility | 1 | X | DFO | [9 empty] | N | N |  | 10M | [23 empty] | N | N | N
40577 | American Mun Power-Ohio, Inc | 7603 | Prospect Municipal | OH | Marion | 1 | Petroleum Liquids | IC |  | S | X | X |  |  | 1.8 | 0.8 | 1.8 | 1.8 | 1.8 | N |  |  | OP | X | 2 | 1998 |  |  | N | Electric Utility | 1 | X | DFO | [9 empty] | N | N |  | 10M | [23 empty] | N | N | N
2439 | City of Bryan - (OH) | 7657 | Auglaize Hydro | OH | Defiance | 1 | Conventional Hydroelectric | HY |  | S | X | X | PJM AEP Dayton | PJM AEP Dayton | 0.7 | 0.8 | 0.8 | 0.8 | 0.3 | N |  |  | OP | X | 12 | 1986 |  |  | N | Electric Utility | 1 | X | WAT | [9 empty] | N | N | 0 | 10M | [23 empty] | N
2439 | City of Bryan - (OH) | 7657 | Auglaize Hydro | OH | Defiance | 2A | Conventional Hydroelectric | HY |  | S | X | X | PJM AEP Dayton | PJM AEP Dayton | 0.9 | 0.8 | 1 | 1 | 0.6 | N |  |  | OP | X | 7 | 2004 |  |  | N | Electric Utility | 1 | X | WAT | [9 empty] | N | N |  | 10M | [23 empty] | N
2439 | City of Bryan - (OH) | 7657 | Auglaize Hydro | OH | Defiance | 3A | Conventional Hydroelectric | HY |  | S | X | X | PJM AEP Dayton | PJM AEP Dayton | 0.9 | 0.8 | 1 | 1 | 0.6 | N |  |  | OP | X | 6 | 2004 |  |  | N | Electric Utility | 1 | X | WAT | [9 empty] | N | N |  | 10M | [23 empty] | N
2439 | City of Bryan - (OH) | 7657 | Auglaize Hydro | OH | Defiance | 4 | Conventional Hydroelectric | HY |  | S | X | X | PJM AEP Dayton | PJM AEP Dayton | 0.5 | 0.8 | 0.8 | 0.8 | 0.3 | N |  |  | OP | X | 1 | 1987 |  |  | N | Electric Utility | 1 | X | WAT | [9 empty] | N | N | 0 | 10M | [23 empty] | N
2439 | City of Bryan - (OH) | 7657 | Auglaize Hydro | OH | Defiance | 5 | Conventional Hydroelectric | HY |  | S | X | X | PJM AEP Dayton | PJM AEP Dayton | 0.5 | 0.8 | 0.8 | 0.8 | 0.3 | N |  |  | OP | X | 6 | 1988 |  |  | N | Electric Utility | 1 | X | WAT | [9 empty] | N | N | 0 | 10M | [23 empty] | N
2439 | City of Bryan - (OH) | 7657 | Auglaize Hydro | OH | Defiance | 6 | Conventional Hydroelectric | HY |  | S | X | X | PJM AEP Dayton | PJM AEP Dayton | 0.1 | 0.8 | 0.1 | 0.1 | 0.1 | N |  |  | OP | X | 6 | 2004 |  |  | N | Electric Utility | 1 | X | WAT | [9 empty] | N | N |  | 10M | [23 empty] | N
16179 | Rochelle Municipal Utilities | 7770 | 1515 S Caron Road | IL | Ogle | GT1 | Natural Gas Fired Combustion Turbine | GT |  | S | X | X |  |  | 4.2 | 0.8 | 3 | 3.5 | 2 | N |  |  | OP | X | 5 | 2000 |  |  | N | Electric Utility | 1 | X | NG | [12 empty] | 10M | [23 empty] | N | N | N
40577 | American Mun Power-Ohio, Inc | 7776 | Napoleon Peaking | OH | Henry | 4 | Petroleum Liquids | IC |  | J | X | X |  |  | 1.8 | 0.8 | 1.8 | 1.8 | 1.8 | N |  |  | OP | X | 7 | 1999 |  |  | N | Electric Utility | 1 | X | DFO | [9 empty] | N | N |  | 10M | [23 empty] | N | N | N
40577 | American Mun Power-Ohio, Inc | 7776 | Napoleon Peaking | OH | Henry | 5 | Petroleum Liquids | IC |  | J | X | X |  |  | 1.8 | 0.8 | 1.8 | 1.8 | 1.8 | N |  |  | OP | X | 7 | 1999 |  |  | N | Electric Utility | 1 | X | DFO | [9 empty] | N | N |  | 10M | [23 empty] | N | N | N
40577 | American Mun Power-Ohio, Inc | 7776 | Napoleon Peaking | OH | Henry | 6 | Petroleum Liquids | IC |  | J | X | X |  |  | 1.8 | 0.8 | 1.8 | 1.8 | 1.8 | N |  |  | OP | X | 7 | 1999 |  |  | N | Electric Utility | 1 | X | DFO | [9 empty] | N | N |  | 10M | [23 empty] | N | N | N
40577 | American Mun Power-Ohio, Inc | 7778 | Orrville Peaking | OH | Wayne | 1 | Petroleum Liquids | IC |  | S | X | X |  |  | 1.8 | 0.8 | 1.8 | 1.8 | 1.8 | N |  |  | OP | X | 7 | 1999 |  |  | N | Electric Utility | 1 | X | DFO | [9 empty] | N | N |  | 10M | [23 empty] | N | N | N
40577 | American Mun Power-Ohio, Inc | 7778 | Orrville Peaking | OH | Wayne | 2 | Petroleum Liquids | IC |  | S | X | X |  |  | 1.8 | 0.8 | 1.8 | 1.8 | 1.8 | N |  |  | OP | X | 7 | 1999 |  |  | N | Electric Utility | 1 | X | DFO | [9 empty] | N | N |  | 10M | [23 empty] | N | N | N
40577 | American Mun Power-Ohio, Inc | 7778 | Orrville Peaking | OH | Wayne | 3 | Petroleum Liquids | IC |  | S | X | X |  |  | 1.8 | 0.8 | 1.8 | 1.8 | 1.8 | N |  |  | OP | X | 7 | 1999 |  |  | N | Electric Utility | 1 | X | DFO | [9 empty] | N | N |  | 10M | [23 empty] | N | N | N
40577 | American Mun Power-Ohio, Inc | 7779 | Bryan Peaking | OH | Williams | 1 | Petroleum Liquids | IC |  | S | X | X |  |  | 1.8 | 0.8 | 1.8 | 1.8 | 1.8 | N |  |  | OP | X | 7 | 1999 |  |  | N | Electric Utility | 1 | X | DFO | [9 empty] | N | N |  | 10M | [23 empty] | N | N | N
40577 | American Mun Power-Ohio, Inc | 7779 | Bryan Peaking | OH | Williams | 2 | Petroleum Liquids | IC |  | S | X | X |  |  | 1.8 | 0.8 | 1.8 | 1.8 | 1.8 | N |  |  | OP | X | 7 | 1999 |  |  | N | Electric Utility | 1 | X | DFO | [9 empty] | N | N |  | 10M | [23 empty] | N | N | N
40577 | American Mun Power-Ohio, Inc | 7779 | Bryan Peaking | OH | Williams | 3 | Petroleum Liquids | IC |  | S | X | X |  |  | 1.8 | 0.8 | 1.8 | 1.8 | 1.8 | N |  |  | OP | X | 7 | 1999 |  |  | N | Electric Utility | 1 | X | DFO | [9 empty] | N | N |  | 10M | [23 empty] | N | N | N
40577 | American Mun Power-Ohio, Inc | 7779 | Bryan Peaking | OH | Williams | 4 | Petroleum Liquids | IC |  | S | X | X |  |  | 1.8 | 0.8 | 1.8 | 1.8 | 1.8 | N |  |  | OP | X | 7 | 1999 |  |  | N | Electric Utility | 1 | X | DFO | [9 empty] | N | N |  | 10M | [23 empty] | N
40577 | American Mun Power-Ohio, Inc | 7779 | Bryan Peaking | OH | Williams | 5 | Petroleum Liquids | IC |  | S | X | X |  |  | 1.8 | 0.8 | 1.8 | 1.8 | 1.8 | N |  |  | OP | X | 7 | 1999 |  |  | N | Electric Utility | 1 | X | DFO | [9 empty] | N | N |  | 10M | [23 empty] | N
40577 | American Mun Power-Ohio, Inc | 7779 | Bryan Peaking | OH | Williams | 6 | Petroleum Liquids | IC |  | S | X | X |  |  | 1.8 | 0.8 | 1.8 | 1.8 | 1.8 | N |  |  | OP | X | 7 | 1999 |  |  | N | Electric Utility | 1 | X | DFO | [9 empty] | N | N |  | 10M | [23 empty] | N
40577 | American Mun Power-Ohio, Inc | 7780 | Jackson Cntr Peaking | OH | Shelby | 1 | Petroleum Liquids | IC |  | J | X | X |  |  | 1.8 | 0.8 | 1.8 | 1.8 | 1.8 | N |  |  | OP | X | 6 | 1999 |  |  | N | Electric Utility | 1 | X | DFO | [9 empty] | N | N |  | 10M | [23 empty] | N | N | N
40577 | American Mun Power-Ohio, Inc | 7781 | Arcanum Peaking | OH | Darke | 1 | Petroleum Liquids | IC |  | S | X | X |  |  | 1.8 | 0.8 | 1.8 | 1.8 | 1.8 | N |  |  | OP | X | 6 | 1999 |  |  | N | Electric Utility | 1 | X | DFO | [9 empty] | N | N |  | 10M | [23 empty] | N | N | N
40577 | American Mun Power-Ohio, Inc | 7782 | Hamilton Peaking | OH | Butler | 1 | Natural Gas Fired Combustion Turbine | GT |  | S | X | X |  |  | 32 | 0.85 | 29 | 32 | 29 | N |  |  | OP | X | 6 | 2000 |  |  | N | Electric Utility | 1 | X | NG | [9 empty] | N | N |  | 1H | [23 empty] | N | N | N
40577 | American Mun Power-Ohio, Inc | 7783 | Bowling Green Peaking | OH | Wood | 1 | Natural Gas Fired Combustion Turbine | GT |  | S | X | X |  |  | 32 | 0.85 | 29 | 32 | 29 | N |  |  | OP | X | 6 | 2000 |  |  | N | Electric Utility | 1 | X | NG | [9 empty] | N | N |  | 1H | [23 empty] | N | N | N
40577 | American Mun Power-Ohio, Inc | 7791 | Montpelier | OH | Williams | 5 | Petroleum Liquids | IC |  | J | X | X |  |  | 1.8 | 0.8 | 1.8 | 1.8 | 1.8 | N |  |  | OP | X | 7 | 2000 |  |  | N | Electric Utility | 1 | X | DFO | [9 empty] | N | N |  | 10M | [23 empty] | N
40577 | American Mun Power-Ohio, Inc | 7791 | Montpelier | OH | Williams | 6 | Petroleum Liquids | IC |  | J | X | X |  |  | 1.8 | 0.8 | 1.8 | 1.8 | 1.8 | N |  |  | OP | X | 7 | 2000 |  |  | N | Electric Utility | 1 | X | DFO | [9 empty] | N | N |  | 10M | [23 empty] | N
11560 | City of Manassas - (VA) | 7797 | Dominion/Lo Mar | VA | Prince William | DOM1 | Petroleum Liquids | GT |  | J | X | X |  |  | 12 | 0.8 | 9 | 9 | 3 | N |  |  | OP | X | 8 | 1997 |  |  | N | Electric Utility | 1 | X | DFO | [9 empty] | N | N |  | 10M | [23 empty] | N | N | N
11560 | City of Manassas - (VA) | 7797 | Dominion/Lo Mar | VA | Prince William | DOM2 | Petroleum Liquids | IC |  | S | X | X |  |  | 1.8 | 0.8 | 1.7 | 1.7 | 0.3 | N |  |  | OP | X | 8 | 1997 |  |  | N | Electric Utility | 1 | X | DFO | [9 empty] | N | N |  | 10M | [23 empty] | N | N | N
11560 | City of Manassas - (VA) | 7797 | Dominion/Lo Mar | VA | Prince William | LOM1 | Petroleum Liquids | IC |  | S | X | X |  |  | 1.8 | 0.8 | 1.7 | 1.7 | 0.3 | N |  |  | OP | X | 8 | 1997 |  |  | N | Electric Utility | 1 | X | DFO | [9 empty] | N | N |  | 10M | [23 empty] | N
11560 | City of Manassas - (VA) | 7797 | Dominion/Lo Mar | VA | Prince William | LOM2 | Petroleum Liquids | IC |  | S | X | X |  |  | 1.8 | 0.8 | 1.7 | 1.7 | 0.3 | N |  |  | OP | X | 8 | 1997 |  |  | N | Electric Utility | 1 | X | DFO | [9 empty] | N | N |  | 10M | [23 empty] | N
11560 | City of Manassas - (VA) | 7797 | Dominion/Lo Mar | VA | Prince William | LOM3 | Petroleum Liquids | IC |  | S | X | X |  |  | 1.8 | 0.8 | 1.7 | 1.7 | 0.3 | N |  |  | OP | X | 8 | 1997 |  |  | N | Electric Utility | 1 | X | DFO | [9 empty] | N | N |  | 10M | [23 empty] | N
11560 | City of Manassas - (VA) | 7798 | Gateway Gen | VA | Prince William | 1 | Petroleum Liquids | IC |  | S | X | X |  |  | 1.8 | 0.8 | 1.7 | 1.7 | 0.3 | N |  |  | OP | X | 3 | 1996 |  |  | N | Electric Utility | 1 | X | DFO | [9 empty] | N | N |  | 10M | [23 empty] | N | N | N
11560 | City of Manassas - (VA) | 7798 | Gateway Gen | VA | Prince William | 2 | Petroleum Liquids | IC |  | S | X | X |  |  | 1.8 | 0.8 | 1.7 | 1.7 | 0.3 | N |  |  | OP | X | 6 | 2009 |  |  | N | Electric Utility | 1 | X | DFO | [9 empty] | N | N |  | 10M | [23 empty] | N | N | N
7977 | City of Hamilton - (OH) | 7807 | Hamilton Hydro | OH | Butler | 3 | Conventional Hydroelectric | HY |  | S | X | X |  |  | 1.1 | 0.9 | 1 | 1 | 0.3 | N |  |  | OP | X | 5 | 1994 |  |  | N | Electric Utility | 1 | X | WAT | [9 empty] | N | N | 0 | 1H | [23 empty] | N
7977 | City of Hamilton - (OH) | 7807 | Hamilton Hydro | OH | Butler | 4 | Conventional Hydroelectric | HY |  | S | X | X |  |  | 1.1 | 0.9 | 1 | 1 | 0.3 | N |  |  | OP | X | 5 | 1994 |  |  | N | Electric Utility | 1 | X | WAT | [9 empty] | N | N | 0 | 1H | [23 empty] | N
40577 | American Mun Power-Ohio, Inc | 7827 | Shelby North | OH | Richland | 1 | Petroleum Liquids | IC |  | S | X | X |  |  | 1.8 | 0.8 | 1.8 | 1.8 | 1.8 | N |  |  | OP | X | 6 | 2000 |  |  | N | Electric Utility | 1 | X | DFO | [9 empty] | N | N |  | 10M | [23 empty] | N | N | N
17043 | City of Shelby - (OH) | 7828 | Shelby South | OH | Richland | 1 | Petroleum Liquids | IC |  | S | X | X | AEP | AEP | 1.8 | 0.8 | 1.8 | 1.8 | 0.2 | N |  |  | OP | X | 6 | 2000 |  |  | N | Electric Utility | 1 | X | DFO | [9 empty] | N | N |  | 10M | [20 empty] | N |  |  | N | N | N
40577 | American Mun Power-Ohio, Inc | 7874 | Edgerton | OH | Williams | 1 | Petroleum Liquids | IC |  | J | X | X |  |  | 1.8 | 0.8 | 1.8 | 1.8 | 1.8 | N |  |  | OP | X | 8 | 2000 |  |  | N | Electric Utility | 1 | X | DFO | [9 empty] | N | N |  | 10M | [23 empty] | N | N
40577 | American Mun Power-Ohio, Inc | 7874 | Edgerton | OH | Williams | 2 | Petroleum Liquids | IC |  | J | X | X |  |  | 1.8 | 0.8 | 1.8 | 1.8 | 1.8 | N |  |  | OP | X | 8 | 2000 |  |  | N | Electric Utility | 1 | X | DFO | [9 empty] | N | N |  | 10M | [23 empty] | N | N
40577 | American Mun Power-Ohio, Inc | 7878 | Wellington | OH | Lorain | 1 | Petroleum Liquids | IC |  | S | X | X |  |  | 1 | 0.8 | 1 | 1 | 1 | N |  |  | OP | X | 2 | 1998 |  |  | N | Electric Utility | 1 | X | DFO | [9 empty] | N | N |  | 10M | [23 empty] | N | N | N
13464 | Village of New Knoxville - (OH) | 7898 | New Knoxville | OH | Auglaize | 1 | Petroleum Liquids | IC |  | S | X | X |  |  | 1.1 | 0.8 | 1 | 1 | 0.2 | N |  |  | OS | X | 9 | 2000 |  |  | N | Electric Utility | 1 | X | DFO | [9 empty] | N |  |  | 1H | [23 empty] | N
40577 | American Mun Power-Ohio, Inc | 7918 | Galion | OH | Crawford | 1 | Petroleum Liquids | IC |  | J | X | X |  |  | 1.8 | 0.8 | 1.8 | 1.8 | 1.8 | N |  |  | OP | X | 7 | 2001 |  |  | N | Electric Utility | 1 | X | DFO | [9 empty] | N | N |  | 10M | [23 empty] | N | N | N
40577 | American Mun Power-Ohio, Inc | 7918 | Galion | OH | Crawford | 2 | Petroleum Liquids | IC |  | J | X | X |  |  | 1.8 | 0.8 | 1.8 | 1.8 | 1.8 | N |  |  | OP | X | 7 | 2001 |  |  | N | Electric Utility | 1 | X | DFO | [9 empty] | N | N |  | 10M | [23 empty] | N | N | N
40577 | American Mun Power-Ohio, Inc | 7918 | Galion | OH | Crawford | 3 | Petroleum Liquids | IC |  | J | X | X |  |  | 1.8 | 0.8 | 1.8 | 1.8 | 1.8 | N |  |  | OP | X | 7 | 2001 |  |  | N | Electric Utility | 1 | X | DFO | [9 empty] | N | N |  | 10M | [23 empty] | N | N | N
40577 | American Mun Power-Ohio, Inc | 7919 | Seville | OH | Medina | 1 | Petroleum Liquids | IC |  | J | X | X |  |  | 1.8 | 0.8 | 1.8 | 1.8 | 1.8 | N |  |  | OP | X | 6 | 2001 |  |  | N | Electric Utility | 1 | X | DFO | [9 empty] | N | N |  | 10M | [23 empty] | N | N | N
40577 | American Mun Power-Ohio, Inc | 7919 | Seville | OH | Medina | 2 | Petroleum Liquids | IC |  | J | X | X |  |  | 1.8 | 0.8 | 1.8 | 1.8 | 1.8 | N |  |  | OP | X | 6 | 2001 |  |  | N | Electric Utility | 1 | X | DFO | [9 empty] | N | N |  | 10M | [23 empty] | N | N | N
40577 | American Mun Power-Ohio, Inc | 7919 | Seville | OH | Medina | 3 | Petroleum Liquids | IC |  | J | X | X |  |  | 1.8 | 0.8 | 1.8 | 1.8 | 1.8 | N |  |  | OP | X | 6 | 2001 |  |  | N | Electric Utility | 1 | X | DFO | [9 empty] | N | N |  | 10M | [23 empty] | N | N | N
40229 | Old Dominion Electric Coop | 7940 | Ponton Diesel Generating Facility | VA | Amelia | 1 | Petroleum Liquids | IC |  | S | X | X |  |  | 2 | 0.8 | 2 | 2 | 0.2 | N |  |  | SB | Y | 12 | 2002 |  |  | N | Electric Utility | 1 | X | DFO | [9 empty] | N | N |  | 10M | [23 empty] | N | N
40229 | Old Dominion Electric Coop | 7940 | Ponton Diesel Generating Facility | VA | Amelia | 2 | Petroleum Liquids | IC |  | S | X | X |  |  | 2 | 0.8 | 2 | 2 | 0.2 | N |  |  | SB | Y | 12 | 2002 |  |  | N | Electric Utility | 1 | X | DFO | [9 empty] | N | N |  | 10M | [23 empty] | N | N
40229 | Old Dominion Electric Coop | 7941 | Nottoway Diesel Generating Facility | VA | Southampton | 1 | Petroleum Liquids | IC |  | S | X | X |  |  | 2 | 0.8 | 2 | 2 | 0.2 | N |  |  | SB | Y | 11 | 2002 |  |  | N | Electric Utility | 1 | X | DFO | [9 empty] | N | N |  | 10M | [23 empty] | N | N
40229 | Old Dominion Electric Coop | 7941 | Nottoway Diesel Generating Facility | VA | Southampton | 2 | Petroleum Liquids | IC |  | S | X | X |  |  | 2 | 0.8 | 2 | 2 | 0.2 | N |  |  | SB | Y | 11 | 2002 |  |  | N | Electric Utility | 1 | X | DFO | [10 empty] | N |  | 10M | [23 empty] | N | N
756 | Appomattox River Associates LP | 10155 | Brasfield | VA | Chesterfield | 1 | Conventional Hydroelectric | HY |  | S | X | X |  |  | 2.9 | 0.99 | 2.9 | 2.9 | 0.3 | N |  |  | OP | X | 9 | 1993 |  |  | N | IPP Non-CHP | 2 | X | WAT | [9 empty] | N | N | 0 | 12H | [20 empty] | N |  |  | N
3473 | Metro Wtr Recl Dist Grtr Chi | 10903 | Lockport Powerhouse | IL | Will | 1GEN | Conventional Hydroelectric | HY |  | S | X | X |  |  | 8 | 1 | 6 | 6 | 2.5 | N |  |  | OP | X | 2 | 1999 |  |  | N | IPP Non-CHP | 2 | X | WAT | [9 empty] | N | N |  | 10M | [23 empty] | N
3473 | Metro Wtr Recl Dist Grtr Chi | 10903 | Lockport Powerhouse | IL | Will | 2GEN | Conventional Hydroelectric | HY |  | S | X | X |  |  | 8 | 1 | 6 | 6 | 2.5 | N |  |  | OP | X | 12 | 2001 |  |  | N | IPP Non-CHP | 2 | X | WAT | [9 empty] | N | N |  | 10M | [23 empty] | N
56843 | Banister Hydro LP | 50178 | Halifax | VA | Halifax | GEN1 | Conventional Hydroelectric | HY |  | S | X | X |  |  | 0.8 | 0.99 | 0.8 | 0.8 | 0.2 | N |  |  | OP | X | 1 | 1915 |  |  | N | IPP Non-CHP | 2 | X | WAT | [9 empty] | N | N | 0 | 12H | [20 empty] | N |  |  | N
56843 | Banister Hydro LP | 50178 | Halifax | VA | Halifax | GEN2 | Conventional Hydroelectric | HY |  | S | X | X |  |  | 0.4 | 0.99 | 0.4 | 0.4 | 0.1 | N |  |  | OP | X | 1 | 1915 |  |  | N | IPP Non-CHP | 2 | X | WAT | [9 empty] | N | N | 0 | 12H | [20 empty] | N |  |  | N
56843 | Banister Hydro LP | 50178 | Halifax | VA | Halifax | GEN3 | Conventional Hydroelectric | HY |  | S | X | X |  |  | 0.4 | 0.99 | 0.4 | 0.4 | 0.1 | N |  |  | OP | X | 1 | 1915 |  |  | N | IPP Non-CHP | 2 | X | WAT | [9 empty] | N |  | 0 | 12H | [20 empty] | N |  |  | N
54843 | WM Illinois Renewable Energy LLC | 50563 | Settlers Hill Gas Recovery | IL | Kane | GEN1 | Landfill Gas | GT |  | S | X | X | Zonal | Zonal | 3 | 0.98 | 2.9 | 3.3 | 1 | N |  |  | OP | X | 10 | 1988 |  |  | N | IPP Non-CHP | 2 | X | LFG | [9 empty] | N |  |  | 1H | [23 empty] | N | N | N
54843 | WM Illinois Renewable Energy LLC | 50563 | Settlers Hill Gas Recovery | IL | Kane | GEN2 | Landfill Gas | GT |  | S | X | X | Zonal | Zonal | 3 | 0.98 | 2.9 | 3.3 | 1 | N |  |  | OP | X | 5 | 1998 |  |  | N | IPP Non-CHP | 2 | X | LFG | [9 empty] | N |  |  | 1H | [23 empty] | N | N | N
54843 | WM Illinois Renewable Energy LLC | 50573 | CID Gas Recovery | IL | Cook | GEN2 | Landfill Gas | GT |  | S | X | X | Zonal | Zonal | 3 | 0.98 | 2.9 | 3.3 | 1 | N |  |  | OP | X | 3 | 1989 |  |  | N | IPP Non-CHP | 2 | X | LFG | [9 empty] | N |  |  | 1H | [23 empty] | N | N | N
54843 | WM Illinois Renewable Energy LLC | 50575 | Lake Gas Recovery | IL | Cook | GEN2 | Landfill Gas | GT |  | S | X | X | Zonal | Zonal | 3 | 0.98 | 2.9 | 3.3 | 1 | N |  |  | OP | X | 8 | 1993 |  |  | N | IPP Non-CHP | 2 | X | LFG | [9 empty] | N |  |  | 1H | [23 empty] | N | N | N
54843 | WM Illinois Renewable Energy LLC | 50575 | Lake Gas Recovery | IL | Cook | GEN3 | Landfill Gas | GT |  | S | X | X | Zonal | Zonal | 3 | 0.98 | 2.9 | 3.3 | 1 | N |  |  | OP | X | 8 | 1993 |  |  | N | IPP Non-CHP | 2 | X | LFG | [9 empty] | N |  |  | 1H | [23 empty] | N | N | N
56813 | Allegheny Hydro LP | 50897 | Allegheny Hydro No 8 | PA | Armstrong | GEN1 | Conventional Hydroelectric | HY |  | S | X | X |  |  | 6.8 | 0.9 | 6.8 | 6.8 | 1 | N |  |  | OP | X | 12 | 1990 |  |  | N | IPP Non-CHP | 2 | X | WAT | [9 empty] | N |  | 0 | 10M | [20 empty] | N |  |  | N
56813 | Allegheny Hydro LP | 50897 | Allegheny Hydro No 8 | PA | Armstrong | GEN2 | Conventional Hydroelectric | HY |  | S | X | X |  |  | 6.8 | 0.9 | 6.8 | 6.8 | 1 | N |  |  | OP | X | 12 | 1990 |  |  | N | IPP Non-CHP | 2 | X | WAT | [9 empty] | N |  | 0 | 10M | [20 empty] | N |  |  | N
56813 | Allegheny Hydro LP | 50898 | Allegheny Hydro No 9 | PA | Armstrong | GEN1 | Conventional Hydroelectric | HY |  | S | X | X |  |  | 8.9 | 0.9 | 8.9 | 8.9 | 1 | N |  |  | OP | X | 12 | 1990 |  |  | N | IPP Non-CHP | 2 | X | WAT | [9 empty] | N |  | 0 | 10M | [20 empty] | N |  |  | N
56813 | Allegheny Hydro LP | 50898 | Allegheny Hydro No 9 | PA | Armstrong | GEN2 | Conventional Hydroelectric | HY |  | S | X | X |  |  | 8.9 | 0.9 | 8.9 | 8.9 | 1 | N |  |  | OP | X | 12 | 1990 |  |  | N | IPP Non-CHP | 2 | X | WAT | [9 empty] | N |  | 0 | 10M | [20 empty] | N |  |  | N
18232 | STS HydroPower Ltd-Schoolfield Dam | 54655 | Schoolfield Dam | VA | Pittsylvania | SCH1 | Conventional Hydroelectric | HY |  | S | X | X |  |  | 1.5 | 0.9 | 1.5 | 1.5 | 0.2 | N |  |  | OP | X | 10 | 1990 |  |  | N | IPP Non-CHP | 2 | X | WAT | [9 empty] | N |  |  | 10M
18232 | STS HydroPower Ltd-Schoolfield Dam | 54655 | Schoolfield Dam | VA | Pittsylvania | SCH2 | Conventional Hydroelectric | HY |  | S | X | X |  |  | 1.5 | 0.9 | 1.5 | 1.5 | 0.2 | N |  |  | OP | X | 11 | 1990 |  |  | N | IPP Non-CHP | 2 | X | WAT | [12 empty] | 10M
18232 | STS HydroPower Ltd-Schoolfield Dam | 54655 | Schoolfield Dam | VA | Pittsylvania | SCH3 | Conventional Hydroelectric | HY |  | S | X | X |  |  | 1.5 | 0.9 | 1.5 | 1.5 | 0.2 | N |  |  | OS | X | 12 | 1990 |  |  | N | IPP Non-CHP | 2 | X | WAT | [12 empty] | 10M
54843 | WM Illinois Renewable Energy LLC | 54659 | Kankakee Gas Recovery | IL | Kankakee | GEN1 | Landfill Gas | IC |  | S | X | X | Zonal | Zonal | 0.8 | 0.98 | 0.8 | 0.8 | 0.5 | N |  |  | OP | X | 6 | 1992 |  |  | N | IPP Non-CHP | 2 | X | LFG | [9 empty] | N |  |  | 1H | [23 empty] | N | N | N
54843 | WM Illinois Renewable Energy LLC | 54659 | Kankakee Gas Recovery | IL | Kankakee | GEN2 | Landfill Gas | IC |  | S | X | X | Zonal | Zonal | 0.8 | 0.98 | 0.8 | 0.8 | 0.5 | N |  |  | OP | X | 6 | 1992 |  |  | N | IPP Non-CHP | 2 | X | LFG | [9 empty] | N |  |  | 1H | [23 empty] | N | N | N
54843 | WM Illinois Renewable Energy LLC | 54662 | Woodland Landfill Gas Recovery | IL | Kane | GEN1 | Landfill Gas | IC |  | S | X | X | Zonal | Zonal | 0.8 | 0.98 | 0.8 | 0.8 | 0.5 | N |  |  | OP | X | 5 | 1992 |  |  | N | IPP Non-CHP | 2 | X | LFG | [9 empty] | N |  |  | 1H | [23 empty] | N | N | N
54843 | WM Illinois Renewable Energy LLC | 54662 | Woodland Landfill Gas Recovery | IL | Kane | GEN2 | Landfill Gas | IC |  | S | X | X | Zonal | Zonal | 0.8 | 0.98 | 0.8 | 0.8 | 0.5 | N |  |  | OP | X | 5 | 1992 |  |  | N | IPP Non-CHP | 2 | X | LFG | [9 empty] | N |  |  | 1H | [23 empty] | N | N | N
54843 | WM Illinois Renewable Energy LLC | 54662 | Woodland Landfill Gas Recovery | IL | Kane | GEN3 | Landfill Gas | IC |  | S | X | X | Zonal | Zonal | 1.6 | 0.98 | 1.6 | 1.6 | 0.8 | N |  |  | OP | X | 5 | 2010 |  |  | N | IPP Non-CHP | 2 | X | LFG | [9 empty] | N |  |  | 1H | [23 empty] | N | N | N
54843 | WM Illinois Renewable Energy LLC | 54662 | Woodland Landfill Gas Recovery | IL | Kane | GEN4 | Landfill Gas | IC |  | S | X | X |  |  | 1.6 | 0.98 | 1.6 | 1.6 | 0.8 | N |  |  | OP | X | 5 | 2010 |  |  | N | IPP Non-CHP | 2 | X | LFG | [9 empty] | N |  |  | 1H | [23 empty] | N | N | N
21148 | Zapco Energy Tactics Corp | 54781 | Suffolk Energy Partners LP | VA | Suffolk City | SU1 | Landfill Gas | IC |  | W | X | X |  |  | 0.8 | 0.8 | 0.7 | 0.7 | 0.6 | N |  |  | OP | X | 11 | 1994 |  |  | N | IPP Non-CHP | 2 | X | LFG | [12 empty] | 10M | [23 empty] | N
21148 | Zapco Energy Tactics Corp | 54781 | Suffolk Energy Partners LP | VA | Suffolk City | SU2 | Landfill Gas | IC |  | W | X | X |  |  | 0.8 | 0.8 | 0.7 | 0.7 | 0.6 | N |  |  | OP | X | 11 | 1994 |  |  | N | IPP Non-CHP | 2 | X | LFG | [9 empty] | N | N |  | 10M | [23 empty] | N
21148 | Zapco Energy Tactics Corp | 54781 | Suffolk Energy Partners LP | VA | Suffolk City | SU3 | Landfill Gas | IC |  | W | X | X |  |  | 0.8 | 0.8 | 0.7 | 0.7 | 0.6 | N |  |  | OP | X | 11 | 1994 |  |  | N | IPP Non-CHP | 2 | X | LFG | [9 empty] | N | N |  | 10M | [23 empty] | N
21148 | Zapco Energy Tactics Corp | 54781 | Suffolk Energy Partners LP | VA | Suffolk City | SU4 | Landfill Gas | IC |  | W | X | X | test | test | 0.8 | 0.8 | 0.7 | 0.7 | 0.6 | N |  |  | OP | X | 11 | 1994 |  |  | N | IPP Non-CHP | 2 | X | LFG | [9 empty] | N | N |  | 10M | [23 empty] | N
19876 | Virginia Electric & Power Co | 54844 | Gordonsville Energy LP | VA | Louisa | GOR3 | Natural Gas Fired Combined Cycle | CA | G782 | S | Y | X |  |  | 53 | 0.9 | 40.6 | 50.7 | 33 | N |  |  | OP | X | 3 | 1994 |  |  | N | Electric Utility | 1 | X | NG | DFO | [8 empty] | N |  |  | 12H | [23 empty] | Y | N | N
19876 | Virginia Electric & Power Co | 54844 | Gordonsville Energy LP | VA | Louisa | GOR4 | Natural Gas Fired Combined Cycle | CA | G783 | S | Y | X |  |  | 53 | 0.9 | 40.6 | 50.7 | 33 | N |  |  | OP | X | 3 | 1994 |  |  | N | Electric Utility | 1 | X | NG | DFO | [8 empty] | N |  |  | 12H | [23 empty] | Y |  | N
18194 | STS Hydropower Ltd | 54969 | Dixon Hydroelectric Dam | IL | Lee | 1 | Conventional Hydroelectric | HY |  | S | X | X |  |  | 0.6 | 0.9 | 0.6 | 0.6 | 0.1 | N |  |  | OP | X | 6 | 1925 |  |  | N | IPP Non-CHP | 2 | X | WAT | [11 empty] | 0 | 10M
18194 | STS Hydropower Ltd | 54969 | Dixon Hydroelectric Dam | IL | Lee | 2 | Conventional Hydroelectric | HY |  | S | X | X |  |  | 0.6 | 0.9 | 0.6 | 0.6 | 0.1 | N |  |  | OP | X | 6 | 1925 |  |  | N | IPP Non-CHP | 2 | X | WAT | [11 empty] | 0 | 10M
18194 | STS Hydropower Ltd | 54969 | Dixon Hydroelectric Dam | IL | Lee | 3 | Conventional Hydroelectric | HY |  | S | X | X |  |  | 0.6 | 0.9 | 0.6 | 0.6 | 0.1 | N |  |  | OP | X | 6 | 1925 |  |  | N | IPP Non-CHP | 2 | X | WAT | [11 empty] | 0 | 10M
18194 | STS Hydropower Ltd | 54969 | Dixon Hydroelectric Dam | IL | Lee | 4 | Conventional Hydroelectric | HY |  | S | X | X |  |  | 0.6 | 0.9 | 0.6 | 0.6 | 0.1 | N |  |  | OP | X | 6 | 1925 |  |  | N | IPP Non-CHP | 2 | X | WAT | [11 empty] | 0 | 10M
18194 | STS Hydropower Ltd | 54969 | Dixon Hydroelectric Dam | IL | Lee | 5 | Conventional Hydroelectric | HY |  | S | X | X |  |  | 0.6 | 0.9 | 0.6 | 0.6 | 0.1 | N |  |  | OP | X | 6 | 1925 |  |  | N | IPP Non-CHP | 2 | X | WAT | [11 empty] | 0 | 10M
54843 | WM Illinois Renewable Energy LLC | 55014 | Greene Valley Gas Recovery | IL | DuPage | GEN1 | Landfill Gas | GT |  | S | X | X | Zonal | Zonal | 3.3 | 0.98 | 2.9 | 3.3 | 1 | N |  |  | OP | X | 5 | 1996 |  |  | N | IPP Non-CHP | 2 | X | LFG | [9 empty] | N |  |  | 1H | [23 empty] | N | N | N
54843 | WM Illinois Renewable Energy LLC | 55014 | Greene Valley Gas Recovery | IL | DuPage | GEN2 | Landfill Gas | GT |  | S | X | X | Zonal | Zonal | 3.3 | 0.98 | 2.9 | 3.3 | 1 | N |  |  | OP | X | 5 | 1996 |  |  | N | IPP Non-CHP | 2 | X | LFG | [9 empty] | N |  |  | 1H | [23 empty] | N | N | N
57230 | MM Prince William Energy LLC | 55156 | MM Prince William Energy | VA | Prince William | UNT1 | Landfill Gas | IC |  | S | X | X |  |  | 0.9 | 0.98 | 0.9 | 0.9 | 0.7 | N |  |  | OP | X | 11 | 1998 |  |  | N | IPP Non-CHP | 2 | X | LFG | [9 empty] | N | N |  | 1H | [23 empty] | N
57230 | MM Prince William Energy LLC | 55156 | MM Prince William Energy | VA | Prince William | UNT2 | Landfill Gas | IC |  | S | X | X |  |  | 0.9 | 0.98 | 0.9 | 0.9 | 0.7 | N |  |  | OP | X | 11 | 1998 |  |  | N | IPP Non-CHP | 2 | X | LFG | [9 empty] | N | N |  | 1H | [23 empty] | N
57230 | MM Prince William Energy LLC | 55156 | MM Prince William Energy | VA | Prince William | UNT3 | Landfill Gas | IC |  | S | X | X |  |  | 1.6 | 0.98 | 1.6 | 1.6 | 0.8 | N |  |  | OP | X | 10 | 2013 |  |  | N | IPP Non-CHP | 2 | X | LFG | [9 empty] | N | N |  | 10M | [23 empty] | N
57230 | MM Prince William Energy LLC | 55156 | MM Prince William Energy | VA | Prince William | UNT4 | Landfill Gas | IC |  | S | X | X |  |  | 1.6 | 0.98 | 1.6 | 1.6 | 0.8 | N |  |  | OP | X | 10 | 2013 |  |  | N | IPP Non-CHP | 2 | X | LFG | [9 empty] | N | N |  | 10M | [23 empty] | N
57230 | MM Prince William Energy LLC | 55156 | MM Prince William Energy | VA | Prince William | UNT5 | Landfill Gas | IC |  | S | X | X |  |  | 1.6 | 0.98 | 1.6 | 1.6 | 0.8 | N |  |  | OP | X | 10 | 2013 |  |  | N | IPP Non-CHP | 2 | X | LFG | [9 empty] | N | N |  | 10M | [23 empty] | N
7011 | Gas Recovery Services-IL Inc | 55592 | Mallard Lake Electric | IL | DuPage | 1 | Landfill Gas | CT | CC1 | S | X | Y |  |  | 5 | 0.98 | 3.8 | 4.2 | 3.7 | N |  |  | OP | X | 10 | 1997 | 2 | 2018 | N | IPP Non-CHP | 2 | X | LFG | [12 empty] | 1H | [23 empty] | N
7011 | Gas Recovery Services-IL Inc | 55592 | Mallard Lake Electric | IL | DuPage | 2 | Landfill Gas | CT | CC1 | S | X | Y |  |  | 5 | 0.98 | 3.8 | 4.2 | 3.7 | N |  |  | OP | X | 10 | 1997 | 2 | 2018 | N | IPP Non-CHP | 2 | X | LFG | [12 empty] | 1H | [23 empty] | N
7011 | Gas Recovery Services-IL Inc | 55592 | Mallard Lake Electric | IL | DuPage | 4 | Landfill Gas | CA | CC1 | S | Y | X |  |  | 10 | 0.98 | 7.6 | 8.4 | 7.4 | N |  |  | OP | X | 10 | 1997 | 2 | 2018 | N | IPP Non-CHP | 2 | X | LFG | [5 empty] | DFO | [6 empty] | 1H | [23 empty] | N
6715 | City of Franklin - (VA) | 55953 | Pretlow | VA | Southampton | 1 | Petroleum Liquids | IC |  | S | X | X |  |  | 1.6 | 0.8 | 1.6 | 1.6 | 0.5 | N |  |  | OP | X | 4 | 2001 |  |  | N | Electric Utility | 1 | X | DFO | [9 empty] | N | N |  | 10M | [23 empty] | N
6715 | City of Franklin - (VA) | 55953 | Pretlow | VA | Southampton | 2 | Petroleum Liquids | IC |  | S | X | X |  |  | 1.6 | 0.8 | 1.6 | 1.6 | 0.5 | N |  |  | OP | X | 4 | 2001 |  |  | N | Electric Utility | 1 | X | DFO | [9 empty] | N | N |  | 10M | [23 empty] | N
6715 | City of Franklin - (VA) | 55954 | Downtown | VA | Southampton | 1 | Petroleum Liquids | IC |  | S | X | X |  |  | 1.6 | 0.8 | 1.6 | 1.6 | 0.5 | N |  |  | OP | X | 11 | 1992 |  |  | N | Electric Utility | 1 | X | DFO | [9 empty] | N | N |  | 10M | [23 empty] | N | N | N
6715 | City of Franklin - (VA) | 55954 | Downtown | VA | Southampton | 2 | Petroleum Liquids | IC |  | S | X | X |  |  | 1.6 | 0.8 | 1.6 | 1.6 | 0.5 | N |  |  | OP | X | 11 | 1992 |  |  | N | Electric Utility | 1 | X | DFO | [9 empty] | N | N |  | 10M | [23 empty] | N | N | N
8198 | City of Harrisonburg - (VA) | 56004 | Mount Clinton | VA | Rockingham | D-2 | Petroleum Liquids | IC |  | S | X | X |  |  | 2 | 0.8 | 2 | 2 | 0.5 | N |  |  | OP | X | 9 | 2002 |  |  | N | Electric Utility | 1 | X | DFO | [9 empty] | N | N |  | 10M | [23 empty] | N | N | N
8198 | City of Harrisonburg - (VA) | 56004 | Mount Clinton | VA | Rockingham | D-3 | Petroleum Liquids | IC |  | S | X | X |  |  | 2 | 0.8 | 2 | 2 | 0.5 | N |  |  | OP | X | 9 | 2002 |  |  | N | Electric Utility | 1 | X | DFO | [9 empty] | N | N |  | 10M | [23 empty] | N | N | N
8198 | City of Harrisonburg - (VA) | 56004 | Mount Clinton | VA | Rockingham | D-5 | Petroleum Liquids | IC |  | S | X | X |  |  | 2 | 0.8 | 2 | 2 | 0.5 | N |  |  | OP | X | 4 | 2004 |  |  | N | Electric Utility | 1 | X | DFO | [9 empty] | N | N |  | 10M | [23 empty] | N | N | N
8198 | City of Harrisonburg - (VA) | 56004 | Mount Clinton | VA | Rockingham | D-7 | Petroleum Liquids | IC |  | S | X | X |  |  | 2 | 0.8 | 2 | 2 | 0.5 | N |  |  | OP | X | 11 | 2009 |  |  | N | Electric Utility | 1 | X | DFO | [9 empty] | N | N |  | 10M | [23 empty] | N | N | N
8198 | City of Harrisonburg - (VA) | 56004 | Mount Clinton | VA | Rockingham | D-8 | Petroleum Liquids | IC |  | S | X | X |  |  | 2 | 0.8 | 2 | 2 | 0.5 | N |  |  | OP | X | 11 | 2009 |  |  | N | Electric Utility | 1 | X | DFO | [9 empty] | N | N |  | 10M | [23 empty] | N | N | N
8198 | City of Harrisonburg - (VA) | 56004 | Mount Clinton | VA | Rockingham | MC-1 | Petroleum Liquids | GT |  | S | X | X |  |  | 14 | 0.8 | 9 | 12 | 0.5 | N |  |  | OP | X | 5 | 1999 |  |  | N | Electric Utility | 1 | X | DFO | [9 empty] | N | N |  | 1H | [23 empty] | N | N | N
8198 | City of Harrisonburg - (VA) | 56005 | Pleasant Valley (VA) | VA | Rockingham | D-4 | Petroleum Liquids | IC |  | S | X | X |  |  | 2 | 0.8 | 2 | 2 | 0.5 | N |  |  | OP | X | 9 | 2002 |  |  | N | Electric Utility | 1 | X | DFO | [9 empty] | N | N |  | 10M | [23 empty] | N | N | N
8198 | City of Harrisonburg - (VA) | 56005 | Pleasant Valley (VA) | VA | Rockingham | D-6 | Petroleum Liquids | IC |  | S | X | X |  |  | 2 | 0.8 | 2 | 2 | 0.5 | N |  |  | OP | X | 9 | 2006 |  |  | N | Electric Utility | 1 | X | DFO | [9 empty] | N | N |  | 10M | [23 empty] | N | N | N
8198 | City of Harrisonburg - (VA) | 56005 | Pleasant Valley (VA) | VA | Rockingham | PV-1 | Petroleum Liquids | GT |  | S | X | X |  |  | 16.5 | 0.8 | 9 | 13 | 0.5 | N |  |  | OP | X | 4 | 1997 |  |  | N | Electric Utility | 1 | X | DFO | [9 empty] | N | N |  | 1H | [23 empty] | N | N | N
7100 | Village of Genoa - (OH) | 56181 | Genoa Diesel Generating Station | OH | Ottawa | 1 | Petroleum Liquids | IC |  | S | X | X |  |  | 2 | 0.8 | 2 | 2 | 2 | N |  |  | OP | X | 12 | 2004 |  |  | N | Electric Utility | 1 | X | DFO | [9 empty] | N | N |  | 10M | [23 empty] | N
7100 | Village of Genoa - (OH) | 56181 | Genoa Diesel Generating Station | OH | Ottawa | 2 | Petroleum Liquids | IC |  | S | X | X |  |  | 2 | 0.8 | 2 | 2 | 2 | N |  |  | OP | X | 12 | 2004 |  |  | N | Electric Utility | 1 | X | DFO | [9 empty] | N | N |  | 10M | [23 empty] | N
7100 | Village of Genoa - (OH) | 56181 | Genoa Diesel Generating Station | OH | Ottawa | 3 | Petroleum Liquids | IC |  | S | X | X |  |  | 2 | 0.8 | 2 | 2 | 2 | N |  |  | OP | X | 12 | 2004 |  |  | N | Electric Utility | 1 | X | DFO | [9 empty] | N | N |  | 10M | [23 empty] | N
40577 | American Mun Power-Ohio, Inc | 56226 | Bowling Green Wind | OH | Wood | 1 | Onshore Wind Turbine | WT |  | W | X | X |  |  | 1.8 |  | 1.8 | 1.8 | 1.8 | N |  |  | OP | X | 12 | 2004 |  |  | N | Electric Utility | 1 | X | WND | [9 empty] | N | N | 1 | [24 empty] | N
40577 | American Mun Power-Ohio, Inc | 56226 | Bowling Green Wind | OH | Wood | 2 | Onshore Wind Turbine | WT |  | W | X | X |  |  | 1.8 |  | 1.8 | 1.8 | 1.8 | N |  |  | OP | X | 11 | 2003 |  |  | N | Electric Utility | 1 | X | WND | [9 empty] | N | N | 1 | [24 empty] | N
40577 | American Mun Power-Ohio, Inc | 56226 | Bowling Green Wind | OH | Wood | 3 | Onshore Wind Turbine | WT |  | W | X | X |  |  | 1.8 |  | 1.8 | 1.8 | 1.8 | N |  |  | OP | X | 11 | 2003 |  |  | N | Electric Utility | 1 | X | WND | [9 empty] | N | N | 1 | [24 empty] | N
40577 | American Mun Power-Ohio, Inc | 56226 | Bowling Green Wind | OH | Wood | 4 | Onshore Wind Turbine | WT |  | W | X | X |  |  | 1.8 |  | 1.8 | 1.8 | 1.8 | N |  |  | OP | X | 11 | 2004 |  |  | N | Electric Utility | 1 | X | WND | [9 empty] | N | N | 1 | [24 empty] | N
5580 | East Kentucky Power Coop, Inc | 56277 | Bavarian LFGTE | KY | Boone | 1 | Landfill Gas | IC |  | S | X | X |  |  | 0.8 | 0.8 | 0.8 | 0.8 | 0.1 | N |  |  | OP | X | 9 | 2003 |  |  | N | Electric Utility | 1 | X | LFG | [9 empty] | N | N |  | 10M | [23 empty] | N | N | N
5580 | East Kentucky Power Coop, Inc | 56277 | Bavarian LFGTE | KY | Boone | 2 | Landfill Gas | IC |  | S | X | X |  |  | 0.8 | 0.8 | 0.8 | 0.8 | 0.1 | N |  |  | OP | X | 9 | 2003 |  |  | N | Electric Utility | 1 | X | LFG | [9 empty] | N | N |  | 10M | [23 empty] | N | N | N
5580 | East Kentucky Power Coop, Inc | 56277 | Bavarian LFGTE | KY | Boone | 3 | Landfill Gas | IC |  | S | X | X |  |  | 0.8 | 0.8 | 0.8 | 0.8 | 0.1 | N |  |  | OP | X | 9 | 2003 |  |  | N | Electric Utility | 1 | X | LFG | [9 empty] | N | N |  | 10M | [23 empty] | N | N | N
5580 | East Kentucky Power Coop, Inc | 56277 | Bavarian LFGTE | KY | Boone | 4 | Landfill Gas | IC |  | S | X | X |  |  | 0.8 | 0.8 | 0.8 | 0.8 | 0.1 | N |  |  | OP | X | 9 | 2003 |  |  | N | Electric Utility | 1 | X | LFG | [9 empty] | N | N |  | 10M | [23 empty] | N | N | N
5580 | East Kentucky Power Coop, Inc | 56277 | Bavarian LFGTE | KY | Boone | 5 | Landfill Gas | IC |  | S | X | X |  |  | 1.6 | 0.8 | 1.5 | 1.5 | 0.1 | N |  |  | OP | X | 10 | 2016 |  |  | N | Electric Utility | 1 | X | LFG | [9 empty] | N | N |  | 10M | [23 empty] | N | N | N
5580 | East Kentucky Power Coop, Inc | 56278 | Green Valley LFGTE | KY | Greenup | 1 | Landfill Gas | IC |  | S | X | X |  |  | 0.8 | 0.8 | 0.8 | 0.8 | 0.1 | N |  |  | OP | X | 9 | 2003 |  |  | N | Electric Utility | 1 | X | LFG | [9 empty] | N |  |  | 10M | [23 empty] | N
5580 | East Kentucky Power Coop, Inc | 56278 | Green Valley LFGTE | KY | Greenup | 2 | Landfill Gas | IC |  | S | X | X |  |  | 0.8 | 0.8 | 0.8 | 0.8 | 0.1 | N |  |  | OP | X | 9 | 2003 |  |  | N | Electric Utility | 1 | X | LFG | [9 empty] | N | N |  | 10M | [23 empty] | N | N | N
5580 | East Kentucky Power Coop, Inc | 56278 | Green Valley LFGTE | KY | Greenup | 3 | Landfill Gas | IC |  | S | X | X |  |  | 0.8 | 0.8 | 0.8 | 0.8 | 0.1 | N |  |  | OP | X | 9 | 2003 |  |  | N | Electric Utility | 1 | X | LFG | [9 empty] | N | N |  | 10M | [23 empty] | N | N | N
5580 | East Kentucky Power Coop, Inc | 56279 | Laurel Ridge LFGTE | KY | Laurel | 1 | Landfill Gas | IC |  | S | X | X |  |  | 0.8 | 0.8 | 0.8 | 0.8 | 0.1 | N |  |  | OP | X | 9 | 2003 |  |  | N | Electric Utility | 1 | X | LFG | [9 empty] | N | N |  | 10M | [23 empty] | N | N | N
5580 | East Kentucky Power Coop, Inc | 56279 | Laurel Ridge LFGTE | KY | Laurel | 2 | Landfill Gas | IC |  | S | X | X |  |  | 0.8 | 0.8 | 0.8 | 0.8 | 0.1 | N |  |  | OP | X | 9 | 2003 |  |  | N | Electric Utility | 1 | X | LFG | [9 empty] | N | N |  | 10M | [23 empty] | N | N | N
5580 | East Kentucky Power Coop, Inc | 56279 | Laurel Ridge LFGTE | KY | Laurel | 3 | Landfill Gas | IC |  | S | X | X |  |  | 0.8 | 0.8 | 0.8 | 0.8 | 0.1 | N |  |  | OP | X | 9 | 2003 |  |  | N | Electric Utility | 1 | X | LFG | [9 empty] | N | N |  | 10M | [23 empty] | N | N | N
5580 | East Kentucky Power Coop, Inc | 56279 | Laurel Ridge LFGTE | KY | Laurel | 4 | Landfill Gas | IC |  | S | X | X |  |  | 0.8 | 0.8 | 0.8 | 0.8 | 0.1 | N |  |  | OP | X | 9 | 2003 |  |  | N | Electric Utility | 1 | X | LFG | [9 empty] | N | N |  | 10M | [23 empty] | N | N | N
5580 | East Kentucky Power Coop, Inc | 56279 | Laurel Ridge LFGTE | KY | Laurel | 5 | Landfill Gas | IC |  | S | X | X |  |  | 0.8 | 0.8 | 0.8 | 0.8 | 0.1 | N |  |  | OP | X | 2 | 2006 |  |  | N | Electric Utility | 1 | X | LFG | [9 empty] | N | N |  | 10M | [23 empty] | N | N | N
5580 | East Kentucky Power Coop, Inc | 56280 | Hardin County LFGTE | KY | Hardin | 1 | Landfill Gas | IC |  | S | X | X |  |  | 0.8 | 0.8 | 0.8 | 0.8 | 0.1 | N |  |  | OP | X | 1 | 2006 |  |  | N | Electric Utility | 1 | X | LFG | [9 empty] | N | N |  | 10M | [23 empty] | N | N | N
5580 | East Kentucky Power Coop, Inc | 56280 | Hardin County LFGTE | KY | Hardin | 2 | Landfill Gas | IC |  | S | X | X |  |  | 0.8 | 0.8 | 0.8 | 0.8 | 0.1 | N |  |  | OP | X | 1 | 2006 |  |  | N | Electric Utility | 1 | X | LFG | [9 empty] | N | N |  | 10M | [23 empty] | N | N | N
5580 | East Kentucky Power Coop, Inc | 56280 | Hardin County LFGTE | KY | Hardin | 3 | Landfill Gas | IC |  | S | X | X |  |  | 0.8 | 0.8 | 0.8 | 0.8 | 0.1 | N |  |  | OP | X | 1 | 2006 |  |  | N | Electric Utility | 1 | X | LFG | [9 empty] | N | N |  | 10M | [23 empty] | N | N | N
5580 | East Kentucky Power Coop, Inc | 56327 | Pendleton County LFGTE | KY | Pendleton | 1 | Landfill Gas | IC |  | S | X | X |  |  | 0.8 | 0.8 | 0.8 | 0.8 | 0.1 | N |  |  | OP | X | 2 | 2007 |  |  | N | Electric Utility | 1 | X | LFG | [9 empty] | N | N |  | 10M | [23 empty] | N | N | N
5580 | East Kentucky Power Coop, Inc | 56327 | Pendleton County LFGTE | KY | Pendleton | 2 | Landfill Gas | IC |  | S | X | X |  |  | 0.8 | 0.8 | 0.8 | 0.8 | 0.1 | N |  |  | OP | X | 2 | 2007 |  |  | N | Electric Utility | 1 | X | LFG | [9 empty] | N | N |  | 10M | [23 empty] | N |  | N
5580 | East Kentucky Power Coop, Inc | 56327 | Pendleton County LFGTE | KY | Pendleton | 3 | Landfill Gas | IC |  | S | X | X |  |  | 0.8 | 0.8 | 0.8 | 0.8 | 0.1 | N |  |  | OP | X | 2 | 2007 |  |  | N | Electric Utility | 1 | X | LFG | [9 empty] | N | N |  | 10M | [23 empty] | N | N | N
5580 | East Kentucky Power Coop, Inc | 56327 | Pendleton County LFGTE | KY | Pendleton | 4 | Landfill Gas | IC |  | S | X | X |  |  | 0.8 | 0.8 | 0.8 | 0.8 | 0.1 | N |  |  | OP | X | 2 | 2007 |  |  | N | Electric Utility | 1 | X | LFG | [9 empty] | N | N |  | 10M | [23 empty] | N | N | N
4794 | City of Danville - (VA) | 56363 | Danville New Design Plant | VA | Danville City | GEN 1 | Petroleum Liquids | IC |  | S | X | X |  |  | 1.8 | 0.9 | 1.2 | 1.2 | 0.5 | N |  |  | OA | X | 7 | 2005 |  |  | N | Electric Utility | 1 | X | DFO | [9 empty] | N | N |  | 1H | [23 empty] | N | N | N
4794 | City of Danville - (VA) | 56364 | Danville Kentuck Road Plant | VA | Pittsylvania | GEN 1 | Petroleum Liquids | IC |  | S | X | X |  |  | 1.8 | 0.9 | 1.2 | 1.2 | 0.5 | N |  |  | OA | X | 7 | 2005 |  |  | N | Electric Utility | 1 | X | DFO | [9 empty] | N | N |  | 1H | [23 empty] | N
4794 | City of Danville - (VA) | 56365 | Danville Westover Plant | VA | Danville City | GEN1 | Petroleum Liquids | IC |  | S | X | X | N/A | N/A | 1.8 | 0.9 | 1.2 | 1.2 | 0.5 | N |  |  | OA | X | 7 | 2005 |  |  | N | Electric Utility | 1 | X | DFO | [9 empty] | N | N |  | 1H |  |  |  |  | N | [18 empty] | N | N | N
4619 | Town of Culpeper- (VA) | 56367 | Electric Avenue Facility | VA | Culpeper | 1 | Petroleum Liquids | IC |  | S | X | X |  |  | 1.8 | 0.8 | 1.8 | 1.8 | 1.8 | N |  |  | OP | X | 12 | 2004 |  |  | N | Electric Utility | 1 | X | DFO | [9 empty] | N |  |  | 10M | [23 empty] | N
4619 | Town of Culpeper- (VA) | 56367 | Electric Avenue Facility | VA | Culpeper | 2 | Petroleum Liquids | IC |  | S | X | X |  |  | 1.8 | 0.8 | 1.8 | 1.8 | 1.8 | N |  |  | OP | X | 12 | 2004 |  |  | N | Electric Utility | 1 | X | DFO | [9 empty] | N |  |  | 10M | [23 empty] | N
4619 | Town of Culpeper- (VA) | 56367 | Electric Avenue Facility | VA | Culpeper | 3 | Petroleum Liquids | IC |  | S | X | X |  |  | 1.8 | 0.8 | 1.8 | 1.8 | 1.8 | N |  |  | OP | X | 12 | 2004 |  |  | N | Electric Utility | 1 | X | DFO | [9 empty] | N |  |  | 10M | [23 empty] | N
4619 | Town of Culpeper- (VA) | 56367 | Electric Avenue Facility | VA | Culpeper | 4 | Petroleum Liquids | IC |  | S | X | X |  |  | 1.5 | 0.8 | 1.5 | 1.5 | 1 | N |  |  | SB | Y | 2 | 1997 |  |  | N | Electric Utility | 1 | X | DFO | [9 empty] | N |  |  | 10M | [23 empty] | N
11560 | City of Manassas - (VA) | 56368 | Water Treatment Plant Generators | VA | Prince William | WP1 | Petroleum Liquids | IC |  | S | X | X |  |  | 1.8 | 0.8 | 1.7 | 1.7 | 0.3 | N |  |  | OP | X | 4 | 2007 |  |  | N | Electric Utility | 1 | X | DFO | [9 empty] | N | N |  | 10M | [23 empty] | N | N | N
60540 | 31st Street Energy LLC | 56417 | Westchester Gas Recovery | IL | Cook | W1 | Landfill Gas | IC |  | W | X | X |  |  | 1.8 | 0.9 | 1.8 | 1.8 | 1.8 | N |  |  | OP | X | 9 | 2004 |  |  | N | IPP Non-CHP | 2 | X | LFG | [9 empty] | N | N |  | 1H | [23 empty] | N | N
60540 | 31st Street Energy LLC | 56417 | Westchester Gas Recovery | IL | Cook | W2 | Landfill Gas | IC |  | W | X | X |  |  | 1.8 | 0.9 | 1.8 | 1.8 | 1.8 | N |  |  | OP | X | 9 | 2004 |  |  | N | IPP Non-CHP | 2 | X | LFG | [9 empty] | N | N |  | 1H | [23 empty] | N | N
54808 | Sexton Energy LLC | 56418 | Des Plaines Gas Recovery | IL | Cook | DP1 | Landfill Gas | IC |  | W | X | X |  |  | 1.8 | 0.9 | 1.8 | 1.8 | 1.8 | N |  |  | OS | X | 10 | 2004 |  |  | N | IPP Non-CHP | 2 | X | LFG | [9 empty] | N | N |  | 1H | [23 empty] | N | N
54808 | Sexton Energy LLC | 56418 | Des Plaines Gas Recovery | IL | Cook | DP2 | Landfill Gas | IC |  | W | X | X |  |  | 1.8 | 0.9 | 1.8 | 1.8 | 1.8 | N |  |  | OS | X | 10 | 2004 |  |  | N | IPP Non-CHP | 2 | X | LFG | [9 empty] | N | N |  | 1H | [23 empty] | N | N
60539 | Will County Energy LLC | 56419 | Beecher Gas Recovery | IL | Will | B1 | Landfill Gas | IC |  | W | X | X |  |  | 1.1 | 0.9 | 1.1 | 1.1 | 1.1 | N |  |  | OP | X | 6 | 2006 |  |  | N | IPP Non-CHP | 2 | X | LFG | [9 empty] | N | N |  | 1H | [23 empty] | N | N
60539 | Will County Energy LLC | 56419 | Beecher Gas Recovery | IL | Will | B2 | Landfill Gas | IC |  | W | X | X |  |  | 1.1 | 0.9 | 1.1 | 1.1 | 1.1 | N |  |  | OP | X | 6 | 2006 |  |  | N | IPP Non-CHP | 2 | X | LFG | [9 empty] | N | N |  | 1H | [23 empty] | N | N
60539 | Will County Energy LLC | 56419 | Beecher Gas Recovery | IL | Will | B3 | Landfill Gas | IC |  | W | X | X |  |  | 1.1 | 0.9 | 1.1 | 1.1 | 1.1 | N |  |  | OP | X | 10 | 2008 |  |  | N | IPP Non-CHP | 2 | X | LFG | [9 empty] | N | N |  | 1H | [23 empty] | N | N
4065 | City of Columbus - (OH) | 56420 | Renick Run Pumping Station 03-04 | OH | Franklin | 0003 | Petroleum Liquids | IC |  | S | X | X |  |  | 1.4 | 0.8 | 1.1 | 1.1 | 0.1 | N |  |  | OP | X | 9 | 2006 |  |  | N | Electric Utility | 1 | X | DFO | [9 empty] | N | N |  | 10M | [23 empty] | N
4065 | City of Columbus - (OH) | 56420 | Renick Run Pumping Station 03-04 | OH | Franklin | 0004 | Petroleum Liquids | IC |  | S | X | X |  |  | 1.4 | 0.8 | 1.1 | 1.1 | 0.1 | N |  |  | OP | X | 9 | 2006 |  |  | N | Electric Utility | 1 | X | DFO | [9 empty] | N | N |  | 10M | [23 empty] | N
4065 | City of Columbus - (OH) | 56421 | PS ST-8 Engine No 1 | OH | Franklin | 0005 | Petroleum Liquids | IC |  | S | X | X |  |  | 2 | 0.8 | 1.8 | 1.8 | 0.1 | N |  |  | OP | X | 1 | 2008 |  |  | N | Electric Utility | 1 | X | DFO | [9 empty] | N | N |  | 10M | [23 empty] | N
4065 | City of Columbus - (OH) | 56422 | ST-1/1A Engine No 1 | OH | Franklin | 0006 | Petroleum Liquids | IC |  | S | X | X |  |  | 1.3 | 0.8 | 1.1 | 1.1 | 0.1 | N |  |  | OP | X | 1 | 2008 |  |  | N | Electric Utility | 1 | X | DFO | [9 empty] | N | N |  | 10M | [23 empty] | N | N
4065 | City of Columbus - (OH) | 56423 | Dodge Park Engine No 1 | OH | Franklin | 0007 | Petroleum Liquids | IC |  | S | X | X |  |  | 2 | 0.8 | 1.8 | 1.8 | 0.1 | N |  |  | OP | X | 1 | 2008 |  |  | N | Electric Utility | 1 | X | DFO | [9 empty] | N | N |  | 10M | [23 empty] | N
7096 | City of Geneva- (IL) | 56462 | Geneva Generation Facility | IL | Kane | GEN 1 | Natural Gas Internal Combustion Engine | IC |  | S | X | X | 33092303 | 33092303 | 5.9 | 0.8 | 5.4 | 5.8 | 1.5 | N |  |  | OP | X | 6 | 2005 |  |  | N | Electric Utility | 1 | X | NG | [9 empty] | N | N |  | 12H | [23 empty] | N | N | N
7096 | City of Geneva- (IL) | 56462 | Geneva Generation Facility | IL | Kane | GEN 2 | Natural Gas Internal Combustion Engine | IC |  | S | X | X | 33092303 | 33092303 | 5.9 | 0.8 | 5.4 | 5.8 | 1.5 | N |  |  | OP | X | 6 | 2005 |  |  | N | Electric Utility | 1 | X | NG | [9 empty] | N | N |  | 12H | [23 empty] | N | N | N
7096 | City of Geneva- (IL) | 56462 | Geneva Generation Facility | IL | Kane | GEN 3 | Natural Gas Internal Combustion Engine | IC |  | S | X | X | 33092303 | 33092303 | 5.9 | 0.8 | 5.4 | 5.8 | 1.5 | N |  |  | OP | X | 6 | 2005 |  |  | N | Electric Utility | 1 | X | NG | [9 empty] | N | N |  | 12H | [23 empty] | N | N | N
7096 | City of Geneva- (IL) | 56462 | Geneva Generation Facility | IL | Kane | GEN 4 | Natural Gas Internal Combustion Engine | IC |  | S | X | X | 33092303 | 33092303 | 5.9 | 0.8 | 5.4 | 5.8 | 1.5 | N |  |  | OP | X | 6 | 2005 |  |  | N | Electric Utility | 1 | X | NG | [9 empty] | N | N |  | 12H | [23 empty] | N | N | N
7096 | City of Geneva- (IL) | 56462 | Geneva Generation Facility | IL | Kane | GEN 5 | Natural Gas Internal Combustion Engine | IC |  | S | X | X | 33092303 | 33092303 | 5.9 | 0.8 | 5.4 | 5.8 | 1.5 | N |  |  | OP | X | 6 | 2005 |  |  | N | Electric Utility | 1 | X | NG | [9 empty] | N | N |  | 12H | [23 empty] | N | N | N
11560 | City of Manassas - (VA) | 56491 | Dean Drive Area Electric Generators | VA | Manassas City | PG1 | Petroleum Liquids | IC |  | S | X | X |  |  | 1.6 | 0.8 | 1.6 | 1.6 | 0.3 | N |  |  | OP | X | 4 | 2007 |  |  | N | Electric Utility | 1 | X | DFO | [9 empty] | N | N |  | 10M | [23 empty] | N | N | N
11560 | City of Manassas - (VA) | 56491 | Dean Drive Area Electric Generators | VA | Manassas City | PG2 | Petroleum Liquids | IC |  | S | X | X |  |  | 1.6 | 0.8 | 1.6 | 1.6 | 0.3 | N |  |  | OP | X | 4 | 2007 |  |  | N | Electric Utility | 1 | X | DFO | [9 empty] | N | N |  | 10M | [23 empty] | N | N | N
57249 | EPP Renewable Energy | 56513 | Whitemarsh Central Utility Plant | PA | Montgomery | CGE | Natural Gas Internal Combustion Engine | IC |  | S | X | X |  |  | 1.6 | 0.8 | 1.6 | 1.6 | 0.8 | N |  |  | OP | X | 5 | 2007 |  |  | N | IPP Non-CHP | 2 | X | NG | [9 empty] | N | N |  | 12H | [23 empty] | N | N
16558 | City of Salem - (VA) | 56519 | Salem Electric Department | VA | Salem City | 1 | Petroleum Liquids | IC |  | S | X | X |  |  | 1.3 | 0.8 | 1.3 | 1.3 | 0.1 | N |  |  | SB | Y | 12 | 2007 |  |  | N | Electric Utility | 1 | X | DFO | [9 empty] | N | N |  | 10M | [23 empty] | N | N | N
61236 | Energy Developments, Inc II | 56850 | Lanchester Generating Station | PA | Lancaster | 1 | Landfill Gas | IC |  | S | X | X |  |  | 1.6 | 1 | 1.6 | 1.6 | 1.2 | N |  |  | OP | X | 12 | 2006 |  |  | N | IPP Non-CHP | 2 | X | LFG | [9 empty] | N | N |  | 1H | [23 empty] | N
61236 | Energy Developments, Inc II | 56850 | Lanchester Generating Station | PA | Lancaster | 2 | Landfill Gas | IC |  | S | X | X |  |  | 1.6 | 1 | 1.6 | 1.6 | 1.2 | N |  |  | OP | X | 8 | 2010 |  |  | N | IPP Non-CHP | 2 | X | LFG | [9 empty] | N | N |  | 1H | [23 empty] | N
59828 | Solid Waste Authority of Central Ohio | 56863 | Model Gas Power Station | OH | Franklin | 1 | Landfill Gas | IC |  | S | X | X |  |  | 1.4 | 0.95 | 1.4 | 1.4 |  | N |  |  | OS | X | 3 | 2001 |  |  | N | IPP Non-CHP | 2 | X | LFG | [9 empty] | N
59828 | Solid Waste Authority of Central Ohio | 56863 | Model Gas Power Station | OH | Franklin | 2 | Landfill Gas | IC |  | S | X | X |  |  | 1.4 | 0.95 | 1.4 | 1.4 |  | N |  |  | OS | X | 3 | 2001 |  |  | N | IPP Non-CHP | 2 | X | LFG | [9 empty] | N
55858 | Energy Developments Inc | 56871 | Zion Landfill Gas to Energy Facility | IL | Lake | 1 | Landfill Gas | IC |  | S | X | X |  |  | 1.4 | 0.95 | 1.4 | 1.4 | 0.7 | N |  |  | OP | X | 7 | 2002 |  |  | N | IPP Non-CHP | 2 | X | LFG | [10 empty] | N |  | 12H | [23 empty] | N | N
55858 | Energy Developments Inc | 56871 | Zion Landfill Gas to Energy Facility | IL | Lake | 2 | Landfill Gas | IC |  | S | X | X |  |  | 1.4 | 0.95 | 1.4 | 1.4 | 0.7 | N |  |  | OP | X | 7 | 2002 |  |  | N | IPP Non-CHP | 2 | X | LFG | [10 empty] | N |  | 12H | [23 empty] | N | N
55858 | Energy Developments Inc | 56871 | Zion Landfill Gas to Energy Facility | IL | Lake | 3 | Landfill Gas | IC |  | S | X | X |  |  | 1.4 | 0.95 | 1.4 | 1.4 | 0.7 | N |  |  | OP | X | 7 | 2002 |  |  | N | IPP Non-CHP | 2 | X | LFG | [10 empty] | N |  | 12H | [23 empty] | N | N
55858 | Energy Developments Inc | 56871 | Zion Landfill Gas to Energy Facility | IL | Lake | 4 | Landfill Gas | IC |  | S | X | X |  |  | 1.4 | 0.95 | 1.4 | 1.4 | 0.7 | N |  |  | OP | X | 7 | 2002 |  |  | N | IPP Non-CHP | 2 | X | LFG | [10 empty] | N |  | 12H | [23 empty] | N | N
55858 | Energy Developments Inc | 56871 | Zion Landfill Gas to Energy Facility | IL | Lake | 5 | Landfill Gas | IC |  | S | X | X |  |  | 1.4 | 0.95 | 1.4 | 1.4 | 0.7 | N |  |  | OP | X | 8 | 2007 |  |  | N | IPP Non-CHP | 2 | X | LFG | [10 empty] | N |  | 12H | [23 empty] | N | N
56610 | Calpine Vineland Solar LLC | 57081 | Calpine Vineland Solar LLC | NJ | Cumberland | CVS1 | Solar Photovoltaic | PV |  | S | X | X |  |  | 2.3 |  | 2.3 | 2.3 |  | N |  |  | OP | X | 8 | 2009 |  |  | N | IPP Non-CHP | 2 | X | SUN | [9 empty] | N | [26 empty] | N
56610 | Calpine Vineland Solar LLC | 57081 | Calpine Vineland Solar LLC | NJ | Cumberland | CVS2 | Solar Photovoltaic | PV |  | S | X | X |  |  | 1.8 |  | 1.8 | 1.8 |  | N |  |  | OP | X | 12 | 2009 |  |  | N | IPP Non-CHP | 2 | X | SUN | [9 empty] | N | [26 empty] | N
54842 | WM Renewable Energy LLC | 57170 | Suburban Landfill Gas Recovery | OH | Perry | GEN1 | Landfill Gas | IC |  | S | X | X | 045-019-029 | 045-019-029 | 0.8 | 0.98 | 0.8 | 0.8 | 0.5 | N |  |  | OP | X | 1 | 2011 |  |  | N | IPP Non-CHP | 2 | X | LFG | [12 empty] | 1H | [23 empty] | N | N | N
54842 | WM Renewable Energy LLC | 57170 | Suburban Landfill Gas Recovery | OH | Perry | GEN2 | Landfill Gas | IC |  | S | X | X | 045-019-029 | 045-019-029 | 0.8 | 0.98 | 0.8 | 0.8 | 0.5 | N |  |  | OP | X | 1 | 2011 |  |  | N | IPP Non-CHP | 2 | X | LFG | [12 empty] | 1H | [23 empty] | N | N | N
54842 | WM Renewable Energy LLC | 57170 | Suburban Landfill Gas Recovery | OH | Perry | GEN3 | Landfill Gas | IC |  | S | X | X | 045-019-029 | 045-019-029 | 0.8 | 0.98 | 0.8 | 0.8 | 0.5 | N |  |  | OP | X | 1 | 2011 |  |  | N | IPP Non-CHP | 2 | X | LFG | [12 empty] | 1H | [23 empty] | N | N | N
54842 | WM Renewable Energy LLC | 57170 | Suburban Landfill Gas Recovery | OH | Perry | GEN4 | Landfill Gas | IC |  | S | X | X | 045-019-029 | 045-019-029 | 0.8 | 0.98 | 0.8 | 0.8 | 0.5 | N |  |  | OP | X | 1 | 2011 |  |  | N | IPP Non-CHP | 2 | X | LFG | [12 empty] | 1H | [23 empty] | N | N | N
54842 | WM Renewable Energy LLC | 57170 | Suburban Landfill Gas Recovery | OH | Perry | GEN5 | Landfill Gas | IC |  | S | X | X | 045-019-029 | 045-019-029 | 0.8 | 0.98 | 0.8 | 0.8 | 0.5 | N |  |  | OP | X | 1 | 2011 |  |  | N | IPP Non-CHP | 2 | X | LFG | [9 empty] | N |  |  | 1H | [23 empty] | N | N | N
54842 | WM Renewable Energy LLC | 57170 | Suburban Landfill Gas Recovery | OH | Perry | GEN6 | Landfill Gas | IC |  | S | X | X | 045-019-029 | 045-019-029 | 0.8 | 0.98 | 0.8 | 0.8 | 0.5 | N |  |  | OP | X | 1 | 2011 |  |  | N | IPP Non-CHP | 2 | X | LFG | [9 empty] | N |  |  | 1H | [23 empty] | N | N | N
54842 | WM Renewable Energy LLC | 57170 | Suburban Landfill Gas Recovery | OH | Perry | GEN7 | Landfill Gas | IC |  | S | X | X | 045-019-029 | 045-019-029 | 0.8 | 0.98 | 0.8 | 0.8 | 0.5 | N |  |  | OP | X | 1 | 2011 |  |  | N | IPP Non-CHP | 2 | X | LFG | [9 empty] | N |  |  | 1H | [23 empty] | N | N | N
56583 | Wyandot Solar LLC | 57203 | Wyandot Solar Farm | OH | Wyandot | 1 | Solar Photovoltaic | PV |  | S | X | X |  |  | 10 |  | 10 | 10 |  | N |  |  | OP | X | 4 | 2010 |  |  | N | IPP Non-CHP | 2 | X | SUN | [9 empty] | N | [26 empty] | N
56702 | 510 REPP One LLC | 57363 | 510 REPP One | NC | Northampton | 1 | Solar Photovoltaic | PV |  | S | X | X |  |  | 1.3 |  | 1.3 | 1.3 |  | N |  |  | OP | X | 9 | 2014 |  |  | N | IPP Non-CHP | 2 | X | SUN | [9 empty] | N | N | [25 empty] | N
54842 | WM Renewable Energy LLC | 57406 | Prairie View IL | IL | Will | GEN1 | Landfill Gas | IC |  | S | X | X | Zonal | Zonal | 1.6 | 0.98 | 1.6 | 1.6 | 0.8 | N |  |  | OP | X | 12 | 2011 |  |  | N | IPP Non-CHP | 2 | X | LFG | [9 empty] | N |  |  | 1H | [23 empty] | N | N | N
54842 | WM Renewable Energy LLC | 57406 | Prairie View IL | IL | Will | GEN2 | Landfill Gas | IC |  | S | X | X | Zonal | Zonal | 1.6 | 0.98 | 1.6 | 1.6 | 0.8 | N |  |  | OP | X | 12 | 2011 |  |  | N | IPP Non-CHP | 2 | X | LFG | [9 empty] | N |  |  | 1H | [23 empty] | N | N | N
54842 | WM Renewable Energy LLC | 57406 | Prairie View IL | IL | Will | GEN3 | Landfill Gas | IC |  | S | X | X | Zonal | Zonal | 1.6 | 0.98 | 1.6 | 1.6 | 0.8 | N |  |  | OP | X | 12 | 2011 |  |  | N | IPP Non-CHP | 2 | X | LFG | [9 empty] | N |  |  | 1H | [23 empty] | N | N | N
57249 | EPP Renewable Energy | 57466 | Blue Ridge Landfill | PA | Franklin | GEN1 | Landfill Gas | IC |  | S | X | X |  |  | 1.6 | 0.8 | 1.6 | 1.6 | 0.8 | N |  |  | OP | X | 1 | 2013 |  |  | N | IPP Non-CHP | 2 | X | LFG | [9 empty] | N | N |  | 12H | [23 empty] | N
57249 | EPP Renewable Energy | 57466 | Blue Ridge Landfill | PA | Franklin | GEN2 | Landfill Gas | IC |  | S | X | X |  |  | 1.6 | 0.8 | 1.6 | 1.6 | 0.8 | N |  |  | OP | X | 1 | 2013 |  |  | N | IPP Non-CHP | 2 | X | LFG | [9 empty] | N | N |  | 12H | [23 empty] | N
57249 | EPP Renewable Energy | 57466 | Blue Ridge Landfill | PA | Franklin | GEN3 | Landfill Gas | IC |  | S | X | X |  |  | 1.6 | 0.8 | 1.6 | 1.6 | 0.8 | N |  |  | OP | X | 1 | 2013 |  |  | N | IPP Non-CHP | 2 | X | LFG | [9 empty] | N | N |  | 12H | [23 empty] | N
57249 | EPP Renewable Energy | 57466 | Blue Ridge Landfill | PA | Franklin | GEN4 | Landfill Gas | IC |  | S | X | X |  |  | 1.6 | 0.8 | 1.6 | 1.6 | 0.8 | N |  |  | OP | X | 1 | 2013 |  |  | N | IPP Non-CHP | 2 | X | LFG | [9 empty] | N |  |  | 12H | [23 empty] | N
56915 | Solar Star New Jersey IV, LLC | 57574 | ETS Ewing Solar Facility | NJ | Mercer | ETS1 | Solar Photovoltaic | PV |  | W | X | X |  |  | 1.3 |  | 1.3 | 1.3 |  | N |  |  | OP | X | 6 | 2010 |  |  | N | IPP Non-CHP | 2 | X | SUN | [9 empty] | N | N
57249 | EPP Renewable Energy | 57581 | Allenwood | PA | Lycoming | 1 | Landfill Gas | IC |  | S | X | X |  |  | 1.6 | 0.8 | 1.6 | 1.6 | 0.8 | N |  |  | OP | X | 10 | 2012 |  |  | N | IPP Non-CHP | 2 | X | LFG | [9 empty] | N |  |  | 12H | [23 empty] | N
57249 | EPP Renewable Energy | 57581 | Allenwood | PA | Lycoming | 2 | Landfill Gas | IC |  | S | X | X |  |  | 1.6 | 0.8 | 1.6 | 1.6 | 0.8 | N |  |  | OP | X | 10 | 2012 |  |  | N | IPP Non-CHP | 2 | X | LFG | [9 empty] | N |  |  | 12H | [23 empty] | N
57249 | EPP Renewable Energy | 57582 | Lycoming County | PA | Lycoming | 1 | Landfill Gas | IC |  | S | X | X |  |  | 1.6 | 0.8 | 1.5 | 1.5 | 0.8 | N |  |  | OP | X | 10 | 2012 |  |  | N | IPP Non-CHP | 2 | X | LFG | [9 empty] | N |  |  | 12H | [23 empty] | N
57249 | EPP Renewable Energy | 57582 | Lycoming County | PA | Lycoming | 2 | Landfill Gas | IC |  | S | X | X |  |  | 1.6 | 0.8 | 1.5 | 1.5 | 0.8 | N |  |  | OP | X | 10 | 2012 |  |  | N | IPP Non-CHP | 2 | X | LFG | [9 empty] | N |  |  | 12H | [23 empty] | N
57049 | NFI Solar LLC | 57750 | Maple Solar | NJ | Cumberland | P1 | Solar Photovoltaic | PV |  | S | X | X |  |  | 1.6 |  | 1.6 | 1.6 |  | N |  |  | OP | X | 5 | 2011 |  |  | N | IPP Non-CHP | 2 | X | SUN | [9 empty] | N
57049 | NFI Solar LLC | 57750 | Maple Solar | NJ | Cumberland | P2 | Solar Photovoltaic | PV |  | S | X | X |  |  | 0.8 |  | 0.8 | 0.8 |  | N |  |  | OP | X | 9 | 2011 |  |  | N | IPP Non-CHP | 2 | X | SUN | [9 empty] | N
59139 | SunEdison LLC | 57799 | ISH Solar Central, LLC | NJ | Monmouth | 1 | Solar Photovoltaic | PV |  | S | X | X |  |  | 1.4 |  | 1.4 | 1.4 |  | N |  |  | OP | X | 10 | 2011 |  |  | N | IPP Non-CHP | 2 | X | SUN | [9 empty] | N
11770 | City of Martinsville - (VA) | 57893 | Martinsville LFG Generator | VA | Henry | LFG1 | Landfill Gas | IC |  | S | X | X |  |  | 1.1 | 1 | 1 | 1 | 0.6 | N |  |  | OP | X | 3 | 2012 |  |  | N | Electric Utility | 1 | X | LFG | NG | [8 empty] | N | Y |  | 1H | [23 empty] | Y | Y | N
49893 | Invenergy Services LLC | 57912 | Grand Ridge Solar Farm | IL | LaSalle | 1 | Solar Photovoltaic | PV |  | S | X | X | 33092371 comed | Streator-Pontiac | 20 |  | 20 | 20 |  | N |  |  | OP | X | 7 | 2012 |  |  | N | IPP Non-CHP | 2 | X | SUN | [9 empty] | N
40577 | American Mun Power-Ohio, Inc | 58082 | AMP Napoleon Solar Facility | OH | Henry | NSF1 | Solar Photovoltaic | PV |  | S | X | X |  |  | 3.5 |  | 3.5 | 3.5 |  | N |  |  | OP | X | 9 | 2012 |  |  | N | Electric Utility | 1 | X | SUN | [9 empty] | N | N | [25 empty] | N
16864 | Seaside Heights Municipal Utility | 58172 | Seaside Heights Power Plant | NJ | Ocean | UINT3 | Petroleum Liquids | IC |  | S | X | X |  |  | 2 | 0.8 | 2 | 2 | 0.1 | N |  |  | OP | X | 9 | 2012 |  |  | N | Electric Utility | 1 | X | DFO | [9 empty] | N | N |  | 10M | [23 empty] | N | N | N
16864 | Seaside Heights Municipal Utility | 58172 | Seaside Heights Power Plant | NJ | Ocean | UNIT1 | Petroleum Liquids | IC |  | S | X | X |  |  | 2 | 0.8 | 2 | 2 | 0.1 | N |  |  | OP | X | 9 | 2012 |  |  | N | Electric Utility | 1 | X | DFO | [9 empty] | N | N |  | 10M | [23 empty] | N | N | N
16864 | Seaside Heights Municipal Utility | 58172 | Seaside Heights Power Plant | NJ | Ocean | UNIT2 | Petroleum Liquids | IC |  | S | X | X |  |  | 2 | 0.8 | 2 | 2 | 0.1 | N |  |  | OP | X | 9 | 2012 |  |  | N | Electric Utility | 1 | X | DFO | [9 empty] | N | N |  | 10M | [23 empty] | N | N | N
58201 | Milford Solar LLC | 58228 | Milford Solar Farm | DE | Kent | GEN1 | Solar Photovoltaic | PV |  | S | X | X |  |  | 11.8 |  | 11.8 | 11.8 |  | N |  |  | OP | X | 12 | 2012 |  |  | N | IPP Non-CHP | 2 | X | SUN | [9 empty] | N
54842 | WM Renewable Energy LLC | 58250 | Tullytown | PA | Bucks | GEN1 | Landfill Gas | IC |  | S | X | X | PECO | PECO | 1.6 | 0.98 | 1.6 | 1.6 | 0.8 | N |  |  | OP | X | 3 | 2013 |  |  | N | IPP Non-CHP | 2 | X | LFG | [9 empty] | N |  |  | 1H | [23 empty] | N | N | N
58240 | COT/Division of Water Reclamation | 58263 | Bay View Cogeneration Facility | OH | Lucas | GTG | Landfill Gas | GT |  | S | X | X |  |  | 5.5 | 0.85 | 4.4 | 5 | 0.5 | N |  |  | OS | X | 1 | 2010 |  |  | Y | Electric Utility | 1 | T | LFG | OBG | NG |  |  |  | LFG |  |  |  | N | N |  | 1H | [23 empty] | Y | Y | N
58240 | COT/Division of Water Reclamation | 58263 | Bay View Cogeneration Facility | OH | Lucas | STG | Landfill Gas | ST |  | S | X | X |  |  | 6.5 | 0.85 | 4 | 5 | 0.5 | N |  |  | OS | X | 2 | 2011 |  |  | Y | Electric Utility | 1 | T | LFG | OBG | NG |  |  |  | LFG |  |  |  | N | N |  | 12H | [23 empty] | Y | Y | N
58240 | COT/Division of Water Reclamation | 58269 | Bay View Backup Power Facility | OH | Lucas | G1 | Petroleum Liquids | IC |  | S | X | X |  |  | 2 | 0.8 | 2 | 2 | 0.8 | N |  |  | SB | Y | 1 | 2007 |  |  | N | Electric Utility | 1 | X | DFO | [9 empty] | N | N |  | 10M | [23 empty] | N | N | N
58240 | COT/Division of Water Reclamation | 58269 | Bay View Backup Power Facility | OH | Lucas | G2 | Natural Gas Internal Combustion Engine | IC |  | S | X | X |  |  | 2 | 0.8 | 2 | 2 | 0.8 | N |  |  | SB | Y | 1 | 2007 |  |  | N | Electric Utility | 1 | X | NG | [9 empty] | N | N |  | 10M | [23 empty] | N | N | N
58240 | COT/Division of Water Reclamation | 58269 | Bay View Backup Power Facility | OH | Lucas | G3 | Natural Gas Internal Combustion Engine | IC |  | S | X | X |  |  | 2 | 0.8 | 2 | 2 | 0.8 | N |  |  | SB | Y | 1 | 2007 |  |  | N | Electric Utility | 1 | X | NG | [9 empty] | N | N |  | 10M | [23 empty] | N | N | N
58240 | COT/Division of Water Reclamation | 58269 | Bay View Backup Power Facility | OH | Lucas | G4 | Natural Gas Internal Combustion Engine | IC |  | S | X | X |  |  | 2 | 0.8 | 2 | 2 | 0.8 | N |  |  | SB | Y | 1 | 2007 |  |  | N | Electric Utility | 1 | X | NG | [9 empty] | N | N |  | 10M | [23 empty] | N | N | N
58240 | COT/Division of Water Reclamation | 58269 | Bay View Backup Power Facility | OH | Lucas | G5 | Natural Gas Internal Combustion Engine | IC |  | S | X | X |  |  | 2 | 0.8 | 2 | 2 | 0.8 | N |  |  | SB | Y | 1 | 2007 |  |  | N | Electric Utility | 1 | X | NG | OBG | [8 empty] | N | N |  | 10M | [23 empty] | Y | N | N
58240 | COT/Division of Water Reclamation | 58269 | Bay View Backup Power Facility | OH | Lucas | G6 | Natural Gas Internal Combustion Engine | IC |  | S | X | X |  |  | 2 | 0.8 | 2 | 2 | 0.8 | N |  |  | SB | Y | 1 | 2007 |  |  | N | Electric Utility | 1 | X | NG | OBG | [8 empty] | N | N |  | 10M | [23 empty] | Y | N | N
59370 | ENERGYneering Solutions, Inc | 58377 | Rochelle Energy Center | IL | Ogle | REC1 | Landfill Gas | IC |  | W | X | X |  |  | 1.6 | 0.8 | 1.6 | 1.6 | 0.8 | N |  |  | OP | X | 12 | 2011 |  |  | N | IPP Non-CHP | 2 | X | LFG | [9 empty] | N | N |  | 10M | [23 empty] | N | N | N
59370 | ENERGYneering Solutions, Inc | 58377 | Rochelle Energy Center | IL | Ogle | REC2 | Landfill Gas | IC |  | W | X | X |  |  | 1.6 | 0.8 | 1.6 | 1.6 | 0.8 | N |  |  | OP | X | 12 | 2011 |  |  | N | IPP Non-CHP | 2 | X | LFG | [9 empty] | N | N |  | 10M | [23 empty] | N | N | N
59370 | ENERGYneering Solutions, Inc | 58377 | Rochelle Energy Center | IL | Ogle | REC3 | Landfill Gas | IC |  | W | X | X |  |  | 1.6 | 0.8 | 1.6 | 1.6 | 0.8 | N |  |  | OP | X | 12 | 2011 |  |  | N | IPP Non-CHP | 2 | X | LFG | [9 empty] | N | N |  | 10M | [23 empty] | N | N | N
2439 | City of Bryan - (OH) | 58381 | Bryan Solar Field | OH | Williams | 1 | Solar Photovoltaic | PV |  | W | X | X | PJM AEP Dayton | PJM AEP Dayton | 2.1 |  | 1.7 | 1.7 |  | N |  |  | OP | X | 2 | 2012 |  |  | N | Electric Utility | 1 | X | SUN | [9 empty] | N | N | [25 empty] | N
58387 | Solar Star New Jersey VI LLC | 58402 | Solar Star New Jersey NJ LLC | NJ | Somerset | 1 | Solar Photovoltaic | PV |  | S | X | X |  |  | 1.5 |  | 1.5 | 1.5 |  | N |  |  | OP | X | 2 | 2012 |  |  | N | IPP Non-CHP | 2 | X | SUN
58452 | SMECO Solar LLC | 58463 | Herbert Farm Solar | MD | Charles | 1 | Solar Photovoltaic | PV |  | S | X | X |  |  | 5.5 |  | 5.5 | 5.5 |  | N |  |  | OP | X | 11 | 2012 |  |  | N | Electric Utility | 1 | X | SUN | [9 empty] | N | N | [22 empty] | N |  |  | N
5070 | Delaware Electric Cooperative | 58473 | Bruce A Henry Solar Farm | DE | Sussex | BHSF | Solar Photovoltaic | PV |  | S | X | X |  |  | 4 |  | 3.9 | 3 |  | N |  |  | OP | X | 8 | 2013 |  |  | N | Electric Utility | 1 | X | SUN | [9 empty] | N | [23 empty] | N |  |  | N
58462 | Battery Utility of Ohio LLC | 58475 | Battery Utility of Ohio | OH | Delaware | BOU | Batteries | BA |  | S | X | X |  |  | 4 |  | 4 | 4 | 0 | N |  |  | OP | X | 3 | 2014 |  |  | N | IPP Non-CHP | 2 | X | MWH | [9 empty] | N | N |  | 10M | [24 empty] | N | N
58466 | SunEnergy1 | 58480 | Plymouth Solar LLC | NC | Washington | 1 | Solar Photovoltaic | PV |  | S | X | X |  |  | 5 |  | 5 | 5 |  | N |  |  | OP | X | 9 | 2012 |  |  | N | IPP Non-CHP | 2 | X | SUN | [9 empty] | N | N
61236 | Energy Developments, Inc II | 58497 | L&S Sweetners | PA | Lancaster | GEN1 | Landfill Gas | IC |  | S | X | X |  |  | 1.6 | 1 | 1.6 | 1.6 | 1.2 | N |  |  | OP | X | 10 | 2013 |  |  | N | IPP Non-CHP | 2 | X | LFG | [9 empty] | N | N |  | 1H | [23 empty] | N
61236 | Energy Developments, Inc II | 58497 | L&S Sweetners | PA | Lancaster | GEN2 | Landfill Gas | IC |  | S | X | X |  |  | 1.6 | 1 | 1.6 | 1.6 | 1.2 | N |  |  | OP | X | 10 | 2013 |  |  | N | IPP Non-CHP | 2 | X | LFG | [9 empty] | N | N |  | 1H | [23 empty] | N
60281 | Altus Power America Management, LLC | 58512 | Cornerstone Power Vineland I LLC | NJ | Cumberland | PV1 | Solar Photovoltaic | PV |  | S | X | X |  |  | 3.1 |  | 3.1 | 3.1 |  | N |  |  | OP | X | 2 | 2012 |  |  | N | IPP Non-CHP | 2 | X | SUN | [9 empty] | N | N
58594 | Rockford Solar Partners | 58643 | Rockford Solar Farm | IL | Winnebago | 1 | Solar Photovoltaic | PV |  | S | X | X | MISO Amil.BGS6 |  | 2.6 |  | 2.6 | 2.6 |  | N |  |  | OP | X | 10 | 2012 |  |  | N | IPP Non-CHP | 2 | X | SUN
58610 | Celina Solar Project #1, LLC | 58665 | Celina Solar Project #1, LLC | OH | Mercer | CSP1 | Solar Photovoltaic | PV |  | S | X | X |  |  | 4 |  | 4 | 4 |  | N |  |  | OP | X | 12 | 2012 |  |  | N | IPP Non-CHP | 2 | X | SUN | [9 empty] | N | [26 empty] | N
58477 | O2energies, Inc. | 58673 | Gates Solar LLC | NC | Gates | GATES | Solar Photovoltaic | PV |  | S | X | X |  |  | 5 |  | 5 | 5 |  | N |  |  | OP | X | 12 | 2015 |  |  | N | IPP Non-CHP | 2 | X | SUN
58712 | Bethel Price Solar, LLC | 58843 | Bethel Price Solar, LLC | NC | Pitt | 1 | Solar Photovoltaic | PV |  | S | X | X |  |  | 5 |  | 3.2 | 3.2 |  | N |  |  | OP | X | 12 | 2014 |  |  | N | IPP Non-CHP | 2 | X | SUN | [9 empty] | N | [26 empty] | N
58713 | Dogwood Solar, LLC | 58844 | Dogwood Solar, LLC | NC | Halifax | 1 | Solar Photovoltaic | PV |  | S | X | X |  |  | 20 |  | 20 | 20 |  | N |  |  | OP | X | 11 | 2014 |  |  | N | IPP Non-CHP | 2 | X | SUN | [9 empty] | N | [26 empty] | N
58716 | Windsor Cooper Hill Solar, LLC | 58847 | Windsor Cooper HIill Solar, LLC | NC | Bertie | 1 | Solar Photovoltaic | PV |  | S | X | X |  |  | 5 |  | 5 | 5 |  | N |  |  | OP | X | 8 | 2015 |  |  | N | IPP Non-CHP | 2 | X | SUN | [9 empty] | N | [26 empty] | N
61060 | Cypress Creek Renewables | 59148 | Green Farm | NC | Martin | GREEN | Solar Photovoltaic | PV |  | S | X | X |  |  | 5 |  | 5 | 5 |  | N |  |  | OP | X | 1 | 2016 |  |  | N | IPP Non-CHP | 2 | X | SUN
61060 | Cypress Creek Renewables | 59149 | Simons Farm | NC | Hertford | SIMON | Solar Photovoltaic | PV |  | S | X | X |  |  | 5 |  | 5 | 5 |  | N |  |  | OP | X | 1 | 2016 |  |  | N | IPP Non-CHP | 2 | X | SUN
58970 | Ecoplexus, Inc | 59153 | Watson Seed Farm PV1 | NC | Nash | WAT1 | Solar Photovoltaic | PV |  | W | X | X |  |  | 20 |  | 20 | 20 |  | N |  |  | OP | X | 12 | 2015 |  |  | N | IPP Non-CHP | 2 | X | SUN
58970 | Ecoplexus, Inc | 59154 | Bradley PV1 | NC | Hertford | BRAD1 | Solar Photovoltaic | PV |  | W | X | X |  |  | 5 |  | 5 | 5 |  | N |  |  | OP | X | 12 | 2015 |  |  | N | IPP Non-CHP | 2 | X | SUN
59819 | Fresh Air Energy X, LLC | 59155 | Shawboro PV1 | NC | Currituck | SHAW1 | Solar Photovoltaic | PV |  | W | X | X |  |  | 20 |  | 20 | 20 |  | N |  |  | OP | X | 10 | 2015 |  |  | N | IPP Non-CHP | 2 | X | SUN
58975 | Jakana Solar | 59170 | Jakana Solar | NC | Martin | 5MWPV | Solar Photovoltaic | PV |  | S | X | X |  |  | 5 |  | 5 | 5 |  | N |  |  | OP | X | 11 | 2014 |  |  | N | IPP Non-CHP | 2 | X | SUN | [36 empty] | N
58979 | Windsor Solar LLC | 59171 | Windsor Solar | NC | Bertie | 5MWPV | Solar Photovoltaic | PV |  | S | X | X |  |  | 5 |  | 5 | 5 |  | N |  |  | OP | X | 12 | 2014 |  |  | N | IPP Non-CHP | 2 | X | SUN | [9 empty] | N | N | [25 empty] | N
58980 | Lewiston Solar LLC | 59174 | Lewiston Solar | NC | Bertie | 5MWPV | Solar Photovoltaic | PV |  | S | X | X |  |  | 5 |  | 5 | 5 |  | N |  |  | OP | X | 12 | 2014 |  |  | N | IPP Non-CHP | 2 | X | SUN | [9 empty] | N | N | [25 empty] | N
58982 | Woodland Solar LLC | 59175 | Woodland Solar | NC | Northampton | 5MWPV | Solar Photovoltaic | PV |  | S | X | X |  |  | 5 |  | 5 | 5 |  | N |  |  | OP | X | 4 | 2016 |  |  | N | IPP Non-CHP | 2 | X | SUN | [36 empty] | N
58983 | Williamston Solar LLC | 59176 | Williamston Solar | NC | Martin | 5MWPV | Solar Photovoltaic | PV |  | S | X | X |  |  | 5 |  | 5 | 5 |  | N |  |  | OP | X | 12 | 2014 |  |  | N | IPP Non-CHP | 2 | X | SUN | [9 empty] | N | N | [25 empty] | N
58984 | Winton Solar LLC | 59177 | Winton Solar | NC | Hertford | 5MWPV | Solar Photovoltaic | PV |  | S | X | X |  |  | 5 |  | 5 | 5 |  | N |  |  | OP | X | 2 | 2016 |  |  | N | IPP Non-CHP | 2 | X | SUN | [9 empty] | N | N
59063 | Camden Solar Center, LLC | 59248 | CCMUA | NJ | Camden | CCMUA | Solar Photovoltaic | PV |  | S | X | X |  |  | 1.5 |  | 1.5 | 1.5 |  | N |  |  | OP | X | 6 | 2012 |  |  | N | IPP Non-CHP | 2 | X | SUN | [10 empty] | N
59122 | The Medical Center Company | 59324 | MCCo Solar Generating Facility | OH | Cuyahoga | MCCO1 | Solar Photovoltaic | PV |  | S | X | X | ATSI | ATSI | 1 |  | 0.9 | 0.6 |  | N |  |  | OP | X | 11 | 2014 |  |  | N | IPP Non-CHP | 2 | X | SUN
58258 | SunRay Power LLC | 59364 | Plainfield One Solar LLC | NJ | Somerset | PV1 | Solar Photovoltaic | PV |  | S | X | X |  |  | 1.3 |  | 1.3 | 1.3 |  | N |  |  | OP | X | 12 | 2011 |  |  | N | IPP Non-CHP | 2 | X | SUN
58258 | SunRay Power LLC | 59365 | 24 Applegate Solar LLC | NJ | Mercer | PV1 | Solar Photovoltaic | PV |  | S | X | X |  |  | 4.9 |  | 4.9 | 4.9 |  | N |  |  | OP | X | 6 | 2014 |  |  | N | IPP Non-CHP | 2 | X | SUN
59170 | North American Biofuels, LLC | 59392 | Blue Ridge Generating | KY | Estill | GEN1 | Landfill Gas | IC |  | S | X | X |  |  | 1.6 | 0.9 | 1.2 | 1.2 | 1 | N |  |  | OP | X | 11 | 2013 |  |  | N | IPP Non-CHP | 2 | X | LFG | [9 empty] | N |  |  | 10M | [23 empty] | N | N | N
59199 | SolNCPower2, LLC | 59426 | GKS Solar | NC | Perquimans | GKS1 | Solar Photovoltaic | PV |  | W | X | X |  |  | 5 |  | 5 | 5 |  | N |  |  | OP | X | 8 | 2015 |  |  | N | IPP Non-CHP | 2 | X | SUN | [9 empty] | N | N
59202 | SolNCPower1, LLC | 59427 | Two Mile Solar | NC | Perquimans | TMS1 | Solar Photovoltaic | PV |  | W | X | X |  |  | 5 |  | 5 | 5 |  | N |  |  | OP | X | 6 | 2015 |  |  | N | IPP Non-CHP | 2 | X | SUN
59206 | Downs Farm Solar, LLC | 59429 | Downs Farm Solar | NC | Hertford | DOWN1 | Solar Photovoltaic | PV |  | W | X | X |  |  | 5 |  | 5 | 5 |  | N |  |  | OP | X | 11 | 2015 |  |  | N | IPP Non-CHP | 2 | X | SUN | [9 empty] | N | N
9234 | Indiana Municipal Power Agency | 59478 | IMPA Richmond Solar Park | IN | Wayne | SRICH | Solar Photovoltaic | PV |  | S | X | X |  |  | 1 |  | 1 | 0.8 |  | N |  |  | OP | X | 9 | 2014 |  |  | N | Electric Utility | 1 | X | SUN | [9 empty] | N | N | [25 empty] | N
9234 | Indiana Municipal Power Agency | 59479 | IMPA Frankton Solar Park | IN | Madison | SFRAN | Solar Photovoltaic | PV |  | S | X | X |  |  | 1 |  | 1 | 0.8 |  | N |  |  | OP | X | 7 | 2014 |  |  | N | Electric Utility | 1 | X | SUN | [9 empty] | N | N | [25 empty] | N
59263 | Fresh Air Energy XVIII, LLC | 59513 | Meadows PV 1 | NC | Martin | MEAD1 | Solar Photovoltaic | PV |  | S | X | X |  |  | 20 |  | 20 | 20 |  | N |  |  | OP | X | 6 | 2016 |  |  | N | IPP Non-CHP | 2 | X | SUN | [36 empty] | N
58970 | Ecoplexus, Inc | 59514 | Flat Meeks PV 1 | NC | Martin | FLAT1 | Solar Photovoltaic | PV |  | W | X | X |  |  | 5 |  | 5 | 5 |  | N |  |  | OP | X | 10 | 2017 |  |  | N | IPP Non-CHP | 2 | X | SUN
58970 | Ecoplexus, Inc | 59515 | Benthall Bridge PV 1 | NC | Hertford | BENT1 | Solar Photovoltaic | PV |  | W | X | X |  |  | 5 |  | 5 | 5 |  | N |  |  | OP | X | 12 | 2016 |  |  | N | IPP Non-CHP | 2 | X | SUN
58970 | Ecoplexus, Inc | 59516 | American Legion PV 1 | NC | Halifax | AMLEG | Solar Photovoltaic | PV |  | W | X | X |  |  | 16 |  | 16 | 16 |  | N |  |  | OP | X | 12 | 2017 |  |  | N | IPP Non-CHP | 2 | X | SUN
58970 | Ecoplexus, Inc | 59517 | Baker PV 1 | NC | Hertford | BAKE1 | Solar Photovoltaic | PV |  | W | X | X |  |  | 5 |  | 5 | 5 |  | N |  |  | OP | X | 12 | 2016 |  |  | N | IPP Non-CHP | 2 | X | SUN
59287 | Laurel Capital Partners | 59544 | Parlin Solar LLC | NJ | Middlesex | PV1 | Solar Photovoltaic | PV |  | S | X | X |  |  | 1.3 |  | 1.3 | 1.3 |  | N |  |  | OP | X | 10 | 2012 |  |  | N | IPP Non-CHP | 2 | X | SUN | [9 empty] | N | N
59288 | Creswell Alligood Solar, LLC | 59548 | Creswell Alligood Solar, LLC | NC | Washington | CRES1 | Solar Photovoltaic | PV |  | S | X | X |  |  | 14 |  | 14 | 14 |  | N |  |  | OP | X | 5 | 2015 |  |  | N | IPP Non-CHP | 2 | X | SUN | [36 empty] | N
59289 | Everetts Wildcat Solar, LLC | 59549 | Everetts Wildcat Solar, LLC | NC | Martin | EVER1 | Solar Photovoltaic | PV |  | S | X | X |  |  | 5 |  | 5 | 5 |  | N |  |  | OP | X | 4 | 2015 |  |  | N | IPP Non-CHP | 2 | X | SUN | [36 empty] | N
59462 | Heelstone Energy Holdings, LLC | 59591 | Schell Solar Farm | NC | Northampton | PV1 | Solar Photovoltaic | PV |  | S | X | X |  |  | 5 |  | 5 | 5 |  | N |  |  | OP | X | 12 | 2016 |  |  | N | IPP Non-CHP | 2 | X | SUN | [9 empty] | N | N
40229 | Old Dominion Electric Coop | 59614 | Monterey Diesel Generation Facility | VA | Highland | MDG1 | Petroleum Liquids | IC |  | S | X | X | NA | NA | 0.6 | 0.8 | 0.6 | 0.6 | 0 | N |  |  | OP | X | 5 | 2016 |  |  | N | Electric Utility | 1 | X | DFO | [9 empty] | N | N |  | 10M | [23 empty] | N | N | N
40229 | Old Dominion Electric Coop | 59614 | Monterey Diesel Generation Facility | VA | Highland | MDG10 | Petroleum Liquids | IC |  | S | X | X | NA | NA | 0.6 | 0.8 | 0.6 | 0.6 | 0 | N |  |  | OP | X | 5 | 2016 |  |  | N | Electric Utility | 1 | X | DFO | [9 empty] | N | N |  | 10M | [23 empty] | N | N | N
40229 | Old Dominion Electric Coop | 59614 | Monterey Diesel Generation Facility | VA | Highland | MDG2 | Petroleum Liquids | IC |  | S | X | X | NA | NA | 0.6 | 0.8 | 0.6 | 0.6 | 0 | N |  |  | OP | X | 5 | 2016 |  |  | N | Electric Utility | 1 | X | DFO | [9 empty] | N | N |  | 10M | [23 empty] | N | N | N
40229 | Old Dominion Electric Coop | 59614 | Monterey Diesel Generation Facility | VA | Highland | MDG3 | Petroleum Liquids | IC |  | S | X | X | NA | NA | 0.6 | 0.8 | 0.6 | 0.6 | 0 | N |  |  | OP | X | 5 | 2016 |  |  | N | Electric Utility | 1 | X | DFO | [9 empty] | N | N |  | 10M | [23 empty] | N | N | N
40229 | Old Dominion Electric Coop | 59614 | Monterey Diesel Generation Facility | VA | Highland | MDG4 | Petroleum Liquids | IC |  | S | X | X | NA | NA | 0.6 | 0.8 | 0.6 | 0.6 | 0 | N |  |  | OP | X | 5 | 2016 |  |  | N | Electric Utility | 1 | X | DFO | [9 empty] | N | N |  | 10M | [23 empty] | N | N | N
40229 | Old Dominion Electric Coop | 59614 | Monterey Diesel Generation Facility | VA | Highland | MDG5 | Petroleum Liquids | IC |  | S | X | X | NA | NA | 0.6 | 0.8 | 0.6 | 0.6 | 0 | N |  |  | OP | X | 5 | 2016 |  |  | N | Electric Utility | 1 | X | DFO | [9 empty] | N | N |  | 10M | [23 empty] | N | N | N
40229 | Old Dominion Electric Coop | 59614 | Monterey Diesel Generation Facility | VA | Highland | MDG6 | Petroleum Liquids | IC |  | S | X | X | NA | NA | 0.6 | 0.8 | 0.6 | 0.6 | 0 | N |  |  | OP | X | 5 | 2016 |  |  | N | Electric Utility | 1 | X | DFO | [9 empty] | N | N |  | 10M | [23 empty] | N | N | N
40229 | Old Dominion Electric Coop | 59614 | Monterey Diesel Generation Facility | VA | Highland | MDG7 | Petroleum Liquids | IC |  | S | X | X | NA | NA | 0.6 | 0.8 | 0.6 | 0.6 | 0 | N |  |  | OP | X | 5 | 2016 |  |  | N | Electric Utility | 1 | X | DFO | [9 empty] | N | N |  | 10M | [23 empty] | N | N | N
40229 | Old Dominion Electric Coop | 59614 | Monterey Diesel Generation Facility | VA | Highland | MDG8 | Petroleum Liquids | IC |  | S | X | X | NA | NA | 0.6 | 0.8 | 0.6 | 0.6 | 0 | N |  |  | OP | X | 5 | 2016 |  |  | N | Electric Utility | 1 | X | DFO | [9 empty] | N | N |  | 10M | [23 empty] | N | N | N
40229 | Old Dominion Electric Coop | 59614 | Monterey Diesel Generation Facility | VA | Highland | MDG9 | Petroleum Liquids | IC |  | S | X | X | NA | NA | 0.6 | 0.8 | 0.6 | 0.6 | 0 | N |  |  | OP | X | 5 | 2016 |  |  | N | Electric Utility | 1 | X | DFO | [9 empty] | N | N |  | 10M | [23 empty] | N | N | N
59402 | Garysburg Solar LLC | 59641 | Garysburg Solar | NC | Northampton | 5MWPV | Solar Photovoltaic | PV |  | S | X | X |  |  | 5 |  | 5 | 5 |  | N |  |  | OP | X | 3 | 2016 |  |  | N | IPP Non-CHP | 2 | X | SUN | [36 empty] | N
59403 | Gaston Solar LLC | 59642 | Gaston Solar | NC | Northampton | 5MWPV | Solar Photovoltaic | PV |  | S | X | X |  |  | 5 |  | 5 | 5 |  | N |  |  | OP | X | 4 | 2016 |  |  | N | IPP Non-CHP | 2 | X | SUN | [36 empty] | N
59404 | Seaboard Solar LLC | 59643 | Seaboard Solar LLC | NC | Northampton | 5MWPV | Solar Photovoltaic | PV |  | S | X | X |  |  | 5 |  | 5 | 5 |  | N |  |  | OP | X | 6 | 2016 |  |  | N | IPP Non-CHP | 2 | X | SUN | [36 empty] | N
59412 | Tarboro Solar LLC | 59648 | Tarboro Solar | NC | Edgecombe | 5MWPV | Solar Photovoltaic | PV |  | S | X | X |  |  | 5 |  | 5 | 5 |  | N |  |  | OP | X | 1 | 2016 |  |  | N | IPP Non-CHP | 2 | X | SUN | [36 empty] | N
59287 | Laurel Capital Partners | 59715 | DD Hay Road Solar 23 LLC | DE | New Castle | PV1 | Solar Photovoltaic | PV |  | S | X | X |  |  | 1.2 |  | 1.2 | 1.2 |  | N |  |  | OP | X | 5 | 2015 |  |  | N | IPP Non-CHP | 2 | X | SUN
59540 | SunE SEM 1, LLC | 59743 | Chimes West Friendship (Nixon Farms) | MD | Howard | 1 | Solar Photovoltaic | PV |  | S | X | X |  |  | 1.5 |  | 1.2 | 0.7 |  | N |  |  | OP | X | 12 | 2014 |  |  | N | IPP Non-CHP | 2 | X | SUN
59589 | Rockfish Solar LLC | 59811 | Rockfish Solar LLC | MD | Charles | GEN1 | Solar Photovoltaic | PV |  | S | X | X |  |  | 10.3 |  | 10.3 | 10.3 |  | N |  |  | OP | X | 8 | 2015 |  |  | N | IPP Non-CHP | 2 | X | SUN | [9 empty] | N | N
59637 | SolNCPower6, LLC | 59856 | SoINCPower6, LLC | NC | Gates | SUN1 | Solar Photovoltaic | PV |  | S | X | X |  |  | 5 |  | 5 | 5 |  | N |  |  | OP | X | 10 | 2015 |  |  | N | IPP Non-CHP | 2 | X | SUN | [36 empty] | N
59638 | SolNCPower5, LLC | 59857 | SoINCPower5, LLC | NC | Nash | BAT1 | Solar Photovoltaic | PV |  | S | X | X |  |  | 5 |  | 5 | 5 |  | N |  |  | OP | X | 5 | 2015 |  |  | N | IPP Non-CHP | 2 | X | SUN | [36 empty] | N
59672 | SunEnergy1-Scotland Neck, LLC | 59898 | SunEnergy1-Scotland Neck, LLC | NC | Halifax | SE1SN | Solar Photovoltaic | PV |  | S | X | X |  |  | 3 |  | 3 | 3 |  | N |  |  | OP | X | 12 | 2014 |  |  | N | IPP Non-CHP | 2 | X | SUN | [9 empty] | N | N | [25 empty] | N
19876 | Virginia Electric & Power Co | 59904 | Western Branch High School | VA | Chesapeake City | 1 | Solar Photovoltaic | PV |  | S | X | X |  |  | 1 |  | 0.4 | 0.4 |  | N |  |  | OP | X | 4 | 2016 |  |  | N | Electric Utility | 1 | X | SUN
19876 | Virginia Electric & Power Co | 59905 | Merck | VA | Rockingham | 1 | Solar Photovoltaic | PV |  | S | X | X |  |  | 2.1 |  | 0.8 |  |  | N |  |  | OP | X | 6 | 2017 |  |  | N | Electric Utility | 1 | X | SUN
19876 | Virginia Electric & Power Co | 59911 | Philip Morris | VA | Chesterfield | 1 | Solar Photovoltaic | PV |  | S | X | X |  |  | 2 |  | 0.8 | 0.8 |  | N |  |  | OP | X | 3 | 2016 |  |  | N | Electric Utility | 1 | X | SUN
59838 | SunE DB27, LLC | 60089 | Elkton Solar | MD | Cecil | ELKTN | Solar Photovoltaic | PV |  | S | X | X |  |  | 1.6 |  | 1.6 | 1.6 |  | N |  |  | OP | X | 12 | 2015 |  |  | N | IPP Non-CHP | 2 | X | SUN
5580 | East Kentucky Power Coop, Inc | 60137 | Glasgow LFGTE | KY | Barren | 1 | Landfill Gas | IC |  | S | X | X |  |  | 1 | 0.8 | 1 | 1 | 0.1 | N |  |  | OP | X | 12 | 2015 |  |  | N | Electric Utility | 1 | X | LFG | [9 empty] | N | N |  | 10M | [23 empty] | N
59952 | Sugar Run Solar, LLC | 60189 | Sugar Run Solar | NC | Gates | SRS15 | Solar Photovoltaic | PV |  | S | X | X |  |  | 5 |  | 5 | 5 |  | N |  |  | OP | X | 12 | 2015 |  |  | N | IPP Non-CHP | 2 | X | SUN | [9 empty] | N | N | [25 empty] | N
59209 | Half Moon Ventures, LLC | 60190 | HMW Minster PV I | OH | Auglaize | MIN01 | Solar Photovoltaic | PV |  | S | X | X |  |  | 3 |  | 3 | 3 |  | N |  |  | OP | X | 12 | 2015 |  |  | N | IPP Non-CHP | 2 | X | SUN
59977 | Hemlock Solar LLC | 60207 | Hemlock Solar | NC | Northampton | HEMLK | Solar Photovoltaic | PV |  | S | X | X |  |  | 5 |  | 5 | 5 |  | N |  |  | OP | X | 3 | 2017 |  |  | N | IPP Non-CHP | 2 | X | SUN
59996 | Long Farm 46 Solar, LLC | 60208 | Long Farm 46 Solar, LLC | NC | Northampton | PV1 | Solar Photovoltaic | PV |  | S | X | X |  |  | 5 |  | 5 | 5 |  | N |  |  | OP | X | 2 | 2016 |  |  | N | IPP Non-CHP | 2 | X | SUN | [36 empty] | N
59978 | HXNAir Solar One LLC | 60209 | HXNAir Solar One | NC | Halifax | HXNAI | Solar Photovoltaic | PV |  | S | X | X |  |  | 5 |  | 5 | 5 |  | N |  |  | OP | X | 12 | 2017 |  |  | N | IPP Non-CHP | 2 | X | SUN
59997 | Customized Energy Solutions | 60213 | NA 1(Hagerstown) | MD | Washington | MPSHG | Batteries | BA |  | W | X | X | 74008627 |  | 2 |  | 2 | 2 | 0 | N |  |  | OP | X | 4 | 2017 |  |  | N | IPP Non-CHP | 2 | X | MWH | [9 empty] | N | N |  | 10M | [23 empty] | N
40229 | Old Dominion Electric Coop | 60234 | Belle Haven Diesel Generation Facility | VA | Accomack | BDG10 | Petroleum Liquids | IC |  | S | X | X |  |  | 2 | 0.8 | 2 | 2 | 0.2 | N |  |  | SB | Y | 11 | 2002 |  |  | N | Electric Utility | 1 | X | DFO | [9 empty] | N | N |  | 10M | [23 empty] | N | N
40229 | Old Dominion Electric Coop | 60234 | Belle Haven Diesel Generation Facility | VA | Accomack | BDG9 | Petroleum Liquids | IC |  | S | X | X |  |  | 2 | 0.8 | 2 | 2 | 0.2 | N |  |  | SB | Y | 11 | 2002 |  |  | N | Electric Utility | 1 | X | DFO | [9 empty] | N | N |  | 10M | [23 empty] | N | N
40229 | Old Dominion Electric Coop | 60235 | Perdue Diesel Generation Facility | VA | Accomack | PDG5 | Petroleum Liquids | IC |  | S | X | X |  |  | 2 | 0.8 | 2 | 2 | 0.2 | N |  |  | SB | Y | 11 | 2002 |  |  | N | Electric Utility | 1 | X | DFO | [9 empty] | N | N |  | 10M | [23 empty] | N | N
40229 | Old Dominion Electric Coop | 60235 | Perdue Diesel Generation Facility | VA | Accomack | PDG6 | Petroleum Liquids | IC |  | S | X | X |  |  | 2 | 0.8 | 2 | 2 | 0.2 | N |  |  | SB | Y | 11 | 2002 |  |  | N | Electric Utility | 1 | X | DFO | [9 empty] | N | N |  | 10M | [23 empty] | N | N
40229 | Old Dominion Electric Coop | 60236 | Onancock Diesel Generation Facility | VA | Accomack | ODG7 | Petroleum Liquids | IC |  | S | X | X |  |  | 2 | 0.8 | 2 | 2 | 0.2 | N |  |  | SB | Y | 11 | 2002 |  |  | N | Electric Utility | 1 | X | DFO | [9 empty] | N | N |  | 10M | [23 empty] | N | N
40229 | Old Dominion Electric Coop | 60236 | Onancock Diesel Generation Facility | VA | Accomack | ODG8 | Petroleum Liquids | IC |  | S | X | X |  |  | 2 | 0.8 | 2 | 2 | 0.2 | N |  |  | SB | Y | 11 | 2002 |  |  | N | Electric Utility | 1 | X | DFO | [9 empty] | N | N |  | 10M | [23 empty] | N | N
9234 | Indiana Municipal Power Agency | 60253 | IMPA Anderson Solar Park | IN | Madison | SANDE | Solar Photovoltaic | PV |  | S | X | X |  |  | 5 |  | 5 | 4 |  | N |  |  | OP | X | 1 | 2017 |  |  | N | Electric Utility | 1 | X | SUN | [36 empty] | N
59209 | Half Moon Ventures, LLC | 60299 | HMV Minster Energy Storage System | OH | Auglaize | MIN02 | Batteries | BA |  | S | X | X |  |  | 7 |  | 7 | 7 | 2.8 | N |  |  | OP | X | 3 | 2016 |  |  | N | IPP Non-CHP | 2 | X | MWH | [12 empty] | 10M
19876 | Virginia Electric & Power Co | 60316 | Scott Solar Farm | VA | Powhatan | 1 | Solar Photovoltaic | PV |  | S | X | X |  |  | 17 |  | 6.8 |  |  | N |  |  | OP | X | 12 | 2016 |  |  | N | Electric Utility | 1 | X | SUN
19876 | Virginia Electric & Power Co | 60318 | Woodland Solar Farm | VA | Isle of Wight | 1 | Solar Photovoltaic | PV |  | S | X | X |  |  | 19 |  | 7.6 |  |  | N |  |  | OP | X | 12 | 2016 |  |  | N | Electric Utility | 1 | X | SUN
19876 | Virginia Electric & Power Co | 60319 | Whitehouse Solar Farm | VA | Louisa | 1 | Solar Photovoltaic | PV |  | S | X | X |  |  | 20 |  | 8 |  |  | N |  |  | OP | X | 12 | 2016 |  |  | N | Electric Utility | 1 | X | SUN
61060 | Cypress Creek Renewables | 60363 | White Farm Solar, LLC | NC | Northampton | WFSPV | Solar Photovoltaic | PV |  | S | X | X |  |  | 5.2 |  | 5.2 | 5.2 |  | N |  |  | OP | X | 8 | 2016 |  |  | N | IPP Non-CHP | 2 | X | SUN
61060 | Cypress Creek Renewables | 60369 | Battleboro Farm | NC | Nash | BFPV | Solar Photovoltaic | PV |  | S | X | X |  |  | 5.2 |  | 5.2 | 5.2 |  | N |  |  | OP | X | 5 | 2016 |  |  | N | IPP Non-CHP | 2 | X | SUN
60183 | SolNCPower10, LLC | 60384 | Hertford Solar Farm | NC | Perquimans | HERT | Solar Photovoltaic | PV |  | S | X | X |  |  | 5 |  | 5 | 5 |  | N |  |  | OP | X | 1 | 2016 |  |  | N | IPP Non-CHP | 2 | X | SUN | [36 empty] | N
61236 | Energy Developments, Inc II | 60388 | Granger Energy of Morgantown | PA | Berks | GEMT | Landfill Gas | IC |  | S | X | X |  |  | 1.6 | 0.8 | 1.6 | 1.6 | 1.2 | N |  |  | OP | X | 5 | 2016 |  |  | N | IPP Non-CHP | 2 | X | LFG | [9 empty] | N | N |  | 10M | [23 empty] | N | N | N
60190 | MC1 Solar Farm, LLC | 60395 | MC1 Solar | NC | Martin | MC1PV | Solar Photovoltaic | PV |  | S | X | X |  |  | 5 |  | 5 | 5 |  | N |  |  | OP | X | 8 | 2016 |  |  | N | IPP Non-CHP | 2 | X | SUN | [33 empty] | N
61060 | Cypress Creek Renewables | 60410 | Sullivan Solar, LLC | IN | Sullivan | SULPV | Solar Photovoltaic | PV |  | S | X | X |  |  | 5.2 |  | 5.2 | 5.2 |  | N |  |  | OP | X | 9 | 2016 |  |  | N | IPP Non-CHP | 2 | X | SUN
61060 | Cypress Creek Renewables | 60415 | Hardison Farm Solar, LLC | NC | Martin | HFSPV | Solar Photovoltaic | PV |  | S | X | X |  |  | 5.2 |  | 5.2 | 5.2 |  | N |  |  | OP | X | 9 | 2016 |  |  | N | IPP Non-CHP | 2 | X | SUN
61060 | Cypress Creek Renewables | 60417 | Modlin Solar Farm | NC | Martin | MSFPV | Solar Photovoltaic | PV |  | S | X | X |  |  | 4.9 |  | 4.9 | 4.9 |  | N |  |  | OP | X | 8 | 2016 |  |  | N | IPP Non-CHP | 2 | X | SUN
60237 | Whitakers Farm, LLC | 60438 | Whitakers Farm (Fisher Rd) | NC | Nash | 1 | Solar Photovoltaic | PV |  | W | X | X |  |  | 3.4 |  | 3.4 | 3.4 |  | N |  |  | OP | X | 7 | 2016 |  |  | N | IPP Non-CHP | 2 | X | SUN | [36 empty] | N
60234 | Williamston West Farm, LLC | 60484 | Williamston West Farm, LLC | NC | Martin | 1 | Solar Photovoltaic | PV |  | S | X | X |  |  | 4.9 |  | 4.9 | 4.9 |  | N |  |  | OP | X | 7 | 2016 |  |  | N | IPP Non-CHP | 2 | X | SUN | [36 empty] | N
60280 | River Road Solar, LLC | 60487 | River Road Solar, LLC | NC | Hertford | PV1 | Solar Photovoltaic | PV |  | S | X | X |  |  | 5 |  | 5 | 5 |  | N |  |  | OP | X | 8 | 2016 |  |  | N | IPP Non-CHP | 2 | X | SUN | [36 empty] | N
9324 | Indiana Michigan Power Co | 60617 | AEP Churubusco NaS | IN | Whitley | 1 | Batteries | BA |  | S | X | X |  |  | 2 |  | 2 | 2 | 0.1 | N |  |  | OP | X | 1 | 2009 |  |  | N | Electric Utility | 1 | X | MWH | [9 empty] | N |  |  | 10M
14006 | Ohio Power Co | 60618 | AEP Bluffton NaS | OH | Allen | 1 | Batteries | BA |  | S | X | X |  |  | 2 |  | 2 | 2 | 0.1 | N |  |  | OP | X | 12 | 2008 |  |  | N | Electric Utility | 1 | X | MWH | [12 empty] | 10M
60370 | DG AMP Solar, LLC | 60622 | DG AMP Solar Bowling Green | OH | Wood | AMPBG | Solar Photovoltaic | PV |  | S | X | X |  |  | 20 |  | 20 | 20 |  | N |  |  | OP | X | 1 | 2017 |  |  | N | IPP Non-CHP | 2 | X | SUN
60380 | Cork Oak Solar LLC | 60637 | Cork Oak Solar | NC | Halifax | NC160 | Solar Photovoltaic | PV |  | S | X | X |  |  | 20 |  | 26.2 | 26.2 |  | N |  |  | OP | X | 12 | 2017 |  |  | N | IPP Non-CHP | 2 | X | SUN | [33 empty] | N |  |  | N
60381 | Sunflower Solar LLC | 60638 | Sunflower Solar | NC | Halifax | NC160 | Solar Photovoltaic | PV |  | S | X | X |  |  | 16 |  | 20.9 | 20.9 |  | N |  |  | OP | X | 12 | 2017 |  |  | N | IPP Non-CHP | 2 | X | SUN
61060 | Cypress Creek Renewables | 60782 | Barnhill Road Solar, LLC | NC | Pasquotank | 1 | Solar Photovoltaic | PV |  | S | X | X |  |  | 3.1 |  | 3.1 | 3.1 |  | N |  |  | OP | X | 12 | 2016 |  |  | N | IPP Non-CHP | 2 | X | SUN
61060 | Cypress Creek Renewables | 60783 | Leggett Solar, LLC | NC | Edgecombe | 1 | Solar Photovoltaic | PV |  | S | X | X |  |  | 5 |  | 5 | 5 |  | N |  |  | OP | X | 12 | 2016 |  |  | N | IPP Non-CHP | 2 | X | SUN
60454 | Williamston Speight Solar, LLC | 60787 | Williamston Speight Solar, LLC | NC | Martin | SPGHT | Solar Photovoltaic | PV |  | S | X | X |  |  | 15 |  | 15 | 15 |  | N |  |  | OP | X | 11 | 2016 |  |  | N | IPP Non-CHP | 2 | X | SUN | [9 empty] | N | N | [25 empty] | N
5580 | East Kentucky Power Coop, Inc | 60863 | Cooperative Solar One | KY | Clark | PV1 | Solar Photovoltaic | PV |  | S | X | X |  |  | 8.5 |  | 8.5 | 8.5 |  | N |  |  | OP | X | 11 | 2017 |  |  | N | Electric Utility | 1 | X | SUN | [9 empty] | N | N
60571 | AEP Onsite Partners | 60923 | Clyde Solar Array | OH | Sandusky | PV1 | Solar Photovoltaic | PV |  | S | X | X |  |  | 2.8 |  | 2.8 | 0.7 |  | N |  |  | OP | X | 6 | 2016 |  |  | N | IPP Non-CHP | 2 | X | SUN
60025 | Greenbacker Renewable Energy Corporation | 61031 | Floyd Road Solar Farm | NC | Northampton | PV1 | Solar Photovoltaic | PV |  | S | X | X |  |  | 5 |  | 5 | 5 |  | N |  |  | OP | X | 6 | 2017 |  |  | N | IPP Non-CHP | 2 | X | SUN
9234 | Indiana Municipal Power Agency | 61053 | Greenfield Solar Park | IN | Hancock | SGREE | Solar Photovoltaic | PV |  | S | X | X |  |  | 2.8 |  | 2.8 | 2.2 |  | N |  |  | OP | X | 12 | 2017 |  |  | N | Electric Utility | 1 | X | SUN
9234 | Indiana Municipal Power Agency | 61054 | IMPA Anderson Solar Park 2 | IN | Madison | SAND2 | Solar Photovoltaic | PV |  | S | X | X |  |  | 8.1 |  | 8.1 | 6.5 |  | N |  |  | OP | X | 12 | 2017 |  |  | N | Electric Utility | 1 | X | SUN
60370 | DG AMP Solar, LLC | 61055 | DG AMP Solar Front Royal | VA | Warren | AMPFR | Solar Photovoltaic | PV |  | S | X | X |  |  | 2.5 |  | 2.5 | 2.5 |  | N |  |  | OP | X | 5 | 2017 |  |  |  | IPP Non-CHP | 2 | X | SUN
17043 | City of Shelby - (OH) | 61076 | City of Shelby Electric Distribution | OH | Richland | PSG1 | Petroleum Liquids | IC |  | S | X | X | AEP | AEP | 1.8 | 0.8 | 1.8 | 1.8 | 0.2 | N |  |  | OP | X | 7 | 2016 |  |  | N | Electric Utility | 1 | X | DFO | [9 empty] | N | N |  | 10M | [20 empty] | N |  |  | N | N | N
60746 | Bedford Solar, LLC | 61126 | Bedford Solar | VA | Bedford | 12346 | Solar Photovoltaic | PV |  | S | X | X |  |  | 3 |  | 3 | 3 |  | N |  |  | OP | X | 12 | 2017 |  |  | N | IPP Non-CHP | 2 | X | SUN
60751 | Tolson Solar, LLC | 61131 | Tolson Solar | NC | Edgecombe | 12345 | Solar Photovoltaic | PV |  | S | X | X |  |  | 3 |  | 3 | 3 |  | N |  |  | OP | X | 12 | 2015 |  |  | N | IPP Non-CHP | 2 | X | SUN
55729 | Duke Energy Kentucky Inc | 61310 | Crittenden Solar Facility | KY | Grant | PV1 | Solar Photovoltaic | PV |  | S | X | X |  |  | 2.7 |  | 2.7 | 2.7 |  | N |  |  | OP | X | 12 | 2017 |  |  | N | Electric Utility | 1 | X | SUN
55729 | Duke Energy Kentucky Inc | 61311 | Walton 1 Solar Facility | KY | Kenton | PV1 | Solar Photovoltaic | PV |  | S | X | X |  |  | 2 |  | 2 | 2 |  | N |  |  | OP | X | 12 | 2017 |  |  | N | Electric Utility | 1 | X | SUN
55729 | Duke Energy Kentucky Inc | 61312 | Walton 2 Solar Facility | KY | Kenton | PV1 | Solar Photovoltaic | PV |  | S | X | X |  |  | 2 |  | 2 | 2 |  | N |  |  | OP | X | 12 | 2017 |  |  | N | Electric Utility | 1 | X | SUN
61157 | Essex Solar Center, LLC | 61406 | Essex Solar Center | VA | Essex | ESSEX | Solar Photovoltaic | PV |  | S | X | X |  |  | 20 |  | 20 | 20 |  | N |  |  | OP | X | 12 | 2017 |  |  | N | IPP Non-CHP | 2 | X | SUN
61159 | Palmer Solar Center, LLC | 61457 | Palmer Solar Center | VA | Fluvanna | PALM | Solar Photovoltaic | PV |  | S | X | X |  |  | 5 |  | 5 | 5 |  | N |  |  | OP | X | 12 | 2017 |  |  | N | IPP Non-CHP | 2 | X | SUN
61158 | Martin Solar Center, LLC | 61458 | Martin Solar Center | VA | Goochland | MARTN | Solar Photovoltaic | PV |  | S | X | X |  |  | 5 |  | 5 | 5 |  | N |  |  | OP | X | 12 | 2017 |  |  | N | IPP Non-CHP | 2 | X | SUN
59462 | Heelstone Energy Holdings, LLC | 61581 | Davis Lane Solar, LLC | NC | Perquimans | DAVIS | Solar Photovoltaic | PV |  | S | X | X |  |  | 5 |  | 5 | 5 |  | N |  |  | OP | X | 12 | 2017 |  |  | N | IPP Non-CHP | 2 | X | SUN | [9 empty] | N | N
61353 | Philadelphia Authority for Industrial Development | 61737 | Navy Yard Peaker Station | PA | Philadelphia | GEN1 | Natural Gas Internal Combustion Engine | IC |  | S | X | X |  |  | 2 | 0.8 | 2 | 2 | 1.4 | N |  |  | OP | X | 12 | 2017 |  |  | N | IPP Non-CHP | 2 | X | NG | [12 empty] | 10M | [23 empty] | N
61353 | Philadelphia Authority for Industrial Development | 61737 | Navy Yard Peaker Station | PA | Philadelphia | GEN2 | Natural Gas Internal Combustion Engine | IC |  | S | X | X |  |  | 2 | 0.8 | 2 | 2 | 1.4 | N |  |  | OP | X | 12 | 2017 |  |  | N | IPP Non-CHP | 2 | X | NG | [12 empty] | 10M | [23 empty] | N
61353 | Philadelphia Authority for Industrial Development | 61737 | Navy Yard Peaker Station | PA | Philadelphia | GEN3 | Natural Gas Internal Combustion Engine | IC |  | S | X | X |  |  | 2 | 0.8 | 2 | 2 | 1.4 | N |  |  | OP | X | 12 | 2017 |  |  | N | IPP Non-CHP | 2 | X | NG | [12 empty] | 10M | [23 empty] | N